## Tab A
004-20 Appendix A - Reponse Workbook for Water and Waste Water Items for JEA Inventory Stock - Tab A
Vendor Name:
Instructions: Only the approved manufacturers and part numbers specified in Column D will be accepted and no substitue products will be allowed. You must quote one of the options in Column D and indicate the item you are bidding by using the drop down box contained in each Cell within Column E. The lead time listed in Column J must be the number of calendar days after receipt of order that JEA will receive the material, not the number of days to ship. This should be as number of days, do not quote a range. Any blanks left on the workbook will be considered to be a "no bid." Your quoted unit price must be listed in Column H. You must take the final amount located in cell I4 and transfer that total one (1) year price to the Appendix A - Response Form. | [7 empty] | Total One (1) Year Proposed Bid Price
0
JEA Item ID | Lead Time Priority Level | Item Description | Mfg Name & Mfg Part Number | Quoted Mfg. & Part Number | UOM | Estimated One (1) Year Usage | Quoted Unit Price | One (1) Year Proposed Bid Price | Lead Time: In Calendar Days After Receipt of Order | Contractual Minimum Order Quantities
ACCFL126 | Priority Two | FLANGE PACK, 6", FLANGE FITTINGS, PACK TO INCLUDE FLANGE GASKET, BOLTS & NUTS. GASKET SHALL BE 1/8" THICK FULL FACED RED RUBBER. | Per Description |  | EA | 177 |  | 0
ACCFL138 | Priority Two | FLANGE PACK, 8", FLANGE FITTINGS, PACK TO INCLUDE FLANGE GASKET, BOLTS & NUTS. GASKET SHALL BE 1/8" THICK FULL FACED RED RUBBER. | Per Description |  | EA | 132 |  | 0
ACCFL140 | Priority Two | FLANGE PACK, 10", FLANGE FITTINGS, PACK TO INCLUDE FLANGE GASKET, BOLTS & NUTS. GASKET SHALL BE 1/8" THICK FULL FACED RED RUBBER. | Per Description |  | EA | 24 |  | 0
ACCMJ000 | Priority Two | PACK ACCESSORY, 4", DUCTILE IRON, MJ, INCLUDES: GASKET, GLAND, BOLTS AND NUTS.** SHIP BOXED IN KIT FORM.** | Per Description |  | EA | 29 |  | 0
ACCMJ019 | Priority Two | PACK ACCESSORY, 6", DUCTILE IRON, MJ, INCLUDES: GASKET, GLAND, BOLTS AND NUTS. **SHIP BOXED IN KIT FORM.** | Per Description |  | EA | 192 |  | 0
ACCMJ027 | Priority Two | PACK ACCESSORY, 8", DUCTILE IRON, MJ, INCLUDES: GASKET, GLAND, BOLTS AND NUTS.** SHIP BOXED IN KIT FORM.** | Per Description |  | EA | 9 |  | 0
ACCMJ035 | Priority Two | PACK ACCESSORY, 10", DUCTILE IRON, MJ, INCLUDES: GASKET, GLAND, BOLTS AND NUTS. **SHIP BOXED IN KIT FORM.** | Per Description |  | EA | 3 |  | 0
ACCMJ043 | Priority Two | PACK ACCESSORY, 12", DUCTILE IRON, MJ, INCLUDES: GASKET, GLAND, BOLTS AND NUTS.** SHIP BOXED IN KIT FORM.** | Per Description |  | EA | 8 |  | 0
ACCMJ051 | Priority Two | PACK ACCESSORY, 3", DUCTILE IRON, MJ, INCLUDES: GASKET, GLAND, BOLTS AND NUTS.**SHIP BOXED IN KIT FORM.** | Per Description |  | EA | 14 |  | 0
ACCMJ062 | Priority Two | PACK ACCESSORY, TRANSISTION, 3", DUCTILE IRON, MJ PACK INCLUDES: GASKET, GLAND, BOLTS AND NUTS. **SHIP BOXED IN KIT FORM.** | Per Description |  | EA | 1 |  | 0
ACCMJ074 | Priority Two | PACK ACCESSORY, 14", DUCTILE IRON, MJ, INCLUDES: GASKET, GLAND, BOLTS AND NUTS. **SHIP BOXED IN KIT FORM.** | Per Description |  | EA | 4 |  | 0
ACCMJ096 | Priority Two | PACK ACCESSORY, 16", DUCTILE IRON, MJ, INCLUDES: GASKET, GLAND, BOLTS (3/4" X 4-1/2") & NUTS. **SHIP BOXED IN KIT FORM.** | Per Description |  | EA | 4 |  | 0
ACCMJ100 | Priority Two | PACK ACCESSORY, 18", DUCTILE IRON, MJ, INCLUDES: GASKET, GLAND, BOLTS (3/4" X 4 -1/2") & NUTS. **SHIP BOXED IN KIT.** | Per Description |  | EA | 5 |  | 0
ACCMJ112 | Priority Two | PACK ACCESSORY, 20", DUCTILE IRON, MJ, INCLUDES: GASKET, GLAND, BOLTS (3/4" X 4 -1/2") AND NUTS. **SHIP BOXED IN KIT FORM.** | Per Description |  | EA | 2 |  | 0
ACCMJ123 | Priority Two | PACK ACCESSORY, 24", DUCTILE IRON, MJ, INCLUDES: GASKET, GLAND, BOLTS (3/4" X 5") & NUTS. **SHIP BOXED IN KIT FORM.** | Per Description |  | EA | 1 |  | 0
ADCPR002 | Priority Two | PRIMER, PIPE, PVC & CPVC, CLEAR, TEMPERATURE 0 TO 110 DEGREES, 1 QUART CAN, ASTM F-656, | EZ WELD 21104 IPS P-68 |  | EA | 11 |  | 0
BDMAA125 | Priority One | BRICK, COMMON - #2 SOLID RED BRICK, ASTEM-32, SM AND MS GRADE, PRE-STACKED & BANDED FOR FORKLIFT UNLOADING 2-1/4" X 3-1/2" X 7-3/4", SOLID BRICK ONLY, NO CORED BRICK ALLOWED | BORAL #2 SOLID/RED |  | EA | 6924 |  | 0
BDMAA137 | Priority One | CEMENT, 94 LB. BAG (PORTLAND CEMENT) | Per Description |  | EA | 726 |  | 0
BDMAA188 | Priority Two | SAME AS BDMDD275***CAULK, BUTYL-FLEX, ONE PART BUTYL RUBBER SEALANT. WHITE. MUST MEET FEDERAL SPEC TT-S-001657 (TYPE 1). 10.1 FLUID OZ. TUBE. | DAP 18182 PERMATITE DA11152 |  | EA | 10 |  | 0
BDMAA233 | Priority One | HARDENER, CONCRETE, PORTLAND CEMENT QUICK SOLUTION, 5 GALLON PAIL, ANTI-HYDRO OR MAKE SET | Per Description |  | EA | 230 |  | 0
BDMAA241 | Priority One | CONCRETE MIX, 60 POUND BAG, COMPRESSIVE STRENGHT OF 4,000 PSI (28 DAY). | QUIKRETE 1101 |  | EA | 1185 |  | 0
BDMAA250 | Priority One | LIME, HYDRATED, 50 POUND BAG | Per Description |  | EA | 272 |  | 0
BDMAA262 | Priority Two | ROD, CONNECTOR - 3/4", (COUPLER) ZINC PLATED. | Per Description |  | EA | 72 |  | 0
BDMAA274 | Priority Two | CORD-SASH, #8, 1/4" - 100 FT HANK, JUBILEE BRAIDED, SYNTHETIC CORD, MAGNOLIA | Per Description |  | EA | 2 |  | 0
BDMCC731 | Priority Two | RECTORSEAL, PIPE JOINT COMPOUND, ( 1-PINT CAN ) | Per Description |  | EA | 185 |  | 0
BDMDD260 | Priority Two | SEALANT, 3M , MARINE ADH , COLOR WHITE , 10OZ TUBE #5200 ******* NO SUBSTITUTES ******* | 3M 5200 - 051135-06500 |  | EA | 140 |  | 0
BDMEE112 | Priority One | STAKE-WOOD, 1" X 2" X 24" #2 PINE, BANDED, 50/PER BUNDLE SINGLE POINT, DOUBLE CUT. **** 1 EACH = BUNDLE OF 50 STAKES. **** | Per Description |  | EA | 200 |  | 0
BDMEE150 | Priority Two | FENCE, SAFETY - 4' X 100' ROLLS, SAFETY ORANGE, FENCE SUITABLE FOR PROVIDING VISUAL WARNING AROUND WORK ZONES AND CONSTRUCTION SITES, HIGH DENSITY POLY- ETHYLENE. 100 FT ROLLS | Per Description |  | EA | 8 |  | 0
BDMEE448 | Priority Two | ROD, STEEL, ALL THREADED, 5/8" X 12', PLAIN FINISH, B7. * 10-12 FT. LENGTHS ONLY * | Per Description |  | EA | 6 |  | 0
BDMEE460 | Priority One | ROD, STEEL, ALL THREADED, 3/4-10 X 12', PLAIN FINISH ****** 12-FT. LENGTHS ONLY PLEASE******, **** 1 EACH = 12 FOOT PIECE **** | Per Description |  | EA | 521 |  | 0
BDMEE500 | Priority Two | SILT SCREEN - 3' X 100' ROLLS, BLACK COLOR, ROLLS TO BE STAKED EVERY 10 FT. WITH 4' STAKES. MUST COMPLY TO CURRENT DOT STANDARDS. (***1 EACH = 1 ROLL.***) | Per Description |  | EA | 11 |  | 0
BDMFF071 | Priority Two | TAPE, ALUMINUM FOIL, DUCT TAPE, 7.4 MILS THICK OVERALL WITH 2-MIL DEAD SOFT ALUM- INUM FOIL, PERMANENT HIGH TACK ADHESIVE, 2" WIDTH. 50 FT ROLL. GRAINGER #2W500 | W W GRAINGER 2W500 |  | EA | 21 |  | 0
BDMFF134 | Priority One | TAPE, SURVEYING ORANGE FLUORESCENT 1 3/16" X 50 YDS, TAFFETA GRADE | PRESCO TFOG |  | EA | 2400 |  | 0
BFPAA050 | Priority Two | PREVENTER BACKFLOW 2", REDUCED PRESSURE TYPE WITH BALL VALVE, BALL VALVE TO BE RESILIENT SEATING IN KEEPING WITH CITY OF JACKSONVILLE SPECIFICATIONS. | AMES TOOLS 4000B RP WILKINS 975-XL2 |  | EA | 77 |  | 0
CHLGG204 | Priority One | KIT, ICE MAKER - KIT TO BE USED FOR TAPPING 3/8" - 1-3/8" COPPER TUBING, KIT INCLUDES 25 FT. OF FDA APPROVED 1/4" O.D NON-TOXIC POLYETHYLENE TUBING (120 PSI MIN),SELF-TAPPING SADDLE VALVE W/RUBBER WASHER AND COMPRESSION SLEEVE,TWO BRASS INS | JOHNSTONE SUPPLY B-80516 JOHNSTONE SUPPLY PT25 |  | EA | 318 |  | 0
CLPAA020 | Priority Two | CLAMP, 6", CLAMP MUST HAVE TWO BOLT HOLES ON EACH END. CLAMPS TO BE SUPPLIED WITH 3-1/2" BOLTS AND NUTS, NOTE: CLAMPS ARE TO BE ASSEMBLED OR PACKAGED. | Per Description |  | EA | 6 |  | 0
CLPAA030 | Priority Two | CLAMP, STELLAR, 8", CLAMP MUST HAVE TWO BOLT HOLES ON EACH END. CLAMPS TO BE SUPPLIED WITH 3 1/2" BOLTS AND NUTS. NOTE: CLAMPS ARE TO BE ASSEMBLED OR PACKAGED | Per Description |  | EA | 7 |  | 0
CLPBB030 | Priority Two | CLAMP, BELL JOINT LEAK, 8" | SMITH-BLAIR INC. 274-0905-000 |  | EA | 2 |  | 0
CLPBB050 | Priority Two | CLAMP, BELL JOINT LEAK, 12" | SMITH-BLAIR INC. 274-1320-000 |  | EA | 1 |  | 0
CLPBB239 | Priority Two | CLAMP, FULL CIRCLE, 3/4" - FULL CIRCUMFERENCE BUNA GASKET WITH RECESSED ARMOUR PLATES, STAINLESS STEEL BAND, DUCTILE LU GS. 1.05 O.D. X 6" LENGTH, OR EQUAL | JCM 111-0105-6 SMITH-BLAIR INC. 244-010506-000 |  | EA | 56 |  | 0
CLPBB257 | Priority Two | CLAMP, FULL CIRCLE, 1" - FULL CIRCUMFERENCE, GASKET WITH RECESSED ARMOUR PLATES, STAINLESS STEEL BAND, DUCTILE LUGS, 1.32 O.D. X 6" LENGTH, OR EQUAL | JCM 111-0132-6 SMITH-BLAIR INC. 244-013206-000 |  | EA | 51 |  | 0
CLPBB270 | Priority Two | CLAMP, FULL CIRCLE, 1-1/4" - FULL CIRCUMFERENCE GASKET WITH RECESSED ARMOUR PLATES, STAINLESS STEEL BAND, DUCTILE LUGS. 1.66 O.D. X 6" LENGTH , OR EQUAL | JCM 111-0166-6 SMITH-BLAIR INC. 244-016606-000 |  | EA | 39 |  | 0
CLPBB294 | Priority Two | CLAMP, FULL CIRCLE, 1-1/2" - FULL CIRCUMFERENCE GASKET WITH RECESSED ARMOUR PLATES, STAINLESS STEEL BAND, DUCTILE LUGS. 1.90 O.D. X 6" LENGTH. | JCM 111-0190-6 SMITH-BLAIR INC. 244-019006-000 |  | EA | 26 |  | 0
CLPBB313 | Priority Two | CLAMP, FULL CIRCLE, 2" - FULL CIRCUMFERENCE BUNA GASKET WITH RECESSED ARMOUR PLATES, STAINLESS STEEL BAND, DUCTILE LUGS. 2.38 O.D. X 6" LENGTH, OR EQUAL | JCM 111-0238-6 SMITH-BLAIR INC. 244-023806-000 |  | EA | 37 |  | 0
CLPCC100 | Priority One | CLAMP, FULL CIRCLE, 2.35-2.63 X 7-1/2", (NOTE: ALL 7-1/2" CLAMPS MUST HAVE 3 BOLTS MINIMUM) | FORDFLEX F1-263-7.5 SMITH-BLAIR INC. 226-023807-000 |  | EA | 240 |  | 0
CLPCC200 | Priority Two | CLAMP, FULL CIRCLE, 2.70-3.00 X 7-1/2", (NOTE: ALL 7-/2" CLAMPS MUST HAVE 3 BOLTS MINIMUM) | FORDFLEX F1-300-7.5 SMITH-BLAIR INC. 226-027507-000 |  | EA | 28 |  | 0
CLPCC300 | Priority Two | CLAMP, FULL CIRCLE, 2.97-3.25 X 7-1/2" SMITH-BLAIR, FORDLEX, OR EQUAL (NOTE: ALL 7-1/2" CLAMPS MUST HAVE 3 BOLTS MINIMUM) | FORDFLEX F1-325-7.5 SMITH-BLAIR INC. 226-03007-000 |  | EA | 12 |  | 0
CLPCC400 | Priority Two | CLAMP, FULL CIRCLE, 3.46-3.70 X 7-1/2", (NOTE: ALL 7-1/2" CLAMPS MUST HAVE 3 BOLTS MINIMUM) | FORDFLEX F1-370-7.5 SMITH-BLAIR INC. 226-035007-000 |  | EA | 26 |  | 0
CLPCC500 | Priority Two | CLAMP, FULL CIRCLE, 3.73-4.00 X 7-1/2", NOTE: ALL 7-1/2" CLAMPS MUST HAVE 3 BOLTS MINIMUM | FORDFLEX F1-400-7.5 SMITH-BLAIR INC. 226-037507-000 |  | EA | 19 |  | 0
CLPCC600 | Priority Two | CLAMP, FULL CIRCLE, 3.96-4.25 X 7-1/2", (NOTE: ALL 7-1/2" CLAMPS MUST HAVE 3 BOLTS MINIMUM) | FORDFLEX F1-425-7.5 SMITH-BLAIR INC. 226-040007-000 |  | EA | 21 |  | 0
CLPCC700 | Priority Two | CLAMP, FULL CIRCLE, 4.45-4.73 X 7-1/2", (NOTE: ALL 7-1/2" CLAMPS MUST HAVE 3 BOLTS MINIMUM) | FORDFLEX F1-473-7.5 POWERSEAL CORP. MODEL 3121 4X X 8 SMITH-BLAIR INC. 226-045007-000 |  | EA | 28 |  | 0
CLPCC800 | Priority Two | CLAMP, FULL CIRCLE, 4.74-5.14 X 7-1/2", (NOTE: ALL 7-1/2" CLAMPS MUST HAVE 3 BOLTS MINIMUM) | FORDFLEX F1-514-7.5 SMITH-BLAIR INC. 226-048007-000 |  | EA | 55 |  | 0
CLPCC850 | Priority Two | CLAMP , FULL CIRCLE REPAIR, 4.74 - 5.14 X 15", FOR WATER AND SEWER LINES OF PVC, DI AND CI PIPE, TO BE MADE OF STAINLESS STEEL AND HAVE RUBBER GASKET GLUED TO THE INSIDE, ( NOTE: ALL 15" CLAMPS MUST HAVE MINIMUM OF 4 BOLTS, WASHERS & NUTS) | FORDFLEX F151415 SMITH-BLAIR INC. 226-048015-000 |  | EA | 33 |  | 0
CLPCC900 | Priority Two | CLAMP, FULL CIRCLE, 4.95-5.35 X 7-1/2" NOTE: ALL 7-1/2" CLAMPS MUST HAVE 3 BOLTS MINIMUM | FORDFLEX F1-535-7.5 SMITH-BLAIR INC. 226-050007-000 |  | EA | 26 |  | 0
CLPCC950 | Priority Two | CLAMP , FULL CIRCLE REPAIR, 6.84 - 7.24 X 15", FOR WATER AND SEWER LINES OF PVC, DI AND CI PIPE, TO BE MADE OF STAINLESS STEEL AND HAVE RUBBER GASKET GLUED TO THE INSIDE, ( NOTE: ALL 15" CLAMPS MUST HAVE MINIMUM OF 4 BOLTS, WASHERS & NUTS) | FORDFLEX F172415 SMITH-BLAIR INC. 226-069015-000 |  | EA | 23 |  | 0
CLPDD000 | Priority Two | CLAMP, FULL CIRCLE, 5.22-5.62 (O.D.) X 7-1/2". (NOTE: ALL 7-1/2" CLAMPS MUST HAVE 3 BOLTS MINIMUM) | FORDFLEX F1-562 X 7.5 SMITH-BLAIR INC. 226-052507-000 |  | EA | 8 |  | 0
CLPDD100 | Priority Two | CLAMP, FULL CIRCLE, 5.95-6.35 (O.D.) X 7-1/2", (NOTE: ALL 7-1/2" CLAMPS MUST HAVE 3 BOLTS MINIMUM) | FORDFLEX F1-635 X 7.5 POWERSEAL CORP. MODEL 3121 6X X 8 SMITH-BLAIR INC. 226-060007-000 |  | EA | 11 |  | 0
CLPDD200 | Priority Two | CLAMP FULL CIRCLE 6" O.D. 6.56-6.96 X 7-1/2" (NOTE: ALL 7-1/2" CLAMPS MUST HAVE 3 BOLTS MINIMUM) | FORDFLEX F1-696-7.5 FORDFLEX F1-696-75 SMITH-BLAIR INC. 226-066307-000 |  | EA | 18 |  | 0
CLPDD300 | Priority Two | CLAMP, REPAIR FULL CIRCLE 6" O.D. 6.84- 7.24 X 7-1/2", (NOTE: ALL 7-1/2" CLAMPS MUST HAVE 3 BOLTS MINIMUM) | FORDFLEX F1-724-7.5 SMITH-BLAIR INC. 226-069007-000 |  | EA | 65 |  | 0
CLPDD400 | Priority Two | CLAMP, FULL CIRCLE, 7.05-7.45 X 12.5", | FORDFLEX F1-745-12.5 SMITH-BLAIR INC. 226-071012-000 |  | EA | 29 |  | 0
CLPDD700 | Priority Two | CLAMP, FULL CIRCLE, 8.54-8.94 (O.D.) X 12.5" | FORDFLEX F1-894-12.5 SMITH-BLAIR INC. 226-086312-000 |  | EA | 18 |  | 0
CLPDD800 | Priority Two | CLAMP, FULL CIRCLE, 8.99-9.39 X 12.5", | FORDFLEX F1-939-12.5 SMITH-BLAIR INC. 226-090512-000 |  | EA | 40 |  | 0
CLPDD900 | Priority Two | CLAMP, FULL CIRCLE, 9.27-9.67 (O.D.) X 12.5" | FORDFLEX F1-967-12.5 SMITH-BLAIR INC. 226-094012-000 |  | EA | 15 |  | 0
CLPEE000 | Priority Two | CLAMP, FULL CIRCLE, 9.70-10.10 (O.D.) X 12.5 | FORDFLEX F1-1010-12.5 SMITH-BLAIR INC. 226-100012-000 |  | EA | 3 |  | 0
CLPEE100 | Priority Two | CLAMP, FULL CIRCLE, 10.64-11.04 (O.D.) X 12.5. | FORDFLEX F1-1104-12.5 SMITH-BLAIR INC. 226-107512-000 |  | EA | 4 |  | 0
CLPEE200 | Priority Two | CLAMP, FULL CIRCLE, 11.04-11.44 (O.D.) X 12.5 | FORDFLEX F1-1144-12.5 SMITH-BLAIR INC. 226-111012-000 |  | EA | 13 |  | 0
CLPEE400 | Priority Two | CLAMP, FULL CIRCLE, 11.75-12.15 (O.D.) X 12.5 | FORDFLEX F1-1215-12.5 SMITH-BLAIR INC. 226-117512-000 |  | EA | 4 |  | 0
CLPEE500 | Priority Two | CLAMP, FULL CIRCLE, 12.00 -12.40 (O.D.) X 12.5. | FORDFLEX F1-1240-12.5 SMITH-BLAIR INC. 226-120012-000 |  | EA | 4 |  | 0
CLPEE650 | Priority Two | CLAMP, FULL CIRCLE, 12.62-13.02 (O.D.) X 12.5". | FORDFLEX F1-1302-12.5 SMITH-BLAIR INC. 226-127512-000 |  | EA | 4 |  | 0
CLPEE700 | Priority Two | CLAMP, FULL CIRCLE, 13.14-13.50 (O.D.) X 12.5" | FORDFLEX F1-1350-12.5 POWERSEAL CORP. TO BE SUPPLIED SMITH-BLAIR INC. 226-132012-000 |  | EA | 17 |  | 0
CLPEE800 | Priority Two | CLAMP, FULL CIRCLE, 13.40-13.80 (O.D) X 12.5". | FORDFLEX F1-1380-12.5 SMITH-BLAIR INC. 226-134012-000 |  | EA | 1 |  | 0
CLPEE900 | Priority Two | CLAMP, FULL CIRCLE, 15.07-15.82 (O.D.) X 20". | FORDFLEX F2-1582-20 SMITH-BLAIR INC. 228-20150720-000 |  | EA | 3 |  | 0
CLPFF000 | Priority Two | CLAMP, FULL CIRCLE, 17.15-17.90 (O.D.) X 20" | FORDFLEX F2-1790-20 SMITH-BLAIR INC. 228-171520-000 |  | EA | 8 |  | 0
CLPFF200 | Priority Two | CLAMP, FULL CIRCLE, 21.52-22.27 (O.D.) X 30". | FORDFLEX F2-2227-30 SMITH-BLAIR INC. 228-20215230-000 |  | EA | 5 |  | 0
CLPFF400 | Priority Two | CLAMP, FULL CIRCLE - 25.70-26.80 (O.D.) X 30" (MINIMUM), TRIPLE BAND CLAMP. | FORDFLEX F3-2680-30 JCM 102-2580-30 SMITH-BLAIR INC. 228-257030-000 |  | EA | 5 |  | 0
CLPFF500 | Priority Two | CLAMP, FULL CIRCLE, 31.70-32.80 (O.D) X 30", ALL STAINLESS STEEL, INCLUDING S/S NUTS AND BOLTS. | FORD F3-3290-30 |  | EA | 2 |  | 0
CLPGG010 | Priority Two | CLAMP, REPAIR, HANDI-BAND, 1/2" X 3". *********** NO SUBSTITUTE ************** | JCM 110-0084-3 SMITH-BLAIR INC. 245-008403-000 |  | EA | 44 |  | 0
CLPGG020 | Priority Two | CLAMP, REPAIR, HANDI-BAND, 1/2" X 6". | JCM 110-0084-6 SMITH-BLAIR INC. 245-008406-000 |  | EA | 14 |  | 0
CLPGG030 | Priority One | CLAMP, REPAIR, HANDI-BAND, 3/4" X 3" *********** NO SUBSTITUTE ************** | JCM 110-0105-3 SMITH-BLAIR INC. 245-010503-000 |  | EA | 342 |  | 0
CLPGG040 | Priority Two | CLAMP, REPAIR, HANDI-BAND 3/4" X 6" ********** NO SUBSTITUTE ********** | JCM 110-0105-6 SMITH-BLAIR INC. 245-010506-000 |  | EA | 25 |  | 0
CLPGG050 | Priority One | CLAMP, REPAIR, HANDI-BAND, 1" X 3". *********** NO SUBSTITUTE ************** | JCM 110-0132-3 SMITH-BLAIR INC. 245-013203-000 |  | EA | 257 |  | 0
CLPGG060 | Priority Two | CLAMP, HANDI-BAND, 1" X 6". *********** NO SUBSTITUTE ************** | JCM 110-0132-6 SMITH-BLAIR INC. 245-013206-000 |  | EA | 24 |  | 0
CLPGG070 | Priority Two | CLAMP, HANDI-BAND, 1-1/4" X 3". *********** NO SUBSTITUTE ************** | JCM 110-0166-3 SMITH-BLAIR INC. 245-016603-000 |  | EA | 165 |  | 0
CLPGG080 | Priority Two | CLAMP, HANDI-BAND, 1-1/2" X 3". *********** NO SUBSTITUTE ************** | JCM 110-0190-3 SMITH-BLAIR INC. 245-019003-000 |  | EA | 160 |  | 0
CLPGG090 | Priority Two | CLAMP, HANDI-BAND, 1-1/2" X 6". *********** NO SUBSTITUTE ************** | JCM 110-0190-6 SMITH-BLAIR INC. 245-019006-000 |  | EA | 15 |  | 0
CLPGG100 | Priority One | CLAMP, HANDI-BAND, 2" X 3". *********** NO SUBSTITUTE ************** | JCM 110-0238-3 SMITH-BLAIR INC. 245-00023803-000 |  | EA | 804 |  | 0
CLPGG110 | Priority Two | CLAMP, HANDI-BAND, 2" X 6". *********** NO SUBSTITUTE ************** | JCM 110-0238-6 SMITH-BLAIR INC. 245-023806-000 |  | EA | 70 |  | 0
CLPHH010 | Priority Two | CLAMP, HOSE (WORM GEAR),#1, 7/32" - 5/8" ALL STAINLESS STEEL. DIXON #MAH-4 | DIXON MAH-4 |  | EA | 9 |  | 0
CLPHH020 | Priority Two | CLAMP, HOSE (WORM GEAR),#6, 3/8" - 7/8", ALL STAINLESS STEEL. DIXON #HSS-6 | DIXON HSS-6 |  | EA | 8 |  | 0
CLPHH030 | Priority Two | CLAMP, HOSE (WORM GEAR), #8, 7/16" - 1", ALL STAINLESS STEEL. | DIXON HSS-8 |  | EA | 9 |  | 0
CLPHH040 | Priority Two | CLAMP, HOSE (WORM GEAR),#10, 9/16" - 1-1/16, ALL STAINELESS STEEL. DIXON #HSS-10 | DIXON HSS-10 |  | EA | 8 |  | 0
CLPHH050 | Priority Two | CLAMP, HOSE (WORM GEAR), #16, 11/16"- 1-1/2", ALL STAINLESS STEEL DIXON #HSS-16 | DIXON HSS-16 |  | EA | 2 |  | 0
CLPHH080 | Priority Two | CLAMP, HOSE (WORM GEAR, #32, 1-9/16" - 2-1/2" ALL STAINLESS STEEL. DIXON #HSS-32 | DIXON HSS-32 |  | EA | 7 |  | 0
CLPHH090 | Priority Two | CLAMP, HOSE (WORM GEAR), #36, 1-13/16" - 2-3/4", ALL STAINLESS STEEL. DIXON #HSS-36 | DIXON HSS-36 |  | EA | 9 |  | 0
CLPHH120 | Priority Two | CLAMP, HOSE (WORM GEAR), #96, 3-5/8" - 6-1/2", ALL STAINLESS STEEL. | DIXON HSS-96 |  | EA | 48 |  | 0
CLPHH130 | Priority Two | CLAMP, HOSE (WORM GEAR), #104, 4-1/8" - 7", ALL STAINLESS STEEL. DIXON #HSS-104 | DIXON HSS-104 |  | EA | 50 |  | 0
CLPHH140 | Priority One | CLAMP, HOSE (WORM GEAR), #128, 5-5/8" - 8-1/2", ALL STAINLESS STEEL. DIXON #HSS-128 | DIXON HSS-128 |  | EA | 225 |  | 0
CLPHH142 | Priority Two | CLAMP, HOSE (WORM GEAR), #188, 9-3/8" - 12-1/4", ALL STAINLESS STEEL. DIXON #HSS-188 | DIXON HSS-188 |  | EA | 12 |  | 0
CLPHH147 | Priority Two | CLAMP, HOSE, 5" INSIDE DIAMETER ALL CLAMPS TO BE "FAST-LOK" BRAND "K-CLAMPS" ALL CLAMPS MUST BE HEAVY DUTY,STAINLESS STEEL. | DIXON KS-20 FAST-LOK KS-20 |  | EA | 100 |  | 0
CLPHH148 | Priority Two | CLAMP, HOSE #KS-28 7" INSIDE DIAMETER ALL CLAMPS TO BE "FAST-LOK" BRAND "K-CLAMPS" ALL CLAMPS MUST BE HEAVY DUTY, STAINLESS STEEL. | FAST-LOK KS-28 |  | EA | 88 |  | 0
CLPJJ600 | Priority Two | CLAMP, SERVICE, 1.61-1.92 (O.D.) X 1", COPPER TO COPPER THREAD, SERVICE CLAMP MUST HAVE THE MINIMUM O.D. RANGE NOTED | SMITH-BLAIR INC. 313-019209-000 |  | EA | 12 |  | 0
CLPJJ900 | Priority Two | CLAMP, SERVICE, 2.35-2.56 (O.D.) X 1", COPPER TO COPPER THREAD, SERVICE CLAMP MUST HAVE THE MINIMUM O.D. RANGE NOTED | FORD F202 (3.80-4.25) FORD F202-250-CC4-I POWERSEAL CORP. 34132A1CC SMITH-BLAIR INC. 313-025609-000 |  | EA | 99 |  | 0
CLPKK000 | Priority Two | CLAMP, SERVICE, 2.38 X 1", BRONZE, COPPER TO COPPER THREAD. | FORD S70-204 MUELLER H-13420 |  | EA | 74 |  | 0
CLPKK500 | Priority Two | CLAMP, SERVICE, 2.97-3.54 (O.D.) X 1", COPPER TO COPPER THREAD, SERVICE CLAMP MUST HAVE THE MINIMUM O.D. RANGE NOTED | SMITH-BLAIR INC. 313-035409-000 |  | EA | 14 |  | 0
CLPKK650 | Priority Two | CLAMP, SERVICE, 3.74 - 4.55 X 1-1/2",NPT | SMITH-BLAIR INC. 315-000-45512-000 |  | EA | 1 |  | 0
CLPKK900 | Priority Two | CLAMP, SERVICE, 3.74-4.13 (O.D.) X 1", COPPER TO COPPER THREAD, SERVICE CLAMP MUST HAVE THE MINIMUM O.D. RANGE NOTED | FORD F202 (3.80-4.25) SMITH-BLAIR INC. 313-041309-000 |  | EA | 62 |  | 0
CLPLL000 | Priority Two | CLAMP, SERVICE, 4.50 X 1", BRONZE, COPPER TO COPPER THREAD. MUELLER , CLOW , FORD, OR EQUAL. | CLOW 3401 FORD S70-404 MUELLER H-13428 |  | EA | 5 |  | 0
CLPLL100 | Priority Two | CLAMP, SERVICE, 4.74-5.14 (O.D.) X 3/4", COPPER TO COPPER THREAD, SERVICE CLAMP MUST HAVE THE MINIMUM O.D. RANGE NOTED | FORD F202 (4.74-5.26) POWER SEAL 3413-4B x ?CC SMITH BLAIR 313-00051407-000 |  | EA | 3 |  | 0
CLPLL200 | Priority Two | CLAMP, SERVICE, 4.74-5.63 (O.D.) X 1", COPPER TO COPPER THREAD, SERVICE CLAMP MUST HAVE THE MINIMUM O.D. RANGE NOTED | FORD F202 (4.74-5.26) POWERSEAL CORP. 34134B1CC SMITH-BLAIR INC. 313-00051409-000 |  | EA | 149 |  | 0
CLPLL400 | Priority Two | CLAMP, SERVICE, 4.74-5.14 (O.D.) X 2", COPPER TO COPPER THREAD, SERVICE CLAMP MUST HAVE THE MINIMUM O.D. RANGE NOTED | POWER SEAL 3413-4C x 2CC SMITH-BLAIR INC. 313-051415-000 |  | EA | 21 |  | 0
CLPLL700 | Priority Two | CLAMP, SERVICE, 5.94 - 6.70 (O.D.) X 1", COPPER TO COPPER THREAD, SERVICE CLAMP MUST HAVE THE MINIMUM O.D. RANGE NOTED | FORD F202 (5.94-6.69) SMITH-BLAIR INC. 313-66309 |  | EA | 11 |  | 0
CLPMM050 | Priority Two | CLAMP, SERVICE, 6.84 - 7.60 (O.D.) X 2", IPT, SERVICE CLAMP MUST HAVE THE MINIMUM O.D. RANGE NOTED | Per Description |  | EA | 2 |  | 0
CLPMM200 | Priority One | CLAMP, SERVICE, 6.84 - 7.60 (O.D.) X 1" COPPER TO COPPER THREAD, SERVICE CLAMP MUST HAVE THE MINIMUM O.D. RANGE NOTED | FORD F202 (6.84-7.60) POWERSEAL CORP. 34136B1CC SMITH-BLAIR INC. 313-076009-000 |  | EA | 386 |  | 0
CLPMM400 | Priority Two | CLAMP, SERVICE, 6.84 - 7.60 (O.D.) X 2", COPPER TO COPPER THREAD, SERVICE CLAMP MUST HABE THE MINIMUM O.D. RANGE NOTED | FORD F202 (6.84-7.60) POWERSEAL CORP. 34136B2CC SMITH-BLAIR INC. 313-076015-000 |  | EA | 25 |  | 0
CLPMM475 | Priority Two | CLAMP, SERVICE, 8.54 - 10.10 (O.D.) X 2", SS, NPT, SERVICE CLAMP MUST HAVE THE MINIMUM O.D. RANGE NOTED | Per Description |  | EA | 15 |  | 0
CLPMM575 | Priority Two | CLAMP, SERVICE, 7.79 - 8.72 (O.D.) X 1", COPPER TO COPPER THREAD, SERVICE CLAMP MUST HAVE THE MINIMUM O.D. RANGE NOTED. | SMITH-BLAIR INC. 13-087209-000 |  | EA | 7 |  | 0
CLPMM700 | Priority Two | CLAMP, SERVICE, 8.63 X 1", COPPER TO COPPER THREAD, BRONZE | FORD S70-804 MUELLER H-13433 |  | EA | 2 |  | 0
CLPNN100 | Priority One | CLAMP, SERVICE, 8.54 - 10.10 (O.D.) X 1" COPPER TO COPPER THREAD, SERVICE CLAMP MUST HAVE THE MINIMUM O.D. RANGE NOTED | FORD F202 (4.74-5.26) POWERSEAL CORP. 34138B1CC SMITH-BLAIR INC. 313-00101009-000 |  | EA | 382 |  | 0
CLPNN300 | Priority Two | CLAMP, SERVICE, 8.54 - 10.10 (O.D.) X 2" COPPER TO COPPER THREAD, SERVICE CLAMP MUST HAVE THE MINIMUM O.D. RANGE NOTED | POWERSEAL CORP. 34138B2CC SMITH-BLAIR INC. 313-101015-000 |  | EA | 30 |  | 0
CLPNN600 | Priority Two | CLAMP, SERVICE, 10.64 - 12.12 (O D) X 1" COPPER TO COPPER THREAD, SERVICE CLAMP MUST HAVE THE MINIMUM O.D. RANGE NOTED | POWERSEAL CORP. 341310B1CC SMITH-BLAIR INC. 313-121209-000 |  | EA | 40 |  | 0
CLPNN800 | Priority Two | CLAMP, SERVICE, 10.64 - 12.12(O.D.) X 2" COPPER TO COPPER THREAD, SERVICE CLAMP MUST HAVE THE MINIMUM O.D. RANGE NOTED | SMITH-BLAIR INC. 313-121215-000 |  | EA | 14 |  | 0
CLPPP000 | Priority Two | CLAMP, SERVICE, 12.62 - 14.32 (O D) X 1" COPPER TO COPPER THREAD, SERVICE CLAMP MUST HAVE THE MINIMUM O.D. RANGE NOTED | FORD F2021438CC4 POWERSEAL CORP. 341312B1CC SMITH-BLAIR INC. 313-143209-000 |  | EA | 90 |  | 0
CLPPP200 | Priority Two | CLAMP, SERVICE, 12.62 - 14.32(O.D.) X 2" COPPER TO COPPER THREAD, SERVICE CLAMP MUST HAVE THE MINIMUM O.D. RANGE NOTED | FORD F2021438CC7 POWERSEAL CORP. 341312B2CC SMITH-BLAIR INC. 313-143215-000 |  | EA | 18 |  | 0
CLPQQ012 | Priority Two | CLAMP, SERVICE, 17.40-18.88 (O.D.) X 1", COPPER TO COPPER THREAD, DOUBLE STRAP CARBON STEEL (ELECTRO-GALVANIZED) WITH DI-CHROMATE SEAL, NUTS/WASHERS DI-CHROMATE SEALED | FORD FC2021840CC4 POWERSEAL CORP. 341316A1CC SMITH-BLAIR INC. 313-188809-000 |  | EA | 38 |  | 0
CLPQQ034 | Priority Two | CLAMP, SERVICE 17.40-18.88 (O.D.) X 2", COPPER TO COPPER THREAD, DOUBLE STRAP STRAPS-CARBON STEEL (ELECTRO-GALVANIZED) WITH DI-CHROMATE SEAL, NUTS/WASHERS DI-CHROMATE SEALED | SMITH-BLAIR INC. 313-188815-000 |  | EA | 8 |  | 0
CLPQQ045 | Priority Two | CLAMP, SERVICE 21.35 - 22.10 (O.D.) X 1" COPPER TO COPPER THREAD, LARGE PIPE O.D. STRAPS (CARBON STEEL MUST HAVE ELECTRO- GALVANIZING), NUTS- CARBON STEEL, WASHERS TO BE HEMISPHERICAL | SMITH-BLAIR INC. 366-221009-000 |  | EA | 1 |  | 0
CLPQQ056 | Priority Two | CLAMP, SERVICE, 21.35 - 22.10 (O.D.) X 2", COPPER TO COPPER THREAD, LARGE PIPE O.D. STRAPS (CARBON STEEL WITH ELECTRO- GALVANIZING), NUTS- CARBON STEEL, WASHERS TO BE HEMISPHERICAL | SMITH-BLAIR INC. 366-221015-000 |  | EA | 3 |  | 0
CLPQQ078 | Priority Two | CLAMP, SERVICE, 17.40-18.88 (O.D.) X 2", NPT, DOUBLE STRAP, STRAPS-CARBON STEEL (ELECTRO GALVANIZED) WITH DI-CHROMATE SEAL, NUTS AND WASHERS DI-CHROMATE SEALED, SADDLE MUST HAVE MINIMUM O.D. RANGE NOTED. | SMITH-BLAIR INC. 313-188814-000 |  | EA | 1 |  | 0
CLPQQ089 | Priority Two | CLAMP, SERVICE, 25.55-26.32 (O.D.) X 2" NPT, TRIPLE STRAP, STRAPS AND NUTS TO BE CARBON STEEL, DUCTILE IRON BODY,SADDLE MUST HAVE MINIMUM O.D. RANGE NOTED. | SMITH-BLAIR INC. 366-263214-000 |  | EA | 1 |  | 0
CLPQQ126 | Priority Two | CLAMP , SERVICE 25. 75 TO 25. 85 O.D. RANGE X 1" COPPER TO COPPER THREAD , DOUBLE STRAPS , STRAP-CARBON STEEL. ( ELECTRO-GALVANIZED ) WITH DI-CHROME SEAL , NUTS/WASHERS DI-CHROME. | FORD FC202 (25.60-26.50) JCM 406-2650-09CC SMITH-BLAIR INC. 317-00258009 |  | EA | 1 |  | 0
CLPQQ136 | Priority Two | CLAMP, SERVICE 4" X 2" IPT, O.D. 4.74"-5.26" DOUBLE BOLT STAINLESS STEEL BAND, MUST HAVE MINIMUM O.D. RANGE NOTED | FORD FC202 (4.74-5.26) SMITH BLAIR 317-00051414-000 |  | EA | 4 |  | 0
CLPQQ146 | Priority Two | CLAMP, SERVICE 6" X 2" IPT, O.D. 6.84"-7.60" DOUBLE BOLT STAINLESS STEEL BAND, MUST HAVE MINIMUM O.D. RANGE NOTED | FORD FC202 (6.84-7.60) SMITH BLAIR 317-00076014-000 |  | EA | 5 |  | 0
CLPQQ156 | Priority Two | CLAMP, SERVICE 8" X 2" IPT, O.D. 8.99"-9.79" DOUBLE BOLT STAINLESS STEEL BAND, MUST HAVE MINIMUM O.D. RANGE NOTED | FORD FC202 (8.99-9.79) SMITH BLAIR 317-00101014-000 |  | EA | 5 |  | 0
CLPQQ166 | Priority Two | CLAMP, SERVICE 10" X 2" IPT, O.D. 10.75"-11.10" DOUBLE BOLT STAINLESS STEEL BAND, MUST HAVE MINIMUM O.D. RANGE NOTED | FORD FC202 (10.75-11.10) SMITH BLAIR 317-00121214-000 |  | EA | 3 |  | 0
CLPQQ176 | Priority Two | CLAMP, SERVICE 12" X 2" IPT, O.D. 12.75"-13.20" DOUBLE BOLT STAINLESS STEEL BAND, MUST HAVE MINIMUM O.D. RANGE NOTED | FORD FC202 (12.75-13.20) SMITH BLAIR 317-00143214-000 |  | EA | 6 |  | 0
CLPQQ186 | Priority Two | CLAMP, SERVICE 16" X 2" IPT, O.D. 17.40"-18.40" DOUBLE BOLT STAINLESS STEEL BAND, MUST HAVE MINIMUM O.D. RANGE NOTED | FORD FC202 (17.40-18.40) SMITH BLAIR 317-00178014-000 |  | EA | 4 |  | 0
CLPQQ206 | Priority Two | CLAMP, SERVICE 24" X 2" IPT, O.D. 25.60"-26.50" DOUBLE BOLT STAINLESS STEEL BAND, MUST HAVE MINIMUM O.D. RANGE NOTED | FORD FC202 (25.60-26.50) SMITH BLAIR 317-00258014-000 |  | EA | 3 |  | 0
FASAA020 | Priority One | BOLT, EYE 3/4" - OFFSET, NATIONAL COURSE THREAD, 4-1/2" LONG, BOLT MUST MEET ASTM A-242 SPECIFICATIONS FOR MATERIALS, HIGH STRENGTH, CORROSION RESISTANT, 839 BLACK ROLLED STEEL MINIMUM. 50 EACH PER BOX. | Per Description |  | EA | 731 |  | 0
FASCC045 | Priority One | LUG, TIE (DUC), DUCTILE - USED WITH TIE RODS TO RESTRAIN MJ FITTINGS, LUGS MUST ACCEPT 3/4" ALL-THREAD ROD. 72,000 LB. TENSILE STRENGTH (MIN.), 50,000 LB. YIELD STRENGTH (MIN.), APPROVED MANUF. ONLY, *** NO SUBSTITUE*** | ASTRAL CORPORATION S14 ROMAC INDUSTRIES DUCTILE LUG |  | EA | 804 |  | 0
FASCC500 | Priority Two | NUT, HEX, 5/8"-11, ZINC PLATED | Per Description |  | EA | 29 |  | 0
FASCC600 | Priority Two | NUT, HEX HEAD 3/4", PLAIN, NATIONAL COURSE THREAD (BLACK) | Per Description |  | EA | 170 |  | 0
FASCC700 | Priority One | NUT, HEX HEAD - 3/4"-10, STANDARD GRADE, HEAVY PATTERN, NATIONAL COURSE THREAD (50 OR 100 PER BOX OR BAG) | Per Description |  | EA | 1500 |  | 0
FASCC910 | Priority One | WASHER, FLAT 3/4", ROUND CUT, 1/8" THICK 2" OUTSIDE DIAMETER, USS ZINC PLATED | Per Description |  | EA | 990 |  | 0
FASCC921 | Priority Two | WASHER, FLAT, 4" X 4" SQUARE, 1/8" THICK CARBON STEEL WITH 7/8" CENTER HOLE | Per Description |  | EA | 33 |  | 0
FTGAA005 | Priority Two | FLANGE, ADAPTER 3", FOR USE WITH DUCTILE IRON PIPE, TO BE SUPPLIED WITH GASKET. | Per Description |  | EA | 2 |  | 0
FTGAA015 | Priority Two | FLANGE, ADAPTER 8", FOR USE WITH DUCTILE IRON PIPE, TO BE SUPPLIED WITH GASKET. | Per Description |  | EA | 1 |  | 0
FTGAA200 | Priority Two | FLANGE, ADAPTER, 4", FOR USE WITH CAST OR DUCTILE IRON PIPE, TO BE SUPPLIED WITH GASKET. | Per Description |  | EA | 2 |  | 0
FTGAA300 | Priority Two | UNIFLANGE, FLANGE, ADAPTER, 6", FOR USE WITH CAST OR DUCTILE IRON PIPE, TO BE SUPPLIED WITH GASKET | UNIFLANGE 200C OR 400C |  | EA | 1 |  | 0
FTGAE030 | Priority Two | ADAPTER, BRASS - 2-1/2" FEMALE NATIONAL STANDARD THREAD (FNST) X 2" FEMALE IRON PIPE THREAD (FIPT), RIGID HEXAGON (FIPT 2") X SWIVEL CONNECTION (FNST - 2-1/2") | DESANNO 73 DIXON RSF25F20T SEALFAST K35R25NST2NPT |  | EA | 94 |  | 0
FTGAE040 | Priority Two | ADAPTER, BRASS - 2-1/2" MALE NATIONAL STANDARD THREAD (MNST) X 2" FEMALE IRON PIPE THREAD (FIPT). | MOON 356 POWHATTAN U.F.S. 15216-2 |  | EA | 15 |  | 0
FTGAE050 | Priority Two | ADAPTER, BRASS - 2-1/2" FEMALE NATIONAL STANDARD THREAD (FNST) X 2" MALE IRON PIPE THREAD (MIPT), SWIVEL CONNECTION (FNST-2-1/2") X RIGID HEXAGON (MIPT-2") | DESANNO 72 DIXON SM25F20T |  | EA | 8 |  | 0
FTGAE115 | Priority Two | ADAPTER, BULL HEAD SERVICE 2" FIP INLET: (4) FOUR 1" FIP OUTLETS: | FORD Y11-474-NL |  | EA | 9 |  | 0
FTGAE200 | Priority Two | BUSHING, NO LEAD BRASS - 1"CC X 3/4"CC THREAD, BUSHING TO BE USED IN SERVICE SADDLES TO REDUCE DOWN SIZE OF THREAD. | FORD BBAA-43-NL |  | EA | 45 |  | 0
FTGAE250 | Priority Two | BUSHING, BRASS - 1-1/2"CC X 1"CC THREAD, BUSHING TO BE USED IN SERVICE SADDLES TO REDUCE DOWN SIZE OF THREAD. | FORD BBAA64 |  | EA | 30 |  | 0
FTGAE300 | Priority Two | BUSHING, NO LEAD BRASS - 2"CC X 1-1/2"CC THREAD, BUSHING TO BE USED IN SERVICE SADDLES TO REDUCE DOWN SIZE OF THREAD. FORD OR EQUAL | FORD BBAA-76-NL |  | EA | 12 |  | 0
FTGAE510 | Priority Two | BUSHING, PIPE - BRASS, 1/4"MIPT X 1/8" FIPT. | BARNETT BRASS 110-4-20 |  | EA | 3 |  | 0
FTGAE530 | Priority Two | BUSHING, PIPE - BRASS, 3/8"MIPT X 1/4" FIPT. | Per Description |  | EA | 5 |  | 0
FTGAE540 | Priority Two | BUSHING, PIPE - BRASS, 1/2"MIPT X 1/4" FIPT. | Per Description |  | EA | 12 |  | 0
FTGAE550 | Priority Two | BUSHING, PIPE - BRASS, 1/2"MIPT X 3/8" FIPT | Per Description |  | EA | 6 |  | 0
FTGAE560 | Priority Two | BUSHING, PIPE - BRASS, 3/4" X 1/4". | Per Description |  | EA | 30 |  | 0
FTGAE570 | Priority Two | BUSHING, PIPE - BRASS 3/4" X 3/8". | Per Description |  | EA | 17 |  | 0
FTGAE580 | Priority One | BUSHING, PIPE-NO LEAD BRASS, 3/4"MIPT X 1/2"FIPT | MERIT BRASS XNL114 3/4"x1/2" |  | EA | 892 |  | 0
FTGAE590 | Priority One | BUSHING, PIPE - NO LEAD BRASS 1"MIPT X 1/2"FIPT. | MERIT BRASS XNL114 1"x1/2" |  | EA | 270 |  | 0
FTGAE600 | Priority One | BUSHING, PIPE - NO LEAD BRASS 1"MIPT X 3/4"FIPT. | MERIT BRASS XNL114 1"x3/4" |  | EA | 1190 |  | 0
FTGAE606 | Priority Two | BUSHING, PIPE - NO LEAD BRASS 1-1/2" X 3/4". | MERIT BRASS XNL114 1-1/2"x3/4" |  | EA | 30 |  | 0
FTGAE610 | Priority Two | BUSHING, METER-NO LEAD BRASS, 2" (MALE) X 1-1/2" (FEMALE), THREADED MALE SIDE TO HAVE A MACHINED SEAT FOR METER INSTALLATION. **** METER BUSHINGS ONLY ---- STANDARD BUSHINGS ARE NOT ACCEPTABLE **** | GRAND HAVEN BRASS 2008 |  | EA | 110 |  | 0
FTGAE620 | Priority Two | BUSHING, METER - NO LEAD BRASS, 2-1/2" (MALE) X 2" (FEMALE), THREADED MALE SIDE TO HAVE A MACHINED SEAT FOR METER INSTALLATION. **** METER BUSHINGS ONLY ---- STANDARD BUSHINGS ARE NOT ACCEPTABLE **** | BBIM-77-NL |  | EA | 39 |  | 0
FTGAJ040 | Priority Two | COUPLING BRASS 1/2" | Per Description |  | EA | 12 |  | 0
FTGAJ050 | Priority One | COUPLING, PIPE - NO LEAD BRASS, 3/4". | MERIT BRASS XNL111 3/4" |  | EA | 482 |  | 0
FTGAJ650 | Priority Two | ELL, PIPE - NO LEAD BRASS, 45 DEGREE, 3/4". | MERIT BRASS XNL102 3/4" |  | EA | 39 |  | 0
FTGAJ720 | Priority Two | ELL, PIPE - BRASS, 90 DEGREE, 1/4". | Per Description |  | EA | 12 |  | 0
FTGAJ756 | Priority One | ELL, PIPE - NO LEAD BRASS, 90 DEGREE, 3/4". | MERIT BRASS XNL101 3/4" |  | EA | 257 |  | 0
FTGAJ782 | Priority Two | ELL, PIPE - NO LEAD BRASS, 90 DEGREE, 1-1/2". | MERIT BRASS XNL101 1-1/2" |  | EA | 97 |  | 0
FTGAJ797 | Priority One | ELL, PIPE - NO LEAD BRASS, 90 DEGREE, 2". | MERIT BRASS XNL101 2" |  | EA | 240 |  | 0
FTGAJ920 | Priority Two | ELL, PIPE - BRASS,STREET,90 DEGREE, 1/4" | Per Description |  | EA | 6 |  | 0
FTGAJ950 | Priority Two | ELL, PIPE - BRASS, STREET,90 DEGREE,3/4" | Per Description |  | EA | 130 |  | 0
FTGAL086 | Priority Two | NIPPLE, PIPE - NO-LEAD BRASS, 1/4" X CLOSE. | Per Description |  | EA | 10 |  | 0
FTGAL098 | Priority Two | NIPPLE, PIPE - NO-LEAD BRASS, 1/4" X 2". | Per Description |  | EA | 8 |  | 0
FTGAL100 | Priority Two | NIPPLE, PIPE - NO-LEAD BRASS, 1/4" X 3". | Per Description |  | EA | 12 |  | 0
FTGAL130 | Priority Two | NIPPLE, PIPE - NO-LEAD BRASS, 1/4" X 6". | Per Description |  | EA | 4 |  | 0
FTGAL210 | Priority Two | NIPPLE, PIPE - NO-LEAD BRASS, 3/8" X CLOSE. | Per Description |  | EA | 4 |  | 0
FTGAL220 | Priority Two | NIPPLE, PIPE - NO-LEAD BRASS, 3/8" X 2". | Per Description |  | EA | 2 |  | 0
FTGAL270 | Priority Two | NIPPLE, PIPE - NO-LEAD BRASS, 3/8" X 8". | Per Description |  | EA | 2 |  | 0
FTGAL310 | Priority Two | NIPPLE, PIPE - NO-LEAD BRASS, 1/2" X CLOSE. | Per Description |  | EA | 37 |  | 0
FTGAL320 | Priority Two | NIPPLE, PIPE - NO-LEAD BRASS, 1/2" X 3". | Per Description |  | EA | 52 |  | 0
FTGAL330 | Priority Two | NIPPLE, PIPE - NO-LEAD BRASS, 1/2" X 4". | Per Description |  | EA | 1 |  | 0
FTGAL350 | Priority Two | NIPPLE, PIPE - NO-LEAD BRASS, 1/2" X 6". | Per Description |  | EA | 11 |  | 0
FTGAL410 | Priority One | NIPPLE, PIPE - NO-LEAD BRASS, 3/4" X CLOSE. | Per Description |  | EA | 618 |  | 0
FTGAL420 | Priority One | NIPPLE, PIPE - NO-LEAD BRASS, 3/4" X 3". | Per Description |  | EA | 690 |  | 0
FTGAL430 | Priority Two | NIPPLE, PIPE - NO-LEAD BRASS, 3/4" X 5". | Per Description |  | EA | 71 |  | 0
FTGAL440 | Priority One | NIPPLE, PIPE - NO-LEAD BRASS, 3/4" X 6". | Per Description |  | EA | 249 |  | 0
FTGAL450 | Priority Two | NIPPLE, PIPE - NO-LEAD BRASS, 3/4" X 10". | Per Description |  | EA | 78 |  | 0
FTGAL510 | Priority One | NIPPLE, PIPE - NO-LEAD BRASS, 1" X CLOSE. | Per Description |  | EA | 458 |  | 0
FTGAL523 | Priority One | NIPPLE, PIPE - NO-LEAD BRASS, 1" X 3". | Per Description |  | EA | 507 |  | 0
FTGAL610 | Priority One | NIPPLE, PIPE - NO-LEAD BRASS, 1-1/2" X CLOSE. | Per Description |  | EA | 580 |  | 0
FTGAL617 | Priority Two | NIPPLE, PIPE - NO-LEAD BRASS, 1-1/2" X 3". | Per Description |  | EA | 116 |  | 0
FTGAL620 | Priority Two | NIPPLE, PIPE - NO-LEAD BRASS, 1-1/2" X 4". | Per Description |  | EA | 73 |  | 0
FTGAL639 | Priority One | NIPPLE, PIPE - NO-LEAD BRASS, 1-1/2" X 6". | Per Description |  | EA | 202 |  | 0
FTGAL710 | Priority One | NIPPLE, PIPE - NO-LEAD BRASS 2" X CLOSE. | Per Description |  | EA | 670 |  | 0
FTGAL720 | Priority One | NIPPLE, PIPE - NO-LEAD BRASS, 2" X 4". | Per Description |  | EA | 235 |  | 0
FTGAL730 | Priority One | NIPPLE, PIPE - NO-LEAD BRASS, 2" X 6". | Per Description |  | EA | 370 |  | 0
FTGAL740 | Priority One | NIPPLE, PIPE - NO-LEAD BRASS, 2" X 12". | Per Description |  | EA | 222 |  | 0
FTGAN510 | Priority Two | PLUG, PIPE - BRASS, 1/8". | Per Description |  | EA | 18 |  | 0
FTGAN520 | Priority Two | PLUG, PIPE - BRASS, 1/4". | Per Description |  | EA | 52 |  | 0
FTGAN530 | Priority Two | PLUG, PIPE - BRASS, 3/8". | Per Description |  | EA | 18 |  | 0
FTGAN540 | Priority Two | PLUG, PIPE - BRASS, 1/2". | Per Description |  | EA | 28 |  | 0
FTGAN550 | Priority Two | PLUG, PIPE - BRASS, 3/4". | Per Description |  | EA | 39 |  | 0
FTGAN560 | Priority Two | PLUG, PIPE - BRASS, 1-1/2". | Per Description |  | EA | 3 |  | 0
FTGAN630 | Priority Two | PLUG, MUELLER - BRASS, 1". | Per Description |  | EA | 3 |  | 0
FTGAN660 | Priority Two | PLUG, MUELLER - BRASS, 2". | Per Description |  | EA | 11 |  | 0
FTGAR020 | Priority Two | TEE, PIPE - NO-LEAD BRASS, 1/4" X 1/4" X 1/4". | Per Description |  | EA | 2 |  | 0
FTGAR050 | Priority Two | TEE, PIPE - NO-LEAD BRASS, 3/4" X 3/4" X 3/4". | Per Description |  | EA | 35 |  | 0
FTGAR070 | Priority One | TEE, PIPE - NO-LEAD BRASS,1" X 1" X 1" CTS | FORD T444-444 |  | EA | 475 |  | 0
FTGAT120 | Priority Two | BEND, DUCTILE IRON, 6", 11-1/4 DEGREE, MECHANICAL JOINT.(TO BE SUPPLIED WITHOUT ACCESSORIES). | Per Description |  | EA | 7 |  | 0
FTGAT130 | Priority Two | BEND, DUCTILE IRON, 8", 11-1/4 DEGREE, MECHANICAL JOINT.(TO BE SUPPLIED WITHOUT ACCESSORIES). | Per Description |  | EA | 6 |  | 0
FTGAT150 | Priority Two | BEND, DUCTILE IRON, 12", 11-1/4 DEGREE, MECHANICAL JOINT.(TO BE SUPPLIED WITHOUT ACCESSORIES). | Per Description |  | EA | 3 |  | 0
FTGAT220 | Priority Two | BEND, DUCTILE IRON, 6", 22-1/2 DEGREE, MECHANICAL JOINT. (TO BE SUPPLIED WITHOUT ACCESSORIES). | Per Description |  | EA | 11 |  | 0
FTGAT230 | Priority Two | BEND, DUCTILE IRON, 8", 22-1/2 DEGREE, MECHANICAL JOINT.(TO BE SUPPLIED WITHOUT ACCESSORIES). | Per Description |  | EA | 6 |  | 0
FTGAT260 | Priority Two | BEND, DUCTILE IRON, 14", 22-1/2 DEGREE, MECHANICAL JOINT, EPOXYLINED TO BE SUPPLIED WITHOUT ACCESSORIES | Per Description |  | EA | 1 |  | 0
FTGAT310 | Priority Two | BEND, DUCTILE IRON, 4", 45 DEGREE, MECHANICAL JOINT.(TO BE SUPPLIED WITHOUT ACCESSORIES). | Per Description |  | EA | 13 |  | 0
FTGAT320 | Priority Two | BEND, DUCTILE IRON, 6", 45 DEGREE, MECHANICAL JOINT.(TO BE SUPPLIED WITHOUT ACCESSORIES). | Per Description |  | EA | 52 |  | 0
FTGAT330 | Priority Two | BEND, DUCTILE IRON, 8", 45 DEGREE, MECHANCIAL JOINT, WITHOUT ACCESSORIES. | Per Description |  | EA | 54 |  | 0
FTGAT350 | Priority Two | BEND, DUCTILE IRON, 12", 45 DEGREE, MECHANICAL JOINT,WITHOUT ACCESSORIES. | Per Description |  | EA | 11 |  | 0
FTGAT360 | Priority Two | BEND, DUCTILE IRON, 14", 45 DEGREE, MECHANICAL JOINT, EPOXYLINED, WITHOUT ACCESSORIES | Per Description |  | EA | 1 |  | 0
FTGAT395 | Priority Two | BEND, DUCTILE IRON, 3", 90 DEGREE, MECHANICAL JOINT.(TO BE SUPPLIED WITHOUT ACCESSORIES). | Per Description |  | EA | 32 |  | 0
FTGAT400 | Priority Two | BEND, DUCTILE IRON, 3", 90 DEGREE, FLANGED. | STAR PIPE PRODUCTS ORDER BY DESCRIPTION TYLER PIPE ORDER BY DESCRIPTION U.S. PIPE ORDER BY DESCRIPTION |  | EA | 89 |  | 0
FTGAT410 | Priority Two | BEND, DUCTILE IRON, 4", 90 DEGREE, MECHANICAL JOINT.(TO BE SUPPLIED WITHOUT ACCESSORIES). | Per Description |  | EA | 42 |  | 0
FTGAT415 | Priority Two | BEND, DUCTILE IRON, 4", 90 DEGREE, FLANGED. | STAR PIPE PRODUCTS ORDER BY DESCRIPTION TYLER PIPE ORDER BY DESCRIPTION U.S. PIPE ORDER BY DESCRIPTION |  | EA | 54 |  | 0
FTGAT420 | Priority Two | BEND, DUCTILE IRON, 6", 90 DEGREE, MECHANICAL JOINT.(TO BE SUPPLIED WITHOUT ACCESSORIES). | Per Description |  | EA | 95 |  | 0
FTGAT425 | Priority Two | BEND, DUCTILE IRON, 6", 90 DEGREE, FLANGED. | Per Description |  | EA | 29 |  | 0
FTGAT430 | Priority Two | BEND, DUCTILE IRON, 8", 90 DEGREE, MECHANICAL JOINT.(TO BE SUPPLIED WITHOUT ACCESSORIES). | Per Description |  | EA | 45 |  | 0
FTGAT435 | Priority Two | BEND, DUCTILE IRON, 8", 90 DEGREE, FLANGED. | Per Description |  | EA | 26 |  | 0
FTGAT440 | Priority Two | BEND, DUCTILE IRON, 10", 90 DEGREE, MECHANICAL JOINT.(TO BE SUPPLIED WITHOUT ACCESSORIES). | Per Description |  | EA | 3 |  | 0
FTGAT445 | Priority Two | BEND, DUCTILE IRON, 10", 90 DEGREE, FLANGED. | Per Description |  | EA | 5 |  | 0
FTGAT450 | Priority Two | BEND, DUCTILE IRON, 12", 90 DEGREE, MECHANICAL JOINT (TO BE SUPPLIED WITHOUT ACCESSORIES). | Per Description |  | EA | 24 |  | 0
FTGAT604 | Priority Two | BEND, DUCTILE IRON, 8", 22-1/2 DEGREE, MECHANICAL JOINT, 40-MIL EPOXYLINED, WITHOUT ACCESSORIES. | Per Description |  | EA | 4 |  | 0
FTGAT630 | Priority Two | BEND, DUCTILE IRON, 4", 45 DEGREE, MECHANICAL JOINT, 40-MIL EPOXYLINED, WITHOUT ACCESSORIES. | Per Description |  | EA | 11 |  | 0
FTGAT632 | Priority Two | BEND, DUCTILE IRON, 6", 45 DEGREE, MECHANICAL JOINT, 40-MIL EPOXYLINED, WITHOUT ACCESSORIES | Per Description |  | EA | 14 |  | 0
FTGAT634 | Priority Two | BEND, DUCTILE IRON, 8", 45 DEGREE, MECHANICAL JOINT, 40-MIL EPOXYLINED, WITHOUT ACCESSORIES. | Per Description |  | EA | 7 |  | 0
FTGAT636 | Priority Two | BEND, DUCTILE IRON, 10", 45 DEGREE, MECHANICAL JOINT, 40-MIL EPOXYLINED, WITHOUT ACCESSORIES. | Per Description |  | EA | 1 |  | 0
FTGAT638 | Priority Two | BEND, DUCTILE IRON, 12", 45 DEGREE, MECHANICAL JOINT, 40-MIL EPOXYLINED,WITHOUT ACCESSORIES | Per Description |  | EA | 6 |  | 0
FTGAT662 | Priority Two | BEND, DUCTILE IRON, 6", 90 DEGREE, MECHANICAL JOINT, 40-MIL EPOXYLINED, WITHOUT ACCESSORIES. | Per Description |  | EA | 7 |  | 0
FTGAT668 | Priority Two | BEND, DUCTILE IRON, 12", 90 DEGREE, MECHANICAL JOINT, 40-MIL EPOXYLINED, WITHOUT ACCESSORIES. | Per Description |  | EA | 1 |  | 0
FTGAT772 | Priority Two | BEND, DUCTILE IRON, 14", 90 DEGREE, MECHANICAL JOINT, 40-MIL EPOXYLINED, WITHOUT ACCESSORIES | Per Description |  | EA | 1 |  | 0
FTGAV020 | Priority Two | CAP, DUCTILE IRON, 6", MECHANICAL JOINT. (TO BE SUPPLIED WITHOUT ACCESSORIES). | Per Description |  | EA | 5 |  | 0
FTGAV030 | Priority Two | CAP, DUCTILE IRON, 8", MECHANICAL JOINT. (TO BE SUPPLIED WITHOUT ACCESSORIES). | Per Description |  | EA | 4 |  | 0
FTGBB262 | Priority Two | FLANGE, THREADED,REDUCING, 7-1/2" FLANGE WITH A 2" THREADED TAP, 125 LB. CLASS, 4-HOLE, CAST/DUCTILE, MUST MEET ANSI AND ASTM. (FLANGE FOR 3" PIPE WITH A 2" THREADED TAP) | GRINNELL 1016 SMITH COOPER 17RT1020074 STOCKHAM VALVES AND FITTINGS 491 |  | EA | 1 |  | 0
FTGBB287 | Priority Two | FLANGE, THREADED, REDUCING, 9" FLANGE WIAH A 2" THREADED TAP, 125 LB. CLASS, 8-HOLE, CAST/DUCTILE, MUST MEET ANSI & ASTM. (FLANGE FOR 4" PIPE WITH A 2" THREADED TAP) | SMITH-COOPER INTERNATIONAL 18RT1020090 STOCKHAM VALVES AND FITTINGS 491 |  | EA | 1 |  | 0
FTGBD030 | Priority Two | OFFSET, DUCTILE IRON, MECHANICAL JOINT, 6", W/12" DROP, FULL BODY, WITHOUT ACCESSORIES. | Per Description |  | EA | 4 |  | 0
FTGBD040 | Priority Two | OFFSET, DUCTILE IRON, MECHANICAL JOINT, 6", W/18" DROP, FULL BODY, WITHOUT ACCESSORIES. | Per Description |  | EA | 14 |  | 0
FTGBD050 | Priority Two | OFFSET, DUCTILE IRON, MECHANICAL JOINT, 8", W/12" DROP, FULL BODY, WITHOUT ACCESSORIES. | Per Description |  | EA | 3 |  | 0
FTGBD060 | Priority Two | OFFSET, CAST IRON, MECHANICAL JOINT, 8", W/18" DROP, FULL BODY, DUCTILE IRON, WITHOUT ACCESSORIES. | Per Description |  | EA | 4 |  | 0
FTGBD100 | Priority Two | OFFSET, DUCTILE IRON, MECHANICAL JOINT, 12", W/18"DROP, FULL BODY, WITHOUT ACCESSORIES. | Per Description |  | EA | 12 |  | 0
FTGBF007 | Priority Two | PLUG, DUCTILE IRON, 3" TAPPED 2", MJ. | Per Description |  | EA | 11 |  | 0
FTGBF010 | Priority Two | PLUG, DUCTILE IRON, MECHANICAL JOINT, 4" WITHOUT ACCESSORIES. | Per Description |  | EA | 12 |  | 0
FTGBF030 | Priority Two | PLUG, DUCTILE IRON, MECHANICAL JOINT, 4" TAPPED 2",WITHOUT ACCESSORIES. | Per Description |  | EA | 35 |  | 0
FTGBF040 | Priority Two | PLUG, DUCTILE IRON, MECHANICAL JOINT, 6" WITHOUT ACCESSORIES. | Per Description |  | EA | 11 |  | 0
FTGBF070 | Priority Two | PLUG, DUCTILE IRON, MECHANICAL JOINT, 6" TAPPED 2", WITHOUT ACCESSORIES. | Per Description |  | EA | 43 |  | 0
FTGBF080 | Priority Two | PLUG, DUCTILE IRON, MECHANCIAL JOINT, 8" WITHOUT ACCESSORIES. | Per Description |  | EA | 10 |  | 0
FTGBF090 | Priority Two | PLUG, DUCTILE IRON, MECHANICAL JOINT, 8" TAPPED 2", WITHOUT ACCESSORIES. | Per Description |  | EA | 19 |  | 0
FTGBF130 | Priority Two | PLUG, DUCTILE IRON, MECHANICAL JOINT,10" TAPPED 2", WITHOUT ACCESSORIES. | Per Description |  | EA | 4 |  | 0
FTGBF160 | Priority Two | PLUG, DUCTILE IRON, MECHANICAL JOINT,12" TAPPED 2". WITHOUT ACCESSORIES. | Per Description |  | EA | 3 |  | 0
FTGBH000 | Priority Two | REDUCER, DUCTILE IRON, MECHANICAL JOINT, 4" X 3", WITHOUT ACCESSORIES. | Per Description |  | EA | 12 |  | 0
FTGBH010 | Priority Two | REDUCER, DUCTILE IRON, MECHANICAL JOINT, 6" X 4", WITHOUT ACCESSORIES. | Per Description |  | EA | 8 |  | 0
FTGBH020 | Priority Two | REDUCER, DUCTILE IRON, MECHANICAL JOINT, 8" X 4", WITHOUT ACCESSORIES. | Per Description |  | EA | 5 |  | 0
FTGBH030 | Priority Two | REDUCER, DUCTILE IRON, MECHANICAL JOINT, 8" X 6", WITHOUT ACCESSORIES. | Per Description |  | EA | 10 |  | 0
FTGBH060 | Priority Two | REDUCER, DUCTILE IRON, MECHANICAL JOINT, 10" X 8",WITHOUT ACCESSORIES. | Per Description |  | EA | 1 |  | 0
FTGBH070 | Priority Two | REDUCER, DUCTILE IRON, MECHANICAL JOINT, 12" X 4", EXPOXYLINED, WITHOUT ACCESSORIES | Per Description |  | EA | 1 |  | 0
FTGBH075 | Priority Two | REDUCER, DUCTILE IRON, MECHANICAL JOINT, 12" X 6", EXPOXYLINED, WITHOUT ACCESSORIES | Per Description |  | EA | 1 |  | 0
FTGBH085 | Priority Two | REDUCER, DUCTILE IRON, MECHANICAL JOINT, 12" X 8", EXPOXYLINED, WITHOUT ACCESSORIES | Per Description |  | EA | 1 |  | 0
FTGBH095 | Priority Two | REDUCER, DUCTILE IRON, MECHANICAL JOINT, 12" X 10", EXPOXYLINED, WITHOUT ACCESSORIES | Per Description |  | EA | 1 |  | 0
FTGBH100 | Priority Two | REDUCER, DUCTILE IRON, MECHANICAL JOINT, 12" X 10", WITHOUT ACCESSORIES. | Per Description |  | EA | 1 |  | 0
FTGBH105 | Priority Two | REDUCER, DUCTILE IRON, MECHANICAL JOINT, 14" X 12", EXPOXYLINED, WITHOUT ACCESSORIES | Per Description |  | EA | 1 |  | 0
FTGBH205 | Priority Two | SPOOL, DUCTILE IRON, FLANGED X FLANGED, 8" X 3 FOOT. | Per Description |  | EA | 1 |  | 0
FTGBK003 | Priority Two | SLEEVE, DUCTILE IRON, MECHANICAL JOINT, 3", SHORT PATTERN, WITHOUT ACCESSORIES DOMESTIC ORIGIN CASTINGS ONLY. UNION, TYLER, U.S. PIPE, OR EQUAL. | STAR PIPE PRODUCTS ORDER BY DESCRIPTION TYLER PIPE ORDER BY DESCRIPTION U.S. PIPE ORDER BY DESCRIPTION |  | EA | 28 |  | 0
FTGBK010 | Priority Two | SLEEVE, DUCTILE IRON, MECHANICAL JOINT, 4", SHORT PATTERN, WITHOUT ACCESSORIES | STAR PIPE PRODUCTS ORDER BY DESCRIPTION TYLER PIPE ORDER BY DESCRIPTION U.S. PIPE ORDER BY DESCRIPTION |  | EA | 30 |  | 0
FTGBK015 | Priority Two | SLEEVE, DUCTILE IRON, MECHANICAL JOINT, 4", 12 LONG PATTERN, WITHOUT ACCESSORIES. | STAR PIPE PRODUCTS Description TYLER PIPE Description US PIPE Description |  | EA | 3 |  | 0
FTGBK021 | Priority Two | SLEEVE, DUCTILE IRON, 4", "GROUND DOWN". SHORT PATTERN, STANDARD MJ SLEEVE AND ONE (1) ACCESSORY PACK TO BE "GROUND DOWN" TO AN ID OF 5.25". THE OTHER END OF SLEEVE WILL REMAIN STANDARD. ** SHIP ASSEMBLED ** | STAR ORDER BY DESCRIPTION TYLER PIPE ORDER BY DESCRIPTION U.S. PIPE ORDER BY DESCRIPTION |  | EA | 3 |  | 0
FTGBK025 | Priority Two | SLEEVE, DUCTILE IRON, 4", "GROUND DOWN". 12 LONG PATTERN, STANDARD MJ SLEEVE AND ONE (1) ACCESSORY | STAR PIPE PRODUCTS Description TYLER PIPE Description US PIPE Description |  | EA | 1 |  | 0
FTGBK030 | Priority Two | SLEEVE, DUCTILE IRON, MECHANICAL JOINT, 6", SHORT PATTERN, WITHOUT ACCESSORIES. | STAR PIPE PRODUCTS ORDER BY DESCRIPTION TYLER PIPE ORDER BY DESCRIPTION U.S. PIPE ORDER BY DESCRIPTION |  | EA | 27 |  | 0
FTGBK035 | Priority Two | SLEEVE, DUCTILE IRON, MECHANICAL JOINT, 6", 12 LONG PATTERN, WITHOUT ACCESSORIES. | STAR PIPE PRODUCTS Description TYLER PIPE Description US PIPE Description |  | EA | 10 |  | 0
FTGBK042 | Priority Two | SLEEVE, DUCTILE IRON, 6","GROUND DOWN". 12 LONG PATTERN, STANDARD MJ NE (1) ACCESSORY | STAR PIPE PRODUCTS ORDER BY DESCRIPTION TYLER PIPE ORDER BY DESCRIPTION U.S. PIPE ORDER BY DESCRIPTION |  | EA | 7 |  | 0
FTGBK045 | Priority Two | SLEEVE, 6" DUCTILE IRON, GROUND DOWN, SHORT PATTERN, STANDARD MJ SLEEVE AND (1) ACCESSORY PACK TO BE "GROUND DOWN" TO AN ID OF 7.40" ONE END OF A STANDARD SLEEVE AND THE OTHER END WILL REMAIN STANDARD. ** SHIP ASSEMBLED. ** | M & H 446753 STAR PIPE PRODUCTS ORDER BY DESCRIPTION TYLER PIPE ORDER BY DESCRIPTION U.S. PIPE ORDER BY DESCRIPTION |  | EA | 7 |  | 0
FTGBK050 | Priority Two | SLEEVE, DUCTILE IRON, MECHANICAL JOINT, 8", SHORT PATTERN, WITHOUT ACCESSORIES. | STAR PIPE PRODUCTS ORDER BY DESCRIPTION TYLER PIPE ORDER BY DESCRIPTION U.S. PIPE ORDER BY DESCRIPTION |  | EA | 20 |  | 0
FTGBK052 | Priority Two | SLEEVE, DUCTILE IRON, MECHANICAL JOINT, 8", 12 LONG PATTERN, WITHOUT ACCESSORIES | STAR PIPE PRODUCTS Description TYLER PIPE Description US PIPE Description |  | EA | 15 |  | 0
FTGBK061 | Priority Two | SLEEVE, DUCTILE IRON, MECHANICAL JOINT, 10", 12" LONG PATTERN, WITHOUT ACCESSORIES. | STAR PIPE PRODUCTS ORDER BY DESCRIPTION TYLER PIPE ORDER BY DESCRIPTION U.S. PIPE ORDER BY DESCRIPTION |  | EA | 7 |  | 0
FTGBK071 | Priority Two | SLEEVE, DUCTILE IRON, MECHANICAL JOINT, 12", 12 LONG PATTERN, WITHOUT ACCESSORIES. | STAR PIPE PRODUCTS ORDER BY DESCRIPTION TYLER PIPE ORDER BY DESCRIPTION U.S. PIPE ORDER BY DESCRIPTION |  | EA | 23 |  | 0
FTGBK075 | Priority Two | SLEEVE, DUCTILE IRON, 12","GROUND DOWN". 12 LONG PATTERN, STANDARD MJ SLEEVE AND ONE (1) ACCESSORY PACK TO BE "GROUND DOWN" TO AN ID OF 13.70". THE OTHER END OF THE SLEEVE WILL REMAIN STANDARD. ** SHIP ASSEMBLED**. | STAR PIPE PRODUCTS ORDER BY DESCRIPTION TYLER PIPE ORDER BY DESCRIPTION U.S. PIPE ORDER BY DESCRIPTION |  | EA | 5 |  | 0
FTGBK085 | Priority Two | SLEEVE, DUCTILE IRON, 14","GROUND DOWN". 15? LONG PATTERN, STANDARD MJ SLEEVE AND ONE (1) ACCESSORY | STAR PIPE PRODUCTS ORDER BY DESCRIPTION TYLER PIPE ORDER BY DESCRIPTION U.S. PIPE ORDER BY DESCRIPTION |  | EA | 1 |  | 0
FTGBK090 | Priority Two | SLEEVE, DUCTILE IRON, MECHANICAL JOINT, 16", 15" LONG PATTERN, WITHOUT ACCESSORIES. | STAR PIPE PRODUCTS ORDER BY DESCRIPTION TYLER PIPE ORDER BY DESCRIPTION U.S. PIPE ORDER BY DESCRIPTION |  | EA | 17 |  | 0
FTGBK095 | Priority Two | SLEEVE, DUCTILE IRON, 16","GROUND DOWN". 15? LONG PATTERN STANDARD MJ SLEEVE AND ONE (1) ACCESSORY | STAR PIPE PRODUCTS ORDER BY DESCRIPTION TYLER PIPE ORDER BY DESCRIPTION U.S. PIPE ORDER BY DESCRIPTION |  | EA | 1 |  | 0
FTGBK100 | Priority Two | SLEEVE, CAST IRON, MECHANICAL JOINT, 18", 15" LONG PATTERN, WITHOUT ACCESSORIES. | STAR PIPE PRODUCTS ORDER BY DESCRIPTION TYLER PIPE ORDER BY DESCRIPTION U.S. PIPE ORDER BY DESCRIPTION |  | EA | 4 |  | 0
FTGBK110 | Priority Two | SLEEVE, CAST IRON, MECHANICAL JOINT, 20", 15" LONG PATTERN, WITHOUT ACCESSORIES. | STAR PIPE PRODUCTS ORDER BY DESCRIPTION TYLER PIPE ORDER BY DESCRIPTION U.S. PIPE ORDER BY DESCRIPTION |  | EA | 8 |  | 0
FTGBK120 | Priority Two | SLEEVE, DUCTILE IRON, 20","GROUND DOWN". 15? LONG PATTERN STANDARD MJ SLEEVE AND ONE (1) ACCESSORY | STAR PIPE PRODUCTS ORDER BY DESCRIPTION TYLER PIPE ORDER BY DESCRIPTION U.S. PIPE ORDER BY DESCRIPTION |  | EA | 1 |  | 0
FTGBK130 | Priority Two | SLEEVE, CAST IRON, MECHANICAL JOINT, 24", 15" LONG PATTERN, WITHOUT ACCESSORIES. | STAR PIPE PRODUCTS ORDER BY DESCRIPTION TYLER PIPE ORDER BY DESCRIPTION U.S. PIPE ORDER BY DESCRIPTION |  | EA | 4 |  | 0
FTGBK308 | Priority Two | INSTA-VALVE, 8", COMPLETE FITTING O.D RANGE 8.85-9.25 FOR CI,DI,AC, PVC -SS SLEEVE & NOZZLE CS FLANGE -HYDRA-STOP LBS. 192 | HYDRA-STOP 2108131000-250-CS |  | EA | 7 |  | 0
FTGBK312 | Priority Two | INSTA-VALVE, 12", COMPLETE FITTING O.D RANGE 13.00-13.35 FOR CI,DI,AC, PVC -SS SLEEVE & NOZZLE CS FLANGE -HYDRA-STOP LBS. 430 | HYDRA-STOP 2212141100-250-CS |  | EA | 2 |  | 0
FTGBK530 | Priority Two | SLEEVE, TAPPING, 6" X 4", ALL STAINLESS STEEL, FULL CIRCLE GASKET, SLEEVE MUST HAVE A MINIMUM O.D.RANGE OF 6.90 - 7.10, SLEEVE TO BE FURNISHED W/ ALL NECESSARY HARDWARE, SLEEVE TO BE SUPPLIED AS PER JEA SPECIFICATIONS | Per Description |  | EA | 3 |  | 0
FTGBK540 | Priority Two | SLEEVE, TAPPING, 6" X 6", ALL STAINLESS STEEL, FULL CIRCLE GASKET, SLEEVE MUST HAVE A MINIMUM O.D. RANGE OF 6.90-7.10, SLEEVE TO BE FURNISHED W/ ALL NECESSARY HARDWARE - SLEEVE TO BE SUPPLIED AS PER SPECIFICATIONS | Per Description |  | EA | 4 |  | 0
FTGBK544 | Priority Two | SLEEVE, TAPPING, 6" X 6", ALL STAINLESS STEEL, FULL CIRCLE GASKET, SLEEVE MUST HAVE A MINIMUM O.D.RANGE OF 7.10 - 7.30, SLEEVE TO BE FURNISHED W/ ALL NECESSARY HARDWARE - SLEEVE TO BE SUPPLIED AS PER PER SPECIFICATIONS | Per Description |  | EA | 2 |  | 0
FTGBK560 | Priority Two | SLEEVE, TAPPING, 8" X 4", ALL STAINLESS STEEL, FULL CIRCLE GASKET, SLEEVE MUST HAVE A MINIMUM O.D.RANGE OF 9.05 - 9.35, SLEEVE TO BE FURNISHED W/ ALL NECESSARY HARDWARE - SLEEVE TO BE SUPPLIED AS PER PER SPECIFICATIONS | Per Description |  | EA | 3 |  | 0
FTGBK570 | Priority Two | SLEEVE, TAPPING, 8" X 6", ALL STAINLESS STEEL, FULL CIRCLE GASKET, SLEEVE MUST HAVE A MINIMUM O.D.RANGE OF 9.05 - 9.35, SLEEVE TO BE FURNISHED W/ ALL NECESSARY HARDWARE - SLEEVE TO BE SUPPLIED AS PER SPECIFICATIONS | Per Description |  | EA | 8 |  | 0
FTGBK580 | Priority Two | SLEEVE, TAPPING, 8" X 8", ALL STAINLESS STEEL, FULL CIRCLE GASKET, SLEEVE MUST HAVE A MINIMUM O.D.RANGE OF 9.05 - 9.35 SLEEVE TO BE FURNISHED W/ ALL NECESSARY HARDWARE - SLEEVE TO BE SUPPLIED AS PER SPECIFICATIONS | Per Description |  | EA | 5 |  | 0
FTGBK600 | Priority Two | SLEEVE, TAPPING, 10" X 4", ALL STAINLESS STEEL, FULL CIRCLE GASKET, SLEEVE MUST HAVE A MINIMUM O.D.RANGE OF 11.10-11.40, SLEEVE TO BE FURNISHED W/ ALL NECESSARY HARDWARE - SLEEVE TO BE SUPPLIED AS PER SPECIFICATIONS | Per Description |  | EA | 2 |  | 0
FTGBK670 | Priority Two | SLEEVE, TAPPING, 12" X 8", ALL STAINLESS STEEL, FULL CIRCLE GASKET, SLEEVE MUST HAVE A MINIMUM O.D.RANGE OF 13.16-13.50, SLEEVE TO BE FURNISHED W/ ALL NECESSARY HARDWARE - SLEEVE TO BE SUPPLIED AS PER SPECIFICATIONS | Per Description |  | EA | 3 |  | 0
FTGBK710 | Priority Two | SLEEVE, TAPPING, 16" X 4", ALL STAINLESS STEEL, FULL CIRCLE GASKET, SLEEVE MUST HAVE A MINIMUM O.D.RANGE OF 17.40-17.80, SLEEVE TO BE FURNISHED W/ ALL NECESSARY HARDWARE - SLEEVE TO BE SUPPLIED AS PER PER SPECIFICATIONS | FORD FTSS178004 |  | EA | 3 |  | 0
FTGBK720 | Priority Two | SLEEVE, TAPPING, 16" X 6", ALL STAINLESS STEEL, FULL CIRCLE GASKET, SLEEVE MUST HAVE A MINIMUM O.D.RANGE OF 17.40-17.80 SLEEVE TO BE FURNISHED W/ ALL NECESSARY HARDWARE - SLEEVE TO BE SUPPLIED AS PER SPECIFICATIONS | FORD FTSS178006 |  | EA | 2 |  | 0
FTGBK760 | Priority Two | SLEEVE, TAPPING, 20" X 4", ALL STAINLESS STEEL, FULL CIRCLE GASKET, SLEEVE MUST HAVE A MINIMUM O.D.RANGE OF 21.40-21.80, SLEEVE TO BE FURNISHED W/ ALL NECESSARY HARDWARE - SLEEVE TO BE SUPPLIED AS PER SPECIFICATIONS | Per Description |  | EA | 2 |  | 0
FTGBK770 | Priority Two | SLEEVE, TAPPING, 20" X 6", ALL STAINLESS STEEL, FULL CIRCLE GASKET, SLEEVE MUST HAVE A MINIMUM O.D.RANGE OF 21.40-21.80, SLEEVE TO BE FURNISHED W/ ALL NECESSARY HARDWARE - SLEEVE TO BE SUPPLIED AS PER SPECIFICATIONS | Per Description |  | EA | 1 |  | 0
FTGBM000 | Priority Two | TEE, DUCTILE IRON, MECHANICAL JOINT, 3" X 3" X 3",WITHOUT ACCESSORIES. | Per Description |  | EA | 1 |  | 0
FTGBM010 | Priority Two | TEE, DUCTILE IRON, MECHANICAL JOINT, 4" X 4" X 4",WITHOUT ACCESSORIES, | Per Description |  | EA | 4 |  | 0
FTGBM030 | Priority Two | TEE, DUCTILE IRON, MECHANICAL JOINT, 6" X 6" X 4",WITHOUT ACCESSORIES. | Per Description |  | EA | 12 |  | 0
FTGBM040 | Priority Two | TEE, DUCTILE IRON, MECHANICAL JOINT, 6" X 6" X 6",WITHOUT ACCESSORIES. | Per Description |  | EA | 26 |  | 0
FTGBM060 | Priority Two | TEE, DUCTILE IRON, MECHANICAL JOINT, 8" X 8 X 4", WITHOUT ACCESSORIES. | Per Description |  | EA | 6 |  | 0
FTGBM070 | Priority Two | TEE, DUCTILE IRON, MECHANICAL JOINT, 8" X 8" X 6", WITHOUT ACCESSORIES. | Per Description |  | EA | 30 |  | 0
FTGBM080 | Priority Two | TEE, DUCTILE IRON, MECHANICAL JOINT, 8" X 8" X 8",WITHOUT ACCESSORIES. | Per Description |  | EA | 19 |  | 0
FTGBM140 | Priority Two | TEE, DUCTILE IRON, MECHANICAL JOINT, 12" X 12" X 6",WITHOUT ACCESSORIES. | Per Description |  | EA | 16 |  | 0
FTGBM530 | Priority Two | TEE, DUCTILE IRON, 3" X 3" X 3", FLANGED | STAR PIPE PRODUCTS ORDER BY DESCRIPTION TYLER PIPE ORDER BY DESCRIPTION U.S. PIPE ORDER BY DESCRIPTION |  | EA | 82 |  | 0
FTGBM535 | Priority Two | TEE, DUCTILE IRON, 4" X 4" X 4", FLANGED | STAR PIPE PRODUCTS ORDER BY DESCRIPTION TYLER PIPE ORDER BY DESCRIPTION U.S. PIPE ORDER BY DESCRIPTION |  | EA | 37 |  | 0
FTGBM540 | Priority Two | TEE, DUCTILE IRON, 6" X 6" X 6", FLANGED | Per Description |  | EA | 22 |  | 0
FTGBM545 | Priority Two | TEE, DUCTILE IRON, 8" X 8" X 8", FLANGED | Per Description |  | EA | 16 |  | 0
FTGBM550 | Priority Two | TEE, DUCTILE IRON, 10" X 10" X 10", FLANGED | Per Description |  | EA | 8 |  | 0
FTGBM600 | Priority Two | TEE, DUCTILE IRON, MECHANICAL JOINT, 4" X 4" X 4", 40-MIL EPOXYLINED, WITHOUT ACCESSORIES | Per Description |  | EA | 1 |  | 0
FTGBQ100 | Priority One | GASKET, SEWER SADDLE 6.30-6.66 UNIVERSAL GASKET FOR ROMAC STYLE CB SEWER SADDLE (GASKET FOR USE WITH A SDR 35 LATERAL), OR EQUAL. | FORD FSS-GASKET-6-S ROMAC INDUSTRIES CB-6.30-6.66 |  | EA | 306 |  | 0
FTGBQ300 | Priority Two | CASTING SADDLE (BODY) FOR ROMAC SEWER SADDLE- BODY ONLY | FORD FSS-SADDLE-4 ROMAC INDUSTRIES CB-4.63 |  | EA | 8 |  | 0
FTGBQ500 | Priority One | CASTING SADDLE (BODY) - BODY ONLY | FORD FSS-SADDLE-6 ROMAC INDUSTRIES CB-6.66-6.90 |  | EA | 309 |  | 0
FTGBQ800 | Priority One | STRAP, SEWER SADDLE, 48", FOR SEWER SADDLE | FORD FSS-BAND-1440 ROMAC INDUSTRIES CB-S48 |  | EA | 342 |  | 0
FTGBQ900 | Priority Two | STRAP, SEWER SADDLE, 96", FOR SEWER SADDLE | FORD FSS-BAND-2580 ROMAC INDUSTRIES CB-S96 |  | EA | 5 |  | 0
FTGBU310 | Priority Two | NO LEAD COUPLING, ADAPTER - 3/4", CORPORATION STOP, OLD STYLE, 1/8 BEND, WIPED LEAD FEMALE THREAD (WITH SEAT) X CTS COMPRESSION. FORD OR EQUAL | FORD LA104-33G |  | EA | 5 |  | 0
FTGBU320 | Priority Two | NO LEAD COUPLING, ADAPTER - 1", CORPORATION STOP OLD STYLE, 1/8 BEND, (#LA104-44G), WIPED LEAD FEMALE THREAD (WITH SEAT) X CTS COMPRESSION. | FORD LA104-44G-NL |  | EA | 3 |  | 0
FTGBU390 | Priority Two | NO LEAD COUPLING, ADAPTER - STRAIGHT, 1/2" INTERNAL COUPLING THREAD X 3/4" COPPER TUBE NUT. COUPLING THREAD TO HAVE SEAT (INCLUDES GASKET). | FORD C102-13-NL |  | EA | 2 |  | 0
FTGBU400 | Priority Two | NO LEAD COUPLING, ADAPTER,CORPORATION STOP,3/4", (#C104-33G) OLD STYLE, STRAIGHT, WIPED LEAD FEMALE THREAD (WITH SEAT) X CTS COMPRESSION. | FORD C104-33-G-NL |  | EA | 4 |  | 0
FTGBU404 | Priority Two | COUPLING, ADAPTER, CORPORATION STOP, 1", (#C104-44G) OLD STYLE, STRAIGHT, WIPED LEAD FEMALE THREAD (WITH SEAT) X CTS COMPRESSION. | FORD C104-44G |  | EA | 8 |  | 0
FTGBU410 | Priority Two | NO LEAD COUPLING, ADAPTER 1", STRAIGHT, FEMALE IRON PIPE THREAD (#C14-44G) X CTS COMPRESSION. FORD, OR EQUAL. | FORD C14-44G |  | EA | 9 |  | 0
FTGBW120 | Priority Two | NO LEAD COUPLING, CORPORATION STOP, 1", 1/8 BEND INLET: FEMALE COPPER TUBE NUT THREAD, OUTLET: COPPER TUBE NUT. | FORD LA21-44 MUELLER 15063 |  | EA | 7 |  | 0
FTGBY010 | Priority Two | COUPLING, BOLTED - 1/2", FOR GALVANIZED PIPE (.840OD), STEEL CONSTRUCTION, BOLT SIZE = 7/16" DIAMETER X 6-5/8" LENGTH, SLEEVE LENGTH 3 1/2", 1500 PSI MINIMUM WORKING PRESSURE. | DRESSER INDUSTRIES, INC. 38 W/ARMORED GASKET SMITH BLAIR 411-00008401-015 |  | EA | 32 |  | 0
FTGBY020 | Priority Two | COUPLING, BOLTED - 3/4", FOR GALVANIZED PIPE (1.050 OD), STEEL CONSTRUCTION, BOLT SIZE =7/16" DIAMETER X 6-5/8"LENGTH COUPLING LENGTH 4-1/2", 1500 PSI MINIMUM WORKING PRESSURE, DRESSER STYLE 38 W/ ARMORED GASKET | DRESSER INDUSTRIES 0038-0003-013 SMITH BLAIR 411-00010501-015 |  | EA | 70 |  | 0
FTGBY030 | Priority Two | COUPLING,BOLTED - 1",FOR GALVANIZED PIPE (1.315 OD), STEEL CONSTRUCTION, BOLT SIZE = 1/2" DIAMETER X 7" LENGTH, COUPLING 5", 1500 PSI MIN. WORKING PRESSURE. (STYLE 38 W/ARMORED GASKET) | DRESSER INDUSTRIES, INC. 0038-0004-013 SMITH BLAIR 411-00013201-015 |  | EA | 62 |  | 0
FTGBY040 | Priority Two | COUPLING, BOLTED- 1-1/4", FOR GALVANIZED PIPE (1.66 OD), STEEL CONSTRUCTION, BOLT SIZE = 1/2" DIAMETER X 7" LENGTH, COUPLING LENGTH 5", 1500 PSI MINIMUM WORKING PRESSURE | DRESSER INDUSTRIES, INC. 38 W/ARMORED GASKET SMITH BLAIR 411-00016601-015 |  | EA | 70 |  | 0
FTGBY050 | Priority Two | COUPLING, BOLTED- 1-1/2", FOR GALVANIZED PIPE (1.90 OD), STEEL CONSTRUCTION, BOLT SIZE = 1/2" DIAMETER X 7" LENGTH, COUPLING LENGTH 5", 1500 PSI MINIMUM WORKING PRESSURE | DRESSER INDUSTRIES, INC. 38 W/ARMORED GASKET SMITH BLAIR 411-00019001-015. |  | EA | 141 |  | 0
FTGBY060 | Priority One | COUPLING,BOLTED - 2",FOR GALVANIZED PIPE (2.375 OD), STEEL CONSTRUCTION, BOLT SIZE=5/8" DIAMETER X 8" LENGTH, COUPLING LENGTH 5", 1500 PSI MINIMUM WORKING PRESSURE, 2 BOLTS | DRESSER INDUSTRIES, INC. 38-0012-013 SMITH BLAIR 411-00023851-015 |  | EA | 402 |  | 0
FTGBY070 | Priority Two | COUPLING,BOLTED - 2-1/2", FOR GALVANIZED PIPE (2.875 OD), STEEL CONSTRUCTION, BOLT SIZE = 5/8" DIAMETER X 8" LENGTH, COUPLING LENGTH 5", 1500 PSI MINIMUM WORKING PRESSURE, 3 BOLTS | DRESSER INDUSTRIES, INC. 38 W/ARMORED GASKET SMITH BLAIR 411-00028801-015 |  | EA | 6 |  | 0
FTGBY080 | Priority Two | COUPLING, BOLTED - 3", FOR GALVANIZED PIPE (3.50 OD), STEEL CONSTRUCTION, BOLT SIZE = 5/8" DIAMETER X 6" LENGTH, COUPLING LENGTH 5", 1100 PSI MINIMUM WORKING PRESSURE, 4 BOLTS | DRESSER INDUSTRIES, INC. 0038-9187-013 |  | EA | 7 |  | 0
FTGBY210 | Priority Two | COUPLING BOLTLESS 1/2" GALVANIZED, LONG. | DRESSER INDUSTRIES, INC. STYLE 65 W/ARMORED GASKET TPS 6000-0840-150 |  | EA | 113 |  | 0
FTGBY220 | Priority One | COUPLING BOLTLESS 3/4" GALVANIZED, LONG. DRESSER STYLE 65 W/ ARMORED GASKET | DRESSER INDUSTRIES, INC. STYLE 65 W/ARMORED GASKET TPS 6000-1050-150 |  | EA | 981 |  | 0
FTGBY230 | Priority One | COUPLING BOLTLESS 1" GALVANIZED, LONG. DRESSER STYLE 65 W/ ARMORED GASKET | DRESSER INDUSTRIES, INC. STYLE 65 W/ARMORED GASKET TPS 6000-1315-150 |  | EA | 685 |  | 0
FTGBY240 | Priority Two | COUPLING BOLTLESS 1-1/4" GALVANIZED, LONG. | DRESSER INDUSTRIES, INC. STYLE 65 W/ARMORED GASKET TPS 6000-1660-150 |  | EA | 166 |  | 0
FTGBY250 | Priority Two | COUPLING BOLTLESS 1-1/2" GALVANIZED, LONG | DRESSER INDUSTRIES, INC. STYLE 65 W/ARMORED GASKET TPS 6000-19000-150 |  | EA | 174 |  | 0
FTGBY260 | Priority One | COUPLING BOLTLESS 2" GALVANIZED, LONG. | DRESSER INDUSTRIES, INC. STYLE 65 W/ARMORED GASKET TPS 6000-2375-150 |  | EA | 358 |  | 0
FTGBY410 | Priority Two | NO LEAD COUPLING, STRAIGHT BRONZE - 1" COPPER FLARE NUT ONE END, 1" FEMALE IRON PIPE THREAD OTHER END. | FORD C21-44 MUELLER H-15450 |  | EA | 1 |  | 0
FTGCA060 | Priority Two | COUPLING, FLEXIBLE - 4" X 4", CLAY/PVC. | FERNCO 1002-44 |  | EA | 130 |  | 0
FTGCA070 | Priority One | COUPLING, FLEXIBLE, 4" X 4", PVC/PVC. | FERNCO 1056-44 |  | EA | 460 |  | 0
FTGCA090 | Priority Two | COUPLING, FLEXIBLE - 6" X 4", CLAY/PVC. | FERNCO 1002-64 |  | EA | 47 |  | 0
FTGCA100 | Priority Two | COUPLING, FLEXIBLE - 6" X 4", PVC/CLAY | FERNCO 1002-46 |  | EA | 98 |  | 0
FTGCA110 | Priority One | COUPLING, FLEXIBLE - 6" X 4", PVC/PVC. | FERNCO 1056-64 |  | EA | 386 |  | 0
FTGCA130 | Priority One | COUPLING, FLEXIBLE - 6" X 6", CLAY/PVC. | FERNCO 1002-66 |  | EA | 222 |  | 0
FTGCA140 | Priority One | COUPLING, FLEXIBLE - 6" X 6", PVC/PVC. | FERNCO 1056-66 INDIANA SEAL CO. 156-66 |  | EA | 730 |  | 0
FTGCA155 | Priority Two | COUPLING, FLEXIBLE - 8" X 6", CLAY/PVC | FERNCO 1002-86 |  | EA | 5 |  | 0
FTGCA160 | Priority Two | COUPLING, FLEXIBLE - 8" X 6", PVC/PVC. | FERNCO 1056-86 |  | EA | 20 |  | 0
FTGCA180 | Priority One | COUPLING, FLEXIBLE - 8" X 8", CLAY/PVC. | FERNCO 1002-88 |  | EA | 224 |  | 0
FTGCA190 | Priority Two | COUPLING, FLEXIBLE - 8" X 8", PVC/PVC. | FERNCO 1056-88 |  | EA | 197 |  | 0
FTGCA210 | Priority Two | COUPLING, FLEXIBLE - 10" X 10", CLAY/PVC | FERNCO 1022-1010 |  | EA | 44 |  | 0
FTGCA220 | Priority Two | COUPLING, FLEXIBLE - 10" X 10", PVC/PVC. | FERNCO 1056-1010 |  | EA | 50 |  | 0
FTGCA240 | Priority Two | COUPLING, FLEXIBLE - 12" X 12", CLAY/PVC | FERNCO 1002-1212 |  | EA | 23 |  | 0
FTGCA250 | Priority Two | COUPLING, FLEXIBLE - 12" X 12", PVC/PVC. | FERNCO 1056-1212 |  | EA | 20 |  | 0
FTGCA410 | Priority Two | SADDLE TEE, DFW 6", WITH CLAMPS, SADDLE DESIGN TO ACCOMMODATE 6" - 12" POLYETHYLENE PIPE USED IN SLIP LINNING SEWER SYSTEMS, INLET RANGE FROM SCH-40 DOWN TO SDR-26, COLOR BLACK | N D S DFW-6T/C |  | EA | 5 |  | 0
FTGCE050 | Priority Two | BUSHING, PIPE - GALVANIZED, 3/4" MIPT X 1/2" FIPT. | Per Description |  | EA | 39 |  | 0
FTGCE110 | Priority Two | BUSHING, PIPE - GALVANIZED, 1-1/4" MITP X 3/4" FIPT. | Per Description |  | EA | 31 |  | 0
FTGCE120 | Priority Two | BUSHING, PIPE - GALVANIZED, 1-1/4" MIPT X 1" FIPT. | Per Description |  | EA | 91 |  | 0
FTGCE140 | Priority Two | BUSHING, PIPE - GALVANIZED, 1-1/2" MIPT X 3/4" FIPT. | Per Description |  | EA | 26 |  | 0
FTGCE150 | Priority Two | BUSHING, PIPE - GALVANIZED, 1-1/2" MIPT X 1" FIPT. | Per Description |  | EA | 119 |  | 0
FTGCE155 | Priority Two | BUSHING, PIPE - GALVANIZED, 1-1/2" MIPT X 1-1/4" FIPT. | Per Description |  | EA | 19 |  | 0
FTGCE165 | Priority Two | BUSHING, PIPE - GALVANIZED, 2" MIPT X 3/4" FIPT. | Per Description |  | EA | 36 |  | 0
FTGCE170 | Priority Two | BUSHING, PIPE - GALVANIZED, 2" MIPT X 1" FIPT. | Per Description |  | EA | 180 |  | 0
FTGCE190 | Priority Two | BUSHING, PIPE - GALVANIZED, 2" MIPT X 1-1/2" FIPT. | Per Description |  | EA | 63 |  | 0
FTGCE220 | Priority Two | BUSHING, PIPE - GALVANIZED, 2-1/2" MIPT X 1-1/2" FIPT. | Per Description |  | EA | 1 |  | 0
FTGCE230 | Priority Two | BUSHING, PIPE - GALVANIZED, 2-1/2" MIPT X 2" FIPT. | Per Description |  | EA | 1 |  | 0
FTGCE270 | Priority Two | BUSHING, PIPE - GALVANIZED, 3" MIPT X 2" FIPT. | Per Description |  | EA | 8 |  | 0
FTGCH050 | Priority Two | COUPLING, PIPE - GALVANIZED, 3/4" FIPT X 3/4" FIPT. | Per Description |  | EA | 182 |  | 0
FTGCH060 | Priority One | COUPLING, PIPE - GALVANIZED, 1" FIPT X 1" FIPT. | Per Description |  | EA | 267 |  | 0
FTGCH070 | Priority Two | COUPLING, PIPE - GALVANIZED, 1-1/4" FIPT X 1-1/4" FIPT. | Per Description |  | EA | 62 |  | 0
FTGCH080 | Priority Two | COUPLING, PIPE - GALVANIZED, 1-1/2" FIPT X 1-1/2" FIPT. | Per Description |  | EA | 97 |  | 0
FTGCH090 | Priority Two | COUPLING, PIPE - GALVANIZED, 2" FIPT X 2" FIPT. MUST BE SMOOTH OUTSIDE, NO RIDGES. | Per Description |  | EA | 137 |  | 0
FTGCH100 | Priority Two | COUPLING, PIPE - GALVANIZED, 2-1/2" FIPT X 2-1/2" FIPT. | Per Description |  | EA | 4 |  | 0
FTGCH110 | Priority Two | COUPLING, PIPE - GALVANIZED, 3" FIPT X 3" FIPT | Per Description |  | EA | 2 |  | 0
FTGCH920 | Priority Two | COUPLING, 2" , PIPE - 304 STAINLESS STEEL, FIPT X FIPT. ** NO SUBSTITUTE ** | Per Description |  | EA | 84 |  | 0
FTGCL040 | Priority Two | ELL, PIPE - GALVANIZED, 3/4" FIPT BOTH ENDS. 45 DEGREE. | Per Description |  | EA | 21 |  | 0
FTGCL050 | Priority Two | ELL, PIPE - GALVANIZED, 1" FIPT BOTH ENDS. 45 DEGREE. | Per Description |  | EA | 19 |  | 0
FTGCL060 | Priority Two | ELL, PIPE - GALVANIZED, 1-1/4" FIPT BOTH ENDS. 45 DEGREE. | Per Description |  | EA | 18 |  | 0
FTGCL070 | Priority Two | ELL, PIPE - GALVANIZED, 1-1/2" FIPT BOTH ENDS. 45 DEGREE. | Per Description |  | EA | 12 |  | 0
FTGCL080 | Priority Two | ELL, PIPE - GALVANIZED, 2" FIPT BOTH ENDS. 45 DEGREE. | Per Description |  | EA | 56 |  | 0
FTGCL240 | Priority Two | ELL, PIPE - GALVANIZED, 3/4" FIPT BOTH ENDS. 90 DEGREE. | Per Description |  | EA | 45 |  | 0
FTGCL250 | Priority One | ELL, PIPE - GALVANIZED, 1" FIPT BOTH ENDS. 90 DEGREE | Per Description |  | EA | 220 |  | 0
FTGCL260 | Priority Two | ELL, PIPE - GALVANIZED, 1-1/4" FIPT BOTH ENDS. 90 DEGREE. | Per Description |  | EA | 24 |  | 0
FTGCL270 | Priority Two | ELL, PIPE - GALVANIZED, 1-1/2" FIPT BOTH ENDS. 90 DEGREE. | Per Description |  | EA | 22 |  | 0
FTGCL280 | Priority Two | ELL, PIPE - GALVANIZED, 2" FIPT BOTH ENDS. 90 DEGREE. | Per Description |  | EA | 72 |  | 0
FTGCL425 | Priority Two | ELL, PIPE - STREET, GALVANIZED, 3/4" FIPT X 3/4" MIPT. 90 DEGREE. | Per Description |  | EA | 116 |  | 0
FTGCL430 | Priority Two | ELL, PIPE - STREET, GALVANIZED, 1" FIPT X 1" MIPT. 90 DEGREE. | Per Description |  | EA | 150 |  | 0
FTGCL440 | Priority Two | ELL, PIPE - STREET,GALVANIZED, 1-1/4" FIPT X 1-1/4" MIPT. 90 DEGREE. | Per Description |  | EA | 7 |  | 0
FTGCL450 | Priority Two | ELL, PIPE - STREET, GALVANIZED, 1-1/2" FIPT 1-1/2" MIPT. 90 DEGREE. | Per Description |  | EA | 8 |  | 0
FTGCL460 | Priority Two | ELL, PIPE - STREET, GALVANIZED, 2" FIPT X 2" MIPT. 90 DEGREE. | Per Description |  | EA | 12 |  | 0
FTGCL920 | Priority Two | ELL, 2" , 90 DEGREE, PIPE - 304 STAINLESS STEEL, FIPT BOTH ENDS. ** NO SUBSTITUTE ** | Per Description |  | EA | 15 |  | 0
FTGCN310 | Priority Two | NIPPLE, PIPE - GALVANIZED, 3/4" X 2" MIPT BOTH ENDS. | Per Description |  | EA | 2 |  | 0
FTGCN330 | Priority Two | NIPPLE, PIPE - GALVANIZED, 3/4" X 3" MIPT BOTH ENDS. | Per Description |  | EA | 13 |  | 0
FTGCN360 | Priority Two | NIPPLE, PIPE - GALVANIZED, 3/4" X 6" MIPT BOTH ENDS. | Per Description |  | EA | 7 |  | 0
FTGCN390 | Priority Two | NIPPLE, PIPE - GALVANIZED, 3/4" X 12" MIPT BOTH ENDS. | Per Description |  | EA | 6 |  | 0
FTGCN410 | Priority Two | NIPPLE, PIPE - GALVANIZED, 1" X 2" MIPT BOTH ENDS. | Per Description |  | EA | 5 |  | 0
FTGCN420 | Priority Two | NIPPLE, PIPE - GALVANIZED, 1" X 3" MIPT BOTH ENDS. | Per Description |  | EA | 4 |  | 0
FTGCN430 | Priority Two | NIPPLE, PIPE - GALVANIZED, 1" X 4" MIPT BOTH ENDS. | Per Description |  | EA | 14 |  | 0
FTGCN440 | Priority Two | NIPPLE, PIPE - GALVANIZED, 1" X 5" MIPT BOTH ENDS. | Per Description |  | EA | 10 |  | 0
FTGCN450 | Priority Two | NIPPLE, PIPE - GALVANIZED, 1" X 6" MIPT BOTH ENDS. | Per Description |  | EA | 183 |  | 0
FTGCN460 | Priority Two | NIPPLE, PIPE - GALVANIZED, 1" X 8" MIPT BOTH ENDS. | Per Description |  | EA | 3 |  | 0
FTGCN470 | Priority Two | NIPPLE, PIPE - GALVANIZED, 1" X 10" MIPT BOTH ENDS. | Per Description |  | EA | 5 |  | 0
FTGCN480 | Priority Two | NIPPLE, PIPE - GALVANIZED, 1" X 12" MIPT BOTH ENDS. | Per Description |  | EA | 55 |  | 0
FTGCN490 | Priority Two | NIPPLE, PIPE - GALVANIZED,1-1/4" X CLOSE MIPT BOTH ENDS. | Per Description |  | EA | 46 |  | 0
FTGCN500 | Priority Two | NIPPLE, PIPE - GALVANIZED, 1-1/4" X 3" MIPT BOTH ENDS. | Per Description |  | EA | 80 |  | 0
FTGCN510 | Priority Two | NIPPLE, PIPE - GALVANIZED, 1-1/4" X 4" MIPT BOTH ENDS. | Per Description |  | EA | 10 |  | 0
FTGCN520 | Priority Two | NIPPLE, PIPE - GALVANIZED, 1-1/4" X 5" MIPT BOTH ENDS. | Per Description |  | EA | 3 |  | 0
FTGCN530 | Priority Two | NIPPLE, PIPE - GALVANIZED, 1-1/4" X 6" MIPT BOTH ENDS. | Per Description |  | EA | 73 |  | 0
FTGCN550 | Priority Two | NIPPLE, PIPE - GALVANIZED, 1-1/4" X 10" MIPT BOTH ENDS. | Per Description |  | EA | 2 |  | 0
FTGCN560 | Priority Two | NIPPLE, PIPE - GALVANIZED, 1-1/4" X 12" MIPT BOTH ENDS. | Per Description |  | EA | 20 |  | 0
FTGCN580 | Priority Two | NIPPLE, PIPE - GALVANIZED, 1-1/2" X 3" MIPT BOTH ENDS. | Per Description |  | EA | 10 |  | 0
FTGCN590 | Priority Two | NIPPLE, PIPE - GALVANIZED, 1-1/2" X 4" MIPT BOTH ENDS. | Per Description |  | EA | 6 |  | 0
FTGCN610 | Priority Two | NIPPLE, PIPE - GALVANIZED, 1-1/2" X 6" MIPT BOTH ENDS. | Per Description |  | EA | 32 |  | 0
FTGCN620 | Priority Two | NIPPLE, PIPE - GALVANIZED, 1-1/2" X 8" MIPT BOTH ENDS. | Per Description |  | EA | 4 |  | 0
FTGCN630 | Priority Two | NIPPLE, PIPE - GALVANIZED, 1-1/2" X 10" MIPT BOTH ENDS. | Per Description |  | EA | 1 |  | 0
FTGCN640 | Priority Two | NIPPLE, PIPE - GALVANIZED, 1-1/2" X 12" MIPT BOTH ENDS. | Per Description |  | EA | 40 |  | 0
FTGCN650 | Priority Two | NIPPLE, PIPE - GALVANIZED, 2" X CLOSE MIPT BOTH ENDS. | Per Description |  | EA | 7 |  | 0
FTGCN670 | Priority Two | NIPPLE, PIPE - GALVANIZED, 2" X 4" MIPT BOTH ENDS. | Per Description |  | EA | 2 |  | 0
FTGCN690 | Priority Two | NIPPLE, PIPE - GALVANIZED, 2" X 6" MIPT BOTH ENDS. | Per Description |  | EA | 20 |  | 0
FTGCN710 | Priority Two | NIPPLE, PIPE - GALVANIZED, 2" X 10" MIPT BOTH ENDS. | Per Description |  | EA | 1 |  | 0
FTGCN720 | Priority Two | NIPPLE, PIPE - GALVANIZED, 2" X 12" MIPT BOTH ENDS. | Per Description |  | EA | 24 |  | 0
FTGCN750 | Priority Two | NIPPLE, PIPE - GALVANIZED, 2-1/2" X 6" MIPT BOTH ENDS. | Per Description |  | EA | 3 |  | 0
FTGCN760 | Priority Two | NIPPLE, PIPE - GALVANIZED, 2-1/2" X 8" MIPT BOTH ENDS. | Per Description |  | EA | 1 |  | 0
FTGCN840 | Priority Two | NIPPLE, PIPE - GALVANIZED, 3" X 6" MIPT BOTH ENDS. | Per Description |  | EA | 1 |  | 0
FTGCN960 | Priority Two | NIPPLE, PIPE, 2" X 3", 304 STAINLESS STEEL, MIPT BOTH ENDS. | Per Description |  | EA | 79 |  | 0
FTGCN965 | Priority Two | NIPPLE, PIPE, 2" X CLOSE END, 304 STAINLESS STEEL, MIPT BOTH ENDS. | Per Description |  | EA | 86 |  | 0
FTGCN970 | Priority Two | NIPPLE, PIPE, 2" X 12" , 304 STAINLESS STEEL, MIPT BOTH ENDS. ** NO SUBSTITUTE ** | Per Description |  | EA | 32 |  | 0
FTGCP050 | Priority Two | SQUARE HEAD PLUG, PIPE - GALVANIZED, 3/4" MIPT. | Per Description |  | EA | 25 |  | 0
FTGCP060 | Priority Two | SQUARE HEAD PLUG, PIPE - GALVANIZED, 1" MIPT. | Per Description |  | EA | 30 |  | 0
FTGCP070 | Priority Two | SQUARE HEAD PLUG, PIPE - GALVANIZED, 1-1/4" MIPT. | Per Description |  | EA | 11 |  | 0
FTGCP080 | Priority Two | SQUARE HEAD PLUG, PIPE - GALVANIZED, 1-1/2" MIPT. | Per Description |  | EA | 11 |  | 0
FTGCP085 | Priority Two | SQUARE HEAD PLUG, PIPE - GALVANIZED, 2" MIPT. | Per Description |  | EA | 62 |  | 0
FTGCR070 | Priority Two | REDUCER, PIPE - GALVANIZED, 3/4" X 1/2" FIPT BOTH ENDS. | Per Description |  | EA | 1 |  | 0
FTGCR080 | Priority Two | REDUCER, PIPE - GALVANIZED, 1" X 1/2" FIPT BOTH ENDS. | Per Description |  | EA | 7 |  | 0
FTGCR090 | Priority Two | REDUCER, PIPE - GALVANIZED, 1" X 3/4" FIPT BOTH ENDS. | Per Description |  | EA | 17 |  | 0
FTGCR120 | Priority Two | REDUCER, PIPE - GALVANIZED, 1-1/4" X 1" FIPT BOTH ENDS. | Per Description |  | EA | 7 |  | 0
FTGCR150 | Priority Two | REDUCER, PIPE - GALVANIZED, 1-1/2" X 1" FIPT BOTH ENDS. | Per Description |  | EA | 17 |  | 0
FTGCR160 | Priority Two | REDUCER, PIPE - GALVANIZED, 1-1/2" X 1-1/4" FIPT BOTH ENDS. | Per Description |  | EA | 3 |  | 0
FTGCR180 | Priority Two | REDUCER, PIPE - GALVANIZED, 2" X 3/4" FIPT BOTH ENDS. | Per Description |  | EA | 2 |  | 0
FTGCR190 | Priority Two | REDUCER, PIPE - GALVANIZED, 2" X 1" FIPT BOTH ENDS. | Per Description |  | EA | 7 |  | 0
FTGCR210 | Priority Two | REDUCER, PIPE - GALVANIZED, 2" X 1-1/2" FIPT BOTH ENDS. | Per Description |  | EA | 2 |  | 0
FTGCR220 | Priority Two | REDUCER, PIPE - GALVANIZED, 2-1/2" X 2" FIPT BOTH ENDS. | Per Description |  | EA | 3 |  | 0
FTGCR230 | Priority Two | REDUCER, PIPE - GALVANIZED, 3" X 2" FIPT BOTH ENDS. | Per Description |  | EA | 1 |  | 0
FTGCT050 | Priority Two | TEE, PIPE - GALVANIZED, 3/4"X 3/4"X 3/4" FIPT. | Per Description |  | EA | 31 |  | 0
FTGCT070 | Priority Two | TEE, PIPE - GALVANIZED,1" X 1" X 1" FIPT | Per Description |  | EA | 51 |  | 0
FTGCT090 | Priority Two | TEE, PIPE - GALVANIZED, 1-1/4" X 1-1/4" X 1-1/4" FIPT. | Per Description |  | EA | 18 |  | 0
FTGCT100 | Priority Two | TEE, PIPE - GALVANIZED, 1-1/2" X 1-1/2" X 1-1/2" FIPT. | Per Description |  | EA | 62 |  | 0
FTGCT120 | Priority Two | TEE, PIPE - GALVANIZED, 2" X 2" X 2" FIPT. | Per Description |  | EA | 70 |  | 0
FTGCX100 | Priority Two | GASKET MATERIAL - RED RUBBERIZED, 1/16" THICKNESS X 3' WIDTH, APPROXIMATELY 30 FT LENGTH. (TO BE SHIPPED IN 30 FT. ROLLS ONLY) | Per Description |  | FT | 29 |  | 0
FTGCX150 | Priority Two | GASKET MATERIAL - RED RUBBERIZED, 1/8" THICKNESS X 3' WIDTH (TO BE SHIPPED IN 30 FT. ROLLS ONLY) | Per Description |  | FT | 63 |  | 0
FTGCZ110 | Priority Two | NO LEAD COUPLING, STRAIGHT 3/4", (#C04-33) FEMALE COPPER THREAD X COMPRESSION, COMPRESSION END FOR 250 PSI POLYBUTYLENE TUBING | FORD C04-33-NL |  | EA | 128 |  | 0
FTGCZ120 | Priority Two | NO LEAD COUPLING, STRAIGHT 1", FEMALE COPPER THREAD X COMPRESSION, COMPRESSION END FOR 250 PSI POLYBUTYLENE TUBING. | FORD C04-44-NL |  | EA | 76 |  | 0
FTGCZ130 | Priority Two | NO LEAD COUPLING, STRAIGHT 1-1/2", FEMALE COPPER THREAD X COMPRESSION, COMPRESSION FOR 250 PSI POLYBUTYLENE TUBING. | FORD C04-66-NL |  | EA | 13 |  | 0
FTGCZ210 | Priority Two | NO LEAD COUPLING, STRAIGHT 2", (#C04-77), FEMALE COPPER THREAD X COMPRESSION. COMPRESSION FOR 250 PSI POLYBUTYLENE TUBING. | FORD C04-77-NL |  | EA | 19 |  | 0
FTGCZ220 | Priority One | NO LEAD COUPLING, STRAIGHT 3/4", COMPRESSION X COMPRESSION , FOR POLYBUTYLENE TUBING. | FORD C44-33 FORD C44-33-NL MCDONALD 4758T MUELLER 15403 |  | EA | 1272 |  | 0
FTGCZ230 | Priority One | NO LEAD COUPLING, STRAIGHT 1", COMPRESSION X COMPRESSION, FOR POLYBUTYLENE TUBING. | FORD C44-44-NL |  | EA | 776 |  | 0
FTGCZ310 | Priority Two | NO LEAD COUPLING, STRAIGHT 1 1/2", (#C44-66), COMPRESSION X COMPRESSION. FOR POLYBUTYLENE TUBING. | FORD C44-66-NL |  | EA | 72 |  | 0
FTGCZ320 | Priority Two | NO LEAD COUPLING, STRAIGHT 2", COMPRESSION X COMPRESSION. FOR POLYBUTYLENE TUBING. | FORD C44-77-NL |  | EA | 113 |  | 0
FTGCZ330 | Priority One | NO LEAD COUPLING,STRAIGHT,3/4", MIP TO COMPRESSION, FOR POLYBUTYLENE TUBING. | FORD C84-33-NL |  | EA | 2413 |  | 0
FTGCZ410 | Priority One | NO LEAD COUPLING, STRAIGHT,1", MIP TO COMPRESSION, FOR POLYBUTYLENE TUBING. | FORD C84-44-NL |  | EA | 1676 |  | 0
FTGCZ420 | Priority Two | NO LEAD COUPLING, STRAIGHT, 1-1/2", MIP TO COMPRESSION, FOR POLYBUTYLENE TUBING. | FORD C84-66-NL |  | EA | 177 |  | 0
FTGCZ430 | Priority One | NO LEAD COUPLING, STRAIGHT, 2", MIP TO COMPRESSION, FOR POLYBUTYLENE TUBING. | FORD C84-77-NL |  | EA | 274 |  | 0
FTGCZ500 | Priority Two | NO LEAD COUPLING, CORPORATION STOP, 3/4", 1/8 BEND INLET: INSIDE COPPER TUBE NUT THREAD, OUTLET: COMPRESSION (OR PACK JOINT) FOR CTS POLYBUTYLENE TUBING. | FORD LA04-33-NL MCDONALD 4750-T |  | EA | 10 |  | 0
FTGDD093 | Priority Two | CEMENT, PVC CHEMICAL, HD, HIGH VISCOSITY, QUART | EZ WELD EZ WELD 216 SUPERDUTY OATEY CO. 31008 |  | QT | 5 |  | 0
FTGDD110 | Priority Two | CEMENT, PVC CHEMICAL - GALLON CANS, FOR SCH40 FITTINGS 1/2" THROUGH 2" SIZE, CLEAR. | EZ WELD 205 OATEY CO. 31016 |  | GL | 14 |  | 0
FTGDD130 | Priority One | CEMENT, PVC-HEAVY DUTY,"BLUE" INDUSTRIAL GRADE CEMENT FOR SCH 80, MEDIUM BODIED FAST SET,FAST CURING. WET/DRY PVC CEMENT QUART CANS ONLY. | OATEY CO. 30894 |  | EA | 290 |  | 0
FTGDD210 | Priority Two | CLEANER, PVC - PVC PIPE AND FITTING CLEANER, CHEMICAL FORMULA WHICH ALLOWS QUICK CLEANING AND RAPID EVAPORATION. E-Z WELD PIPE CLEANER OR EQUAL ---- **** ONE GALLON CONTAINERS ONLY **** | EZ WELD EZ WELD 214-05 OATEY CO. 30766 |  | GL | 52 |  | 0
FTGDD310 | Priority One | LUBRICANT, PVC, EASE ON PIPE JOINT LUBRICANT, CONCORD CHEMICAL CO. OR ACCEPTABLE EQUAL FOR ASSEMBLY OF PUSH ON PIPE JOINTS WITH RUBBER OR SYNTHETIC RUBBER TYPE GASKETS. **** ONE GALLON CONTAINERS ONLY **** | Per Description |  | GL | 316 |  | 0
FTGDF100 | Priority Two | ADAPTER, PIPE - PVC, SCH 40, 2", BELL X FEMALE PIPE THREAD. | Per Description |  | EA | 1 |  | 0
FTGDF115 | Priority One | ADAPTER, PIPE - PVC, SCH 40, 3/4", SLIP X FEMALE PIPE THREAD. | Per Description |  | EA | 715 |  | 0
FTGDF118 | Priority One | ADAPTER, REDUCING, 3/4" SLIP X 1/2" FEMALE PIPE THREAD, SCH40. | Per Description |  | EA | 294 |  | 0
FTGDF120 | Priority One | ADAPTER, PIPE - PVC, SCH 40, 1", SLIP X FEMALE PIPE THREAD. | Per Description |  | EA | 360 |  | 0
FTGDF122 | Priority One | ADAPTER, REDUCING, 1" SLIP X 3/4" FEMALE PIPE THREAD, SCH40. | Per Description |  | EA | 273 |  | 0
FTGDF125 | Priority Two | ADAPTER, PIPE - PVC, SCH 40, 1 1/4", SLIP X FEMALE PIPE THREAD. | Per Description |  | EA | 8 |  | 0
FTGDF132 | Priority Two | BUSHING, PIPE-PVC, SCH 40, 1 1/2"-SLIP X 1" FEMALE PIPE THREAD. | Per Description |  | EA | 10 |  | 0
FTGDF134 | Priority Two | ADAPTER, PIPE - PVC, SCH 40, 2", SLIP X FEMALE PIPE THREAD. | Per Description |  | EA | 4 |  | 0
FTGDF135 | Priority Two | ADAPTER, PIPE - PVC, SCH 40, 1/2" SLIP X 3/4" MALE PIPE THREAD. | Per Description |  | EA | 1 |  | 0
FTGDF140 | Priority Two | ADAPTER, PIPE - PVC, SCH 40, 1/2", SLIP X MALE PIPE THREAD. | Per Description |  | EA | 7 |  | 0
FTGDF145 | Priority Two | ADAPTER, PIPE- PVC, SCH 40, 3/4", SLIP X MALE PIPE THREAD. | Per Description |  | EA | 165 |  | 0
FTGDF150 | Priority Two | ADAPTER, PIPE - PVC, SCH 40, 1", SLIP X MALE PIPE THREAD. | Per Description |  | EA | 66 |  | 0
FTGDF160 | Priority Two | ADAPTER, PIPE - PVC, SCH 40, 1-1/2", SLIP X MALE PIPE THREAD. | Per Description |  | EA | 73 |  | 0
FTGDF165 | Priority Two | ADAPTER, PIPE - PVC, SCH 40, 2", SLIP X MALE PIPE THREAD. | Per Description |  | EA | 76 |  | 0
FTGDF190 | Priority Two | BUSHING, REDUCING, 3/4" SLIP X 1/2" FIPT PVC SCH40 | Per Description |  | EA | 110 |  | 0
FTGDF200 | Priority Two | BUSHING, PVC - SCH 40, 3/4" X 1/2", REDUCING BUSHING, SLIP X SLIP. | Per Description |  | EA | 20 |  | 0
FTGDF210 | Priority Two | BUSHING, PVC - SCH 40, 1" X 3/4", REDUCING BUSHING, SLIP X SLIP. | Per Description |  | EA | 124 |  | 0
FTGDF227 | Priority Two | BUSHING, PVC - SCH 40, 1" X 1-1/4", REDUCING BUSHING, SLIP X SLIP. | Per Description |  | EA | 63 |  | 0
FTGDF240 | Priority Two | BUSHING, PVC - SCH 40, 1-1/4" X 1-1/2", REDUCING BUSHING, SLIP X SLIP | Per Description |  | EA | 82 |  | 0
FTGDF246 | Priority Two | BUSHING, PVC - SCH 40, 2" X 1-1/2", REDUCING BUSHING, SLIP X SLIP. | Per Description |  | EA | 190 |  | 0
FTGDF250 | Priority Two | CAP, PVC - SCH 40, 1/2", SLIP. | Per Description |  | EA | 11 |  | 0
FTGDF260 | Priority Two | CAP, PVC - SCH 40, 3/4", SLIP. | Per Description |  | EA | 65 |  | 0
FTGDF279 | Priority Two | CAP, PVC - SCH40, 1", SLIP. | Per Description |  | EA | 85 |  | 0
FTGDF290 | Priority Two | CAP, PVC - SCH 40, 2". SLIP. | Per Description |  | EA | 8 |  | 0
FTGDF300 | Priority Two | CAP, PVC - SCH 40, 4", SLIP. | Per Description |  | EA | 3 |  | 0
FTGDF350 | Priority Two | COUPLING, PVC - SCH 40, 1/2",SLIP X SLIP | Per Description |  | EA | 52 |  | 0
FTGDF355 | Priority One | COUPLING, PVC - SCH 40, 3/4",SLIP X SLIP | Per Description |  | EA | 732 |  | 0
FTGDF360 | Priority One | COUPLING, PVC - SCH 40, 1", SLIP X SLIP. | Per Description |  | EA | 514 |  | 0
FTGDF370 | Priority Two | COUPLING, PVC - SCH 40, 1-1/2", SLIP X SLIP. | Per Description |  | EA | 67 |  | 0
FTGDF375 | Priority Two | COUPLING, PVC - SCH 40, 2", SLIP X SLIP. | Per Description |  | EA | 26 |  | 0
FTGDF385 | Priority Two | COUPLING, PVC - SCH 40, 4", SLIP X SLIP. | Per Description |  | EA | 2 |  | 0
FTGDH505 | Priority Two | ELL, PVC - SCH 40, 45 DEGREE, 3/4", SLIP X SLIP. | Per Description |  | EA | 117 |  | 0
FTGDH510 | Priority Two | ELL, PVC - 45 DEGREE, 1", SLIP X SLIP, SCH40. | Per Description |  | EA | 33 |  | 0
FTGDH513 | Priority Two | ELL, PVC - 45 DEGREE, 1-1/4", SCH40, SLIP X SLIP. | Per Description |  | EA | 1 |  | 0
FTGDH515 | Priority Two | ELL, PVC - SCH 40, 45 DEGREE, 1 1/2", SLIP X SLIP. | Per Description |  | EA | 12 |  | 0
FTGDH525 | Priority Two | ELL, PVC - SCH 40, 45 DEGREE, 2", SLIP X SLIP | Per Description |  | EA | 20 |  | 0
FTGDH600 | Priority Two | ELL, PVC - SCH 40, 90 DEGREE, 1/2", SLIP X SLIP. | Per Description |  | EA | 68 |  | 0
FTGDH610 | Priority One | ELL, PVC - SCH 40, 90 DEGREE, 3/4", SLIP X SLIP. | Per Description |  | EA | 551 |  | 0
FTGDH615 | Priority Two | ELL, PVC - SCH 40, 90 DEGREE, 3/4", SLIP X FEMALE PIPE THREAD. | Per Description |  | EA | 55 |  | 0
FTGDH620 | Priority One | ELL, PVC - SCH 40, 90 DEGREE, 1", SLIP X SLIP. | Per Description |  | EA | 260 |  | 0
FTGDH625 | Priority Two | ELL, PVC - SCH 40, 90 DEGREE, 1" X 3/4", 1" SLIP X 3/4" FEMALE PIPE THREAD. | Per Description |  | EA | 11 |  | 0
FTGDH627 | Priority Two | ELL, STREET 1", PVC, SCH40, 90 DEGREE, FEMALE SLIP X MALE PIPE THREAD. | Per Description |  | EA | 14 |  | 0
FTGDH640 | Priority Two | ELL, PVC - SCH 40, 90 DEGREE, 1-1/2", SLIP X SLIP. | Per Description |  | EA | 123 |  | 0
FTGDH650 | Priority Two | ELL, PVC - SCH 40, 90 DEGREE, 2", SLIP X SLIP. | Per Description |  | EA | 22 |  | 0
FTGDH710 | Priority Two | PLUG, PVC - SCH 40, 1/2", MALE PIPE THREAD. | Per Description |  | EA | 1 |  | 0
FTGDH720 | Priority Two | PLUG, PVC - SCH 40, 3/4", MALE PIPE THREAD. | Per Description |  | EA | 1 |  | 0
FTGDH745 | Priority Two | PLUG, PVC - SCH 40, 4", THREADED | Per Description |  | EA | 6 |  | 0
FTGDH815 | Priority Two | TEE, PVC - SCH 40, 1/2", SLIP X SLIP X SLIP. | Per Description |  | EA | 12 |  | 0
FTGDH820 | Priority Two | TEE, PVC - SCH 40, 3/4", SLIP X SLIP X FEMALE PIPE THREAD. | Per Description |  | EA | 1 |  | 0
FTGDH825 | Priority Two | TEE, PVC - SCH 40, 3/4", SLIP X SLIP X SLIP. | Per Description |  | EA | 18 |  | 0
FTGDH830 | Priority Two | TEE, PVC - SCH 40, 1", SLIP X SLIP X SLIP. | Per Description |  | EA | 20 |  | 0
FTGDH840 | Priority Two | TEE, PVC - SCH40, 1-1/2", SLIP X SLIP X SLIP. | Per Description |  | EA | 18 |  | 0
FTGDH850 | Priority Two | TEE, PVC - SCH 40, 2",SLIP X SLIP X SLIP. | Per Description |  | EA | 3 |  | 0
FTGDK075 | Priority One | ADAPTER, PIPE - PVC, SCH 80, 1-1/2", SLIP X MALE IRON PIPE THREAD. | Per Description |  | EA | 244 |  | 0
FTGDK080 | Priority One | ADAPTER, 2" PVC, SCH 80, SLIP X FEMALE IRON PIPE THREAD | Per Description |  | EA | 341 |  | 0
FTGDK085 | Priority One | ADAPTER, PIPE - PVC, SCH 80, 2", SLIP X MALE IRON PIPE THREAD. | Per Description |  | EA | 257 |  | 0
FTGDK090 | Priority Two | ADAPTER, PIPE - PVC, SCH 80, 3", SLIP X MALE IRON PIPE THREAD. | Per Description |  | EA | 1 |  | 0
FTGDK110 | Priority Two | COUPLING, PVC - SCH 80, 1/2",SLIP X SLIP | Per Description |  | EA | 1 |  | 0
FTGDK120 | Priority Two | COUPLING, PVC - SCH 80, 3/4",SLIP X SLIP | Per Description |  | EA | 26 |  | 0
FTGDK125 | Priority Two | COUPLING, PVC - SCH 80, 3/4", THREADED. | Per Description |  | EA | 4 |  | 0
FTGDK130 | Priority Two | COUPLING, PVC - SCH80, 1", SLIP X SLIP. | Per Description |  | EA | 32 |  | 0
FTGDK140 | Priority Two | COUPLING, PVC - SCH 80, 1-1/4", SLIP X SLIP. | Per Description |  | EA | 28 |  | 0
FTGDK145 | Priority Two | COUPLING, PVC - SCH 80, 1-1/2", SLIP X SLIP. | Per Description |  | EA | 120 |  | 0
FTGDK150 | Priority One | COUPLING, PVC - SCH 80, 2", SLIP X SLIP. | Per Description |  | EA | 216 |  | 0
FTGDK155 | Priority Two | COUPLING, PVC - SCH 80, 3", SLIP X SLIP. | Per Description |  | EA | 14 |  | 0
FTGDK180 | Priority Two | ELL, PVC - SCH 80, 45 DEGREE, 1/2", SLIP X SLIP. | Per Description |  | EA | 1 |  | 0
FTGDK200 | Priority Two | ELL, PVC-SCH 80, 45 DEGREE, 1-1/2", SLIP X SLIP. | Per Description |  | EA | 5 |  | 0
FTGDK207 | Priority Two | ELL, PVC - SCH 80, 45 DEGREE, 3", SLIP X SLIP. | Per Description |  | EA | 12 |  | 0
FTGDK220 | Priority Two | ELL, PVC - SCH 80, 1/2", 90 DEGREE, SLIP X SLIP. | Per Description |  | EA | 1 |  | 0
FTGDK235 | Priority Two | ELL, PVC - SCH 80, 90 DEGREE, 3/4", THREADED | Per Description |  | EA | 1 |  | 0
FTGDK240 | Priority Two | ELL, PVC - SCH 80, 90 DEGREE, 1", SLIP X SLIP. | Per Description |  | EA | 18 |  | 0
FTGDK250 | Priority Two | ELL, PVC - SCH 80, 90 DEGREE, 1-1/4", SLIP X SLIP. | Per Description |  | EA | 1 |  | 0
FTGDK260 | Priority Two | ELL, PVC - SCH 80, 90 DEGREE, 1-1/2", SLIP X SLIP | Per Description |  | EA | 73 |  | 0
FTGDK270 | Priority Two | ELL, PVC - SCH 80, 2", 90 DEGREE, SLIP X SLIP. | Per Description |  | EA | 127 |  | 0
FTGDK470 | Priority Two | TEE, PVC - SCH 80, 1", SLIP X SLIP X SLIP. | Per Description |  | EA | 1 |  | 0
FTGDK497 | Priority Two | TEE, PVC - SCH 80, 2", SLIP X SLIP X SLIP. | Per Description |  | EA | 9 |  | 0
FTGDK723 | Priority Two | NIPPLE, PVC - SCH 80, 1/2" X 3". | Per Description |  | EA | 1 |  | 0
FTGDK824 | Priority Two | NIPPLE, PVC - SCH 80, 3/4" X 3". | Per Description |  | EA | 38 |  | 0
FTGDK848 | Priority Two | NIPPLE, PVC - SCH 80, 3/4" X 5". | Per Description |  | EA | 29 |  | 0
FTGDK852 | Priority Two | NIPPLE, PVC - SCH 80, 3/4" X 6",THREADED | Per Description |  | EA | 33 |  | 0
FTGDK904 | Priority Two | NIPPLE, PVC - SCH 80, 1" X 4", THREADED. | Per Description |  | EA | 41 |  | 0
FTGDK912 | Priority Two | NIPPLE, PVC - SCH 80, 1" X 6", THREADED. | Per Description |  | EA | 16 |  | 0
FTGDK928 | Priority Two | NIPPLE, PVC - SCH 80, 1" X 8", THREADED. | Per Description |  | EA | 3 |  | 0
FTGDK936 | Priority Two | NIPPLE, PVC - SCH 80, 1" X 12", THREADED . | Per Description |  | EA | 2 |  | 0
FTGDK975 | Priority Two | NIPPLE, PVC - SCH 80, 1-1/4" X 6", THREADED. | Per Description |  | EA | 1 |  | 0
FTGDK991 | Priority Two | NIPPLE, PVC - SCH 80, 1-1/4" X 12", THREADED. | Per Description |  | EA | 1 |  | 0
FTGDM027 | Priority Two | NIPPLE, PVC - SCH 80, 1-1/2" X 4" | Per Description |  | EA | 7 |  | 0
FTGDM044 | Priority Two | NIPPLE, PVC - SCH 80, 1-1/2" X 6" | Per Description |  | EA | 23 |  | 0
FTGDM082 | Priority One | NIPPLE, PVC - SCH 80, 1-1/2" X 12" | Per Description |  | EA | 259 |  | 0
FTGDM149 | Priority Two | NIPPLE, PVC - SCH 80, 2" X 6" | Per Description |  | EA | 45 |  | 0
FTGDM184 | Priority One | NIPPLE, PVC - SCH 80, 2" X 12" | Per Description |  | EA | 274 |  | 0
FTGDQ104 | Priority Two | BEND, PVC - SDR26, 22-1/2 DEGREE, 4", BELL X SPIGOT, SPIGOT END TO BE FULL CHAMFERED, BELL TO BE GASKETED. | Per Description |  | EA | 160 |  | 0
FTGDQ108 | Priority Two | BEND, PVC - SDR26, 22-1/2 DEGREE, 6", BELL X BELL, BOTH BELL ENDS TO BE GASKETED. | Per Description |  | EA | 117 |  | 0
FTGDQ112 | Priority One | BEND, PVC - SDR26, 22-1/2 DEGREE, 6", BELL X SPIGOT, SPIGOT TO BE CHAMFERED, BELL END TO BE GASKETED. | Per Description |  | EA | 233 |  | 0
FTGDQ144 | Priority Two | BEND, PVC - SDR 26, 45 DEGREE, 4", BELL X BELL, BOTH ENDS GASKETED | Per Description |  | EA | 183 |  | 0
FTGDQ148 | Priority Two | BEND, PVC - SDR26, 45 DEGREE, 6", BELL X BELL, BOTH ENDS GASKETED. | Per Description |  | EA | 182 |  | 0
FTGDQ152 | Priority One | BEND, PVC - SDR26, 45 DEGREE, 6", BELL X SPIGOT, SPIGOT TO BE CHAMFERED, BELL TO BE GASKETED | Per Description |  | EA | 316 |  | 0
FTGDQ156 | Priority Two | BEND, PVC - SDR26, 45 DEGREE, 8", BELL X SPIGOT, SPIGOT TO BE CHAMFERED, BELL TO BE GASKETED. | Per Description |  | EA | 8 |  | 0
FTGDQ172 | Priority Two | BEND, PVC - SDR26, 90 DEGREE, 4", BELL X SPIGOT, SPIGOT TO BE CHAMFERED, BELL TO BE GASKETED. | Per Description |  | EA | 2 |  | 0
FTGDQ180 | Priority Two | BEND, PVC - SDR26, 90 DEGREE, 6", BELL X SPIGOT, SPIGOT TO BE CHAMFERED, BELL TO BE GASKETED. | Per Description |  | EA | 8 |  | 0
FTGDQ260 | Priority Two | CAP, PVC - SDR26. 6",BELL TO BE GASKETED | Per Description |  | EA | 6 |  | 0
FTGDQ382 | Priority Two | COUPLING, PVC - 6", COUPLING TO FIT SDR-26 OD ON ONE END AND C900 OD ON THE OTHER, COUPLING TO BE BELLED & GASKETED ON BOTH ENDS. | THE HARRINGTON CORP (HARCO) 337-060 |  | EA | 4 |  | 0
FTGDQ410 | Priority One | PLUG, PVC - SDR 26, 6", SLIP | Per Description |  | EA | 267 |  | 0
FTGDQ420 | Priority Two | PLUG, PVC - SDR 26, 8", SLIP | Per Description |  | EA | 12 |  | 0
FTGDQ510 | Priority Two | TEE, PVC - SDR26, 4", SANITARY SEWER TEE, BELL X BELL X BELL, ALL BELLS TO BE GASKETED. | Per Description |  | EA | 17 |  | 0
FTGDQ540 | Priority Two | TEE, PVC - SDR26, 8" X 6", SANITARY SEWER TEE, BELL X BELL X BELL, ALL BELLS TO BE GASKETED. | Per Description |  | EA | 29 |  | 0
FTGDQ610 | Priority Two | WYE, PVC - SDR26, 4" X 4" X 4", BELL X BELL X BELL, ALL BELLS TO BE GASKETED. | Per Description |  | EA | 12 |  | 0
FTGDQ620 | Priority Two | WYE, PVC - SDR26, 6" X 6" X 6", BELL X BELL X BELL, ALL BELLS TO BE GASKETED. | Per Description |  | EA | 18 |  | 0
FTGDQ630 | Priority Two | WYE, PVC - SDR26, 8" X 8" X 6", BELL X BELL X BELL. ALL BELLS TO BE GASKETED. | Per Description |  | EA | 27 |  | 0
FTGDU000 | Priority Two | TEE, PVC - DR18, 8" X 8" X 6", ALL OUT- LETS TO BE BELLED AND GASKETED, C-900, ALL FITTINGS TO BE INJECTION MOLDED. | Per Description |  | EA | 2 |  | 0
FTGDU040 | Priority Two | BEND, PVC - DR 18, 22 1/2 DEGREE, 6", C-900 (AWWA C 907: Class 150 rated). | Per Description |  | EA | 3 |  | 0
FTGDU203 | Priority One | RESTRAINER KIT, 3", TO INCLUDE GLAND, M.J. RUBBER GASKET, M.J. BOLTS AND NUTS. **MUST BE BOXED IN KIT FORM. ** | EBAA IRON 1103 SIGMA SLDEP3 STAR PIPE PRODUCTS SGDPPK03 |  | EA | 231 |  | 0
FTGDU214 | Priority Two | RESTRAINER KIT, 4", TO INCLUDE GLAND, M.J. RUBBER GASKET, M.J. BOLTS AND NUTS. ** MUST BE BOXED IN KIT FORM. ** | EBAA IRON 1104 SIGMA SLDEP4 STAR PIPE PRODUCTS SGDPPK04 |  | EA | 107 |  | 0
FTGDU226 | Priority Two | RESTRAINER KIT, 6", TO INCLUDE GLAND, M.J. RUBBER GASKET, M.J. BOLTS AND NUTS. ** MUST BE BOXED IN KIT FORM. ** | EBAA IRON 1106 SIGMA SLDEP6 STAR PIPE PRODUCTS SGDPPK06 |  | EA | 133 |  | 0
FTGDU238 | Priority Two | RESTRAINER KIT, 8", TO INCLUDE GLAND, M.J. RUBBER GASKET, M.J. BOLTS AND NUTS. ** MUST BE BOXED IN KIT FORM. ** | EBAA IRON 1108 SIGMA SLDEP8 STAR PIPE PRODUCTS SGDPPK08 |  | EA | 67 |  | 0
FTGDU240 | Priority Two | RESTRAINER KIT, 10", TO INCLUDE GLAND, M.J. RUBBER GASKET, M.J. BOLTS AND NUTS. ** MUST BE BOXED IN KIT FORM. ** | EBAA IRON 1110 SIGMA SLDEP10 STAR PIPE PRODUCTS SGDPPK10 |  | EA | 30 |  | 0
FTGDU256 | Priority Two | RESTRAINER KIT, 12", TO INCLUDE GLAND, M.J. RUBBER GASKET, M.J. BOLTS AND NUTS. ** MUST BE BOXED IN KIT FORM. ** | EBAA IRON 1112 SIGMA SLDEP12 STAR PIPE PRODUCTS SGDPPK12 |  | EA | 22 |  | 0
FTGDU264 | Priority Two | RESTRAINER KIT, 14", TO INCLUDE GLAND, M.J. RUBBER GASKET, M.J. BOLTS AND NUTS. ** MUST BE BOXED IN KIT FORM. ** | EBAA IRON 1114 |  | EA | 4 |  | 0
FTGDU266 | Priority Two | RESTRAINER KIT, 16", TO INCLUDE GLAND, M.J. RUBBER GASKET, M.J. BOLTS AND NUTS. ** MUST BE BOXED IN KIT FORM ** | EBAA IRON 1116 |  | EA | 26 |  | 0
FTGDU287 | Priority Two | RESTRAINER, MJ FITTING - 18", ONE PIECE GLAND REPLACES MJ FOLLOWER GLAND. USED WITH DUCTILE PIPE. ** MUST BE BOXED IN KIT FORM ** | EBAA IRON 1118 FORD SERIES 1400 SIGMA SLCEP18 STAR SGDPPK18 |  | EA | 11 |  | 0
FTGDU290 | Priority Two | RESTRAINER KIT, 20", TO INCLUDE GLAND, MJ RUBBER GASKET, MJ BOLTS AND NUTS. ** MUST BE BOXED IN KIT FORM ** | EBAA IRON 1120 |  | EA | 14 |  | 0
FTGDU292 | Priority Two | RESTRAINER KIT, 24", TO INCLUDE GLAND, MJ RUBBER GASKET, MJ BOLTS AND NUTS. ** MUST BE BOXED IN KIT FORM ** | EBAA IRON 1124 |  | EA | 9 |  | 0
FTGDU310 | Priority One | CIRCLE-LOK RESTRAINER KIT, 1500 CA, FOR 4" DR 18 & DR 25 PVC, KIT TO INCLUDE MEGALUG GLAND, MJ GASKET ONLY, MJ BOLTS AND NUTS. ** MUST BE BOXED IN KIT FORM ** | FORD UFR-1500-4A-I SIGMA SLCEP4 STAR PIPE PRODUCTS PVCPK4004 |  | EA | 362 |  | 0
FTGDU315 | Priority One | CIRCLE-LOK RESTRAINER KIT, 1500 CA, FOR 6" DR 18 & DR 25 PVC, KIT TO INCLUDE MEGALUG GLAND, MJ GASKET ONLY, MJ BOLTS AND NUTS. ** MUST BE BOXED IN KIT FORM ** | FORD UFR1500-6A-I SIGMA SLCEP6 STAR PIPE PRODUCTS PVCPK4006 |  | EA | 967 |  | 0
FTGDU320 | Priority One | CIRCLE-LOK RESTRAINER KIT, 1500 CA, FOR 8" DR 18 & DR 25 PVC, KIT TO INCLUDE MEGALUG GLAND, MJ GASKET ONLY, MJ BOLTS AND NUTS. ** MUST BE BOXED IN KIT FORM ** | FORD 81500 CA SIGMA SLCEP8 STAR PIPE PRODUCTS PVCPK4008 |  | EA | 514 |  | 0
FTGDU325 | Priority Two | CIRCLE-LOK RESTRAINER KIT, 1500 CA, FOR 10" DR 18 & DR 25 PVC, KIT TO INCLUDE MEGALUG GLAND, MJ GASKET ONLY, MJ BOLTS AND NUTS. ** MUST BE BOXED IN KIT FORM ** | SIGMA SLCEP10 STAR PIPE PRODUCTS PVCPK4010 |  | EA | 50 |  | 0
FTGDU330 | Priority Two | CIRCLE-LOK RESTRAINER KIT, 1500 CA, FOR 12" DR 18 & DR 25 PVC, KIT TO INCLUDE MEGALUG GLAND, MJ GASKET ONLY, MJ BOLTS AND NUTS. ** MUST BE BOXED IN KIT FORM ** | SIGMA SLCEP12 STAR PIPE PRODUCTS PVCPK4012 |  | EA | 191 |  | 0
FTGDU335 | Priority Two | CIRCLE-LOK RESTRAINER KIT, 1500 CA, FOR 16" DR 18 & DR 25 PVC, KIT TO INCLUDE MEGALUG GLAND, MJ GASKET ONLY, MJ BOLTS AND NUTS. ** MUST BE BOXED IN KIT FORM ** | SIGMA SLCEP16 STAR PIPE PRODUCTS PVCPK4016 |  | EA | 66 |  | 0
FTGDW400 | Priority Two | RESTRAINER, SPLIT GLAND, 4" - RESTRAINER FOR C-900 PVC PIPE. USED TO RESTRAIN MJ FITTINGS TO PVC PIPE. 360 DEGREE PIPE SUPPORT. | SIGMA PWM-C4 STARR PRC1004 UNIFLANGE 1300C |  | EA | 113 |  | 0
FTGDW500 | Priority One | RESTRAINER, SPLIT GLAND, 6" - RESTRAINER FOR C-900 PVC PIPE. USED TO RESTRAIN MJ FITTINGS TO PVC PIPE. 360 DEGREE PIPE SUPPORT. | SIGMA PWMC6 |  | EA | 403 |  | 0
FTGDW600 | Priority One | RESTRAINER, SPLIT GLAND, 8" - RESTRAINER FOR C-900 PVC PIPE. USED TO RESTRAIN MJ FITTINGS TO PVC PIPE. 360 DEGREE PIPE SUPPORT. | SIGMA PWM-C8 STAR PIPE PRODUCTS PRC1008 |  | EA | 547 |  | 0
FTGDW950 | Priority Two | UNIFLANGE, RESTRAINER GLAND, 8", WITH BOLTS AND NUTS, FOR STEEL PIPE SIZE PVC PIPE, USED TO RESTRAIN MJ FITTINGS TO PVC PIPE. | SIGMA PVM-S8 STARR PRS1008 UNIFLANGE 1300S |  | EA | 4 |  | 0
FTGDW970 | Priority Two | RESTRAINER, SPLIT GLAND, 10"- RESTRAINER FOR C-900 PVC PIPE. USED TO RESTRAIN MJ FITTINGS TO PVC PIPE. 360 DEGREE PIPE SUPPORT. | SIGMA PWM-C10 STARR PRC1010 UNIFLANGE 1300C |  | EA | 14 |  | 0
FTGDY000 | Priority Two | RESTRAINER, SPLIT GLAND, 12"- RESTRAINER FOR C-900 PVC PIPE. USED TO RESTRAIN MJ FITTINGS TO PVC PIPE. 360 DEGREE PIPE SUPPORT. | SIGMA PWMC12 STAR PIPE PRODUCTS PRC1012 UNIFLANGE 1300C |  | EA | 113 |  | 0
FTGDY060 | Priority Two | RESTRAINER, SPLIT GLAND, 16"- RESTRAINER FOR C-900 PVC PIPE. USED TO RESTRAIN MJ FITTINGS TO PVC PIPE. 360 DEGREE PIPE SUPPORT. | SIGMA PWM-C16 STARR PRC1016 |  | EA | 19 |  | 0
FTGDY080 | Priority Two | RESTRAINER, FLANGE 8" TO BE USED FOR RESTRAINING BELL JOINTS OF C-900 PIPE. | FORD 1390C SIGMA PWP-C8 STARR PRC1108 |  | EA | 3 |  | 0
FTGDY100 | Priority Two | RESTRAINER, FLANGE 12" TO BE USED FOR RESTRAINING BELL JOINTS OF C-900 PIPE | SIGMA PWP-C12 STARR PRC1112 |  | EA | 11 |  | 0
FTGDY120 | Priority Two | RESTRAINER, FLANGE 20" TO BE USED FOR RESTRAINING BELL JOINTS OF C-900 PIPE | FORD 1390C SIGMA PWP-C20 STAR PRC1120 |  | EA | 8 |  | 0
FTGDY124 | Priority Two | RESTRAINER, SPLIT X SPLIT, SERRATED, 24" PVC BELL JOINT RESTRAINT, TO BE USED FOR RESTRAINING BELL JOINTS OF C905 PIPE | FORD 1390C SIGMA PWP-C24 STAR PRC1124 |  | EA | 7 |  | 0
FTGDY200 | Priority Two | RESTRAINER, UNIFLANGE 6", USED TO RESTRAIN PVC DR18 FITTINGS TO 6" C-900 PIPE. | FORD UFR1360-C-6-I SIGMA PWPFC6 |  | EA | 8 |  | 0
FTGDY218 | Priority Two | RESTRAINER, UNIFLANGE 8", USED TO RESTRAIN PVC DR18 FITTINGS TO 8" C-900 PIPE. | SIGMA PWPF-C8 STAR PRC1208 UNIFLANGE 1360 |  | EA | 1 |  | 0
FTGDY504 | Priority Two | SERIES 1390 PIPE RESTRAINER FOR DUCTILE IRON PIPE, 4", TO COME COMPLETE WITH THE FOLLOWING ITEMS, TWO CLAMPING RINGS, FOUR BOLTS & NUTS, THREADED RODS & NUTS. | Per Description |  | EA | 6 |  | 0
FTGDY506 | Priority Two | PIPE RESTRAINER FOR DUCTILE IRON PIPE, 6", TO COME COMPLETE WITH THE FOLLOWING ITEMS, TWO CLAMPING RINGS, FOUR BOLTS & NUTS, THREADED RODS & NUTS. | Per Description |  | EA | 9 |  | 0
FTGDY508 | Priority Two | PIPE RESTRAINER FOR DUCTILE IRON PIPE, 8", TO COME COMPLETE WITH THE FOLLOWING ITEMS, TWO CLAMPING RINGS, FOUR BOLTS & NUTS, THREADED RODS & NUTS | FORD 1390 SIGMA PWP-C8 STAR 1100C |  | EA | 14 |  | 0
FTGDY603 | Priority Two | 1500 CA MEGA LUG KIT, TO FIT 3" IPS AND SCH-40 PVC PIPE, KIT TO INCLUDE - MEGA LUG GLAND, M.J. RUBBER GASKET, M.J. BOLTS & NUTS. | Per Description |  | EA | 13 |  | 0
FTGDY620 | Priority Two | 1500 CA MEGA LUG KIT, TO FIT 20" DR -18 PVC PIPE, KIT TO INCLUDE - MEGA LUG GLAND, M.J. RUBBER GASKET, M.J. BOLTS & NUTS. MUST BE BOXED IN KIT FORM. | Per Description |  | EA | 29 |  | 0
FTGDY624 | Priority Two | 1500 CA MEGA LUG KIT, TO FIT 24" DR -18 PVC PIPE, KIT TO INCLUDE - MEGA LUG GLAND, M.J. RUBBER GASKET, M.J. BOLTS & NUTS. | Per Description |  | EA | 12 |  | 0
FTGDY636 | Priority Two | 1500 CA MEGA LUG RESTRAINER KIT, TO FIT 36" C905 PVC PIPE, KIT TO INCLUDE - MEGA LUG GLAND, M.J. RUBBER GASKET, M.J. BOLTS & NUTS. MUST HAVE ONE KIT PER BOX | Per Description |  | EA | 2 |  | 0
FTGEE003 | Priority Two | COUPLING, 3", RANGE 3.13-3.36, FITS AC, DI, CI, PVC, HDPE - LENGTH 8.38" EPOXY COATED-WATER/SEWER APPLICATIONS - 2 EACH STAINLESS STEEL BOLTS (ON EACH END) STAB TYPE INSTALLATION (NO DISASSEMBLY REQUIRED) | ROMAC INDUSTRIES 260-0363631 (MACRO) |  | EA | 7 |  | 0
FTGEE005 | Priority Two | COUPLING, 3" HYMAX, RANGE 3.46-4.33 EACH SIDE, FITS AC, DI, CI, PVC HDPE - LENGTH 8.7" - EPOXY COATED-WATER/SEWER APPLICATIONS - 2 EACH STAINLESS STEEL BOLTS (ON EACH END) STAB TYPE INSTALLATION (NO DISASSEMBLY REQUIRED) | KRAUSZ USA 2000-0433-260 (HYMAX) |  | EA | 65 |  | 0
FTGEE010 | Priority Two | COUPLING, 4", MIN RANGE 4.40-5.60, FITS AC, DI, CI, PVC HDPE - LENGTH 8.7-11.19 EPOXY COATED-WATER/SEWER APPLICATIONS - 2 EACH STAINLESS STEEL BOLTS (ON EACH END) STAB TYPE INSTALLATION (NO DISASSEMBLY REQUIRED) | KRAUSZ USA 2000-0563-260 (HYMAX) |  | EA | 140 |  | 0
FTGEE012 | Priority Two | COUPLING, 4", MIN RANGE 4.50-4.90, FITS DI, CI, PVC, PVC-IPS, HDPE,- LENGTH 11.85- SINGLE UNIT, FUSION BONDED EPOXY COATED-WATER/SEWER APPLICATIONS 2 STAINLESS STEEL BOLTS (ON EACH END) STAB TYPE INSTALLATION (NO DISASSEMBLY REQUIRED) | ROMAC INDUSTRIES 266-04901231 (ALPHA) |  | EA | 11 |  | 0
FTGEE040 | Priority Two | COUPLING, 6", MIN RANGE 6.60-7.60, FITS AC, DI, CI, PVC HDPE - LENGTH 10.8-11.19 EPOXY COATED-WATER/SEWER APPLICATIONS - 2 EACH STAINLESS STEEL BOLTS (ON EACH END) STAB TYPE INSTALLATION (NO DISASSEMBLY REQUIRED) | KRAUSZ USA 2000-0768-260 (HYMAX) |  | EA | 154 |  | 0
FTGEE045 | Priority Two | COUPLING, 6", MIN RANGE 6.60-7.00, FITS DI, CI, PVC, PVC-IPS, HDPE,- LENGTH 11.98- SINGLE UNIT, FUSION BONDED EPOXY COATED-WATER/SEWER APPLICATIONS 2 STAINLESS STEEL BOLTS (ON EACH END) STAB TYPE INSTALLATION (NO DISASSEMBLY REQUIRED) | ROMAC INDUSTRIES 266-07001211 (ALPHA) |  | EA | 18 |  | 0
FTGEE050 | Priority Two | COUPLING, 8", MIN RANGE 8.60-9.75, FITS AC, DI, CI, PVC HDPE - LENGTH 10.8-11.19 EPOXY COATED-WATER/SEWER APPLICATIONS - 2 EACH STAINLESS STEEL BOLTS (ON EACH END) STAB TYPE INSTALLATION (NO DISASSEMBLY REQUIRED) | KRAUSZ USA 2000-0984-260 (HYMAX) |  | EA | 111 |  | 0
FTGEE054 | Priority Two | COUPLING, 8", MIN RANGE 8.60-9.10, FITS DI, CI, PVC, PVC-IPS, HDPE,- LENGTH 13.19- SINGLE UNIT, FUSION BONDED EPOXY COATED-WATER/SEWER APPLICATIONS 2 STAINLESS STEEL BOLTS (ON EACH END) STAB TYPE INSTALLATION (NO DISASSEMBLY REQUIRED) | ROMAC INDUSTRIES 266-09101211 (ALPHA) |  | EA | 2 |  | 0
FTGEE060 | Priority Two | COUPLING, 10", MIN RANGE 10.70-11.90, FITS AC, DI, CI, PVC HDPE - LENGTH 10.8-11.19- EPOXY COATED-WATER/SEWER APPLICATIONS - 2 EACH STAINLESS STEEL BOLTS (ON EACH END) STAB TYPE INSTALLATION (NO DISASSEMBLY REQUIRED) | KRAUSZ USA 2000-1200-260/K86056027216 (HY ROMAC INDUSTRIES 2601190831 (MACRO) |  | EA | 15 |  | 0
FTGEE065 | Priority Two | COUPLING, 10", MIN RANGE 11.00-12.20, FITS AC, DI, CI, PVC HDPE - LENGTH 10.8-11.19- EPOXY COATED-WATER/SEWER APPLICATIONS - 2 EACH STAINLESS STEEL BOLTS (ON EACH END) STAB TYPE INSTALLATION (NO DISASSEMBLY REQUIRED) | KRAUSZ USA 2000-1226-260 (HYMAX OS) ROMAC INDUSTRIES 260-1220831 (MACRO XL) |  | EA | 7 |  | 0
FTGEE068 | Priority Two | COUPLING, 10", MIN RANGE 10.75-11.20, FITS DI, CI, PVC, PVC-IPS, HDPE,- LENGTH 12.74- SINGLE UNIT, FUSION BONDED EPOXY COATED-WATER/SEWER APPLICATIONS 2 STAINLESS STEEL BOLTS (ON EACH END) STAB TYPE INSTALLATION (NO DISASSEMBLY REQUIRED) | ROMAC INDUSTRIES 266-11201211 (ALPHA) |  | EA | 1 |  | 0
FTGEE070 | Priority Two | COUPLING, 12", MIN RANGE 12.70-13.66, FITS AC, DI, CI, PVC HDPE - LENGTH 10.8-11.19 EPOXY COATED-WATER/SEWER APPLICATIONS - 2 EACH STAINLESS STEEL BOLTS (ON EACH END) STAB TYPE INSTALLATION (NO DISASSEMBLY REQUIRED) | KRAUSZ USA 2000-1366-260/K86056031516 (HY ROMAC INDUSTRIES 2601380831 (MACRO) |  | EA | 19 |  | 0
FTGEE075 | Priority Two | COUPLING, 12", MIN RANGE 13.15-14.40, FITS AC, DI, CI, PVC HDPE - LENGTH 10.8-11.19 EPOXY COATED-WATER/SEWER APPLICATIONS - 2 EACH STAINLESS STEEL BOLTS (ON EACH END) STAB TYPE INSTALLATION (NO DISASSEMBLY REQUIRED) | KRAUSZ USA 2000-1441-260 (HYMAX OS) ROMAC INDUSTRIES 260-1440831 (MACRO XL) |  | EA | 12 |  | 0
FTGEE080 | Priority Two | COUPLING, 12", MIN RANGE 12.75-13.30, FITS DI, CI, PVC, PVC-IPS, HDPE,- LENGTH 13.30- SINGLE UNIT, FUSION BONDED EPOXY COATED-WATER/SEWER APPLICATIONS 2 STAINLESS STEEL BOLTS (ON EACH END) STAB TYPE INSTALLATION (NO DISASSEMBLY REQUIRED) | ROMAC INDUSTRIES 266-13301211 (ALPHA) |  | EA | 4 |  | 0
FTGEE600 | Priority Two | SLEEVE, DUCTILE IRON, 4", MECHANICAL JOINT, 10-MIL EPOXYLINED, (TO BE SUPPLIED WITHOUT ACCESSORIES), UNION, TYLER, US PIPE, OR EQUAL | Per Description |  | EA | 1 |  | 0
FTGEE620 | Priority Two | SLEEVE, DUCILE IRON, 6", MECHANICAL JOINT, 10-MIL EPOXYLINED, (TO BE SUPPLIED WITHOUT ACCESSORIES), UNION, TYLER, US PIPE, OR EQUAL | Per Description |  | EA | 1 |  | 0
FTGEE640 | Priority Two | SLEEVE, DUCTILE IRON, 8", MECHANICAL JOINT, 10-MIL EPOXYLINED, (TO BE SUPPLIED WITHOUT ACCESSORIES), UNION, TYLER, US PIPE, OR EQUAL | Per Description |  | EA | 1 |  | 0
FTGEE660 | Priority Two | SLEEVE, DUCTILE IRON, 10", MECHANICAL JOINT, 10-MIL EPOXYLINED, (TO BE SUPPLIED WITHOUT ACCESSORIES), UNION, TYLER, US PIPE, OR EQUAL | Per Description |  | EA | 1 |  | 0
FTGEE680 | Priority Two | SLEEVE, DUCTILE IRON, 12", MECHANICAL JOINT, 10-MIL EXPOXYLINED, (TO BE SUPPLIED WITHOUT ACCESSORIES), UNION, TYLER, US PIPE, OR EQUAL | Per Description |  | EA | 1 |  | 0
FTGEE870 | Priority Two | SLEEVE, DUCTILE IRON, 20", MECHANICAL JOINT, 10-MIL EXPOXYLINED, (TO BE SUPPLIED WITHOUT ACCESSORIES), UNION, TYLER, US PIPE, OR EQUAL | Per Description |  | EA | 2 |  | 0
FTGEE890 | Priority Two | SLEEVE, DUCTILE IRON, 36", MECHANICAL JOINT, 10-MIL EXPOXYLINED, TO BE SUPPLIED WITHOUT ACCESSORIES | Per Description |  | EA | 1 |  | 0
FTGEE960 | Priority Two | SLEEVE, DUCTILE IRON, 48", MECHANICAL JOINT, 10-MIL EXPOXYLINED, TO BE SUPPLIED WITHOUT ACCESSORIES | Per Description |  | EA | 1 |  | 0
FTGIP000 | Priority Two | NO LEAD COUPLING, COMPRESSION, 1", CTS COMP X IPS COMP COUP. | FORD C46-44-NL |  | EA | 84 |  | 0
GAGAA060 | Priority Two | GAUGE, STAINLESS STEEL, GLYCERIN FILLED, 2-1/2", 0-60 PSI, 1/4" LOWER MOUNT BRASS CONNECTION | U.S. GAUGE P5801 WIKA 21353-2.5-C-4-B |  | EA | 6 |  | 0
GAGAA070 | Priority Two | GAUGE, STAINLESS STEEL, GLYCERIN FILLED, 2-1/2", 0-100 PSI, 1/4", 656 SERIES STAINLESS STEEL LOWER MOUNT CONNECTION | U.S. GAUGE 256010LG WIKA 9833574 |  | EA | 6 |  | 0
GAGAA080 | Priority Two | GAUGE, GLYCERIN FILLED, 2-1/2",0-160 PSI | WIKA 213.53 WIKA 9767070 |  | EA | 17 |  | 0
GAGAA100 | Priority Two | GAUGE, GLYCERIN FILLED 2-1/2", 0-300 PSI, 1/4", 656 SERIES STAINLESS STEEL LOWER MOUNT CONNECTION | SYSTEM COMPONENTS CORP. 7211 U.S. GAUGE 256013 U.S. GAUGE P555L |  | EA | 7 |  | 0
GKTAA700 | Priority Two | GASKET, TRANSITION 3" - MJ X IPS GASKET, GASKET IS USED IN STD. MECHANICAL JOINT FITTING FOR USE ON IRON PIPE SIZE PIPE (STEEL PIPE), GASKET TO BE CONSTRUCTED OF VIRGIN SBR MEETING ASTM D2000 3 BA715 | SIGMA TG3 STAR MJGAST03 |  | EA | 4 |  | 0
GKTAA719 | Priority Two | GASKET, TRANSITION 4" - MJ X IPS GASKET, GASKET IS USED IN STD. MECHANICAL JOINT FITTINGS FOR USE ON IRON PIPE SIZE PIPE (STEEL PIPE),GASKET TO BE CONSTRUCTED OF VIRGIN SBR MEETING ASTM D-2000 3 BA715. | Per Description |  | EA | 5 |  | 0
GKTAA727 | Priority Two | GASKET, TRANSITION 6" - MJ X IPS GASKET, GASKET ISSUED IN STD. MECHANICAL JOINT FITTINGS FOR USE ON IRON PIPE SIZE PIPE (STEEL PIPE),GASKET TO BE CONSTRUCTED OF VIRGIN SBR MEETING ASTM D-2000 3 BA715. | Per Description |  | EA | 4 |  | 0
GKTAA735 | Priority Two | GASKET, TRANSITION 8" - MJ X IPS GASKET, GASKET ISSUED IN STD. MECHANICAL JOINT FITTINGS FOR USE ON IRON PIPE SIZE PIPE (STEEL PIPE),GASKET TO BE CONSTRUCTED OF VIRGIN SBR MEETING ASTM D-2000 3 BA715. | Per Description |  | EA | 6 |  | 0
GKTAA743 | Priority Two | GASKET, TRANSITION 10" - MJ X IPS GASKET GASKET IS USED IN STD. MECHANICAL JOINT FITTINGS FOR USE ON IRON PIPE SIZE PIPE (STEEL PIPE),GASKET TO BE CONSTRUCTED OF VIRGIN SBR MEETING ASTM D-2000 3 BA715. | Per Description |  | EA | 1 |  | 0
GKTAA751 | Priority Two | GASKET, TRANSITION 12" - MJ X IPS GASKET GASKET IS USED IN STD. MECHANICAL JOINT FITTINGS FOR USE ON IRON PIPE SIZE PIPE (STEEL PIPE),GASKET TO BE CONSTRUCTED OF VIRGIN SBR MEETING ASTM D-2000 3BA715. | Per Description |  | EA | 6 |  | 0
HSEBB120 | Priority Two | COUPLING, HOSE 4" - QUICK DISCONNECT, FEMALE COUPLING X FEMALE THREAD, ALUMINUM CONSTRUCTION. EVER-TITE PART "D" . | EVER-TITE D |  | EA | 4 |  | 0
HSEBB140 | Priority Two | COUPLING, HOSE 4" - QUICK DISCONNECT, FEMALE QUICK DISCONNECT COUPLER ON ONE END, HOSE SHANK ON OTHER END, ALUMINUM CONSTRUCTION. | EVER-TITE C SEAL FAST C |  | EA | 38 |  | 0
HSEBB150 | Priority Two | COUPLING, HOSE 4" -QUICK DISCONNECT,MALE ADAPTER (FOR QUICK DISCONNECT) ON ONE END, HOSE SHANK ON OTHER END, ALUMINUM CONSTRUCTION. | EVER-TITE E SEAL FAST E |  | EA | 37 |  | 0
HSEBB170 | Priority Two | COUPLING, HOSE 6" - QUICK DISCONNECT, FEMALE QUICK DISCONNECT COUPLER ON ONE END, HOSE SHANK ON OTHER END, ALUMINUM CONSTRUCTION. | EVER-TITE C SEAL FAST C |  | EA | 44 |  | 0
HSEBB180 | Priority Two | COUPLING, HOSE 6" -QUICK DISCONNECT,MALE ADAPTER (FOR QUICK DISCONNECT) ON ONE END, HOSE SHANK ON OTHER END, ALUMINUM CONSTRUCTION. EVER-TITE OR SEAL FAST | EVER-TITE E SEAL FAST E |  | EA | 43 |  | 0
HSECC112 | Priority Two | COUPLING, ADAPTER - 4", MALE ADAPTER X FEMALE THREAD, PART A, FOR USE WITH QUICK DISCONNECT COUPLINGS, ALUMINUM CONSTRUCTION. | EVER-TITE PART-A |  | EA | 21 |  | 0
HSECC124 | Priority Two | COUPLING, ADAPTER - 6", MALE ADAPTER X FEMALE THREAD, PART A, FOR USE WITH QUICK DISCONNECT COUPLINGS, ALUMINUM CONSTRUCTION. | EVER-TITE PART-A |  | EA | 6 |  | 0
HSECC151 | Priority Two | STRAINER, HOSE 3" - STEEL STRAINER FOR USE ON 3" SUCTION HOSE. BASKET TYPE STRAINER IS USED TO KEEP SOLIDS LARGER THAN 3/8" FROM ENTERING SUCTION HOSE. STRAINER IS TO HAVE FEMALE THREAD FOR CONNECTION TO SUCTION HOSE. | Per Description |  | EA | 3 |  | 0
HSECC163 | Priority Two | STRAINER, HOSE 4" - STEEL STRAINER FOR USE ON 4" SUCTION HOSE. BASKET TYPE STRAINER IS USED TO KEEP SOLIDS LARGER THAN 3/8" FROM ENTERING SUCTION HOSE. STRAINER IS TO HAVE FEMALE THREAD FOR CONNECTION TO SUCTION HOSE. | Per Description |  | EA | 1 |  | 0
HYDAA126 | Priority Two | EXTENSION, FIRE HYDRANT, 6", FOR AMERICAN DARLING MARK 73 HYDRANT, 4-1/2" & B84B5, 5-1/4" VALVE OPENING W/STAINLESS STEEL BOLTS. | AMERICAN DARLING 8002025 |  | EA | 17 |  | 0
HYDAA135 | Priority Two | EXTENSION, FIRE HYDRANT, 18", FOR AMERICAN DARLING MARK 73 HYDRANT, 4-1/2" & B84B5, 5-1/4" VALVE OPENING W/STAINLESS STEEL BOLTS. | AMERICAN DARLING 8005961 |  | EA | 1 |  | 0
HYDAA150 | Priority Two | EXTENSION, FIRE HYDRANT, 12", FOR AMERICAN DARLING MARK 73 HYDRANT, 4-1/2" & B84B5, 5-1/4" VALVE OPENING W/STAINLESS STEEL BOLTS. | AMERICAN DARLING 8005960 |  | EA | 31 |  | 0
HYDAA205 | Priority Two | REPAIR KIT, FIRE HYDRANT, 4-1/2" | AMERICAN DARLING MARK 73 |  | EA | 30 |  | 0
HYDBB030 | Priority Two | KIT,REPAIR, BREAKAWAY FLANGE FOR CLOW F-2500, 4-1/2", FIRE HYDRANT. | CLOW R-1620562 |  | EA | 6 |  | 0
HYDDD250 | Priority One | GREASE, FIRE HYDRANT, AMERICAN FLOW CONTROL HYDRANT GREASE (FOOD GRADE), 1 LB. CAULK TUBE "ORDER BY DESCRIPTION" | AMERICAN FLOW CONTROL NOT APPROVED Clarion 655699009-NLGI-NO.2 KEYSTONE LUBRICANTS 441636T Mystik FG-2 |  | EA | 200 |  | 0
HYDEE100 | Priority Two | EXTENSION KIT, FIRE HYDRANT, 12" - KIT FOR MUELLER 4-1/2" FIRE HYDRANT, KIT INCLUDES: BARREL EXTENSION, STEEL STEM COUPLING, SOLID FLANGE, STAINLESS STEEL CLEVIS PINS,STAINLESS STEEL COTTER PINS, GASKET, BOLTS, NUTS AND CAN OF HYDRANT LUBRI | Per Description |  | EA | 1 |  | 0
HYDEE124 | Priority Two | KIT, EXTENSION FIRE HYDRANT, 6" - 6" EXTENSION KIT FOR MUELLER 4-1/2" FIRE HYDRANT, KIT TO INCLUDE: BARREL EXTEN- SION, STEEL STEM COUPLING, SOLID FLANGE, STAINLESS STEEL CLEVIS PINS, STAINLESS STEEL COTTER PINS, GASKET, BOLTS AND NUTS, CAN | Per Description |  | EA | 1 |  | 0
HYDEE130 | Priority Two | KIT, REPAIR, FIRE HYDRANT, 4-1/2",SAFETY FLANGE REPAIR KIT, (FOR CENTURIAN FIRE HYDRANT) WITH STEEL COUPLING (OLD MUELLER #A-24095). (FOR HYDRANTS MANUFACTURED AFTER 1972) | MUELLER A300 |  | EA | 16 |  | 0
HYDEE190 | Priority Two | HYDRANT, FIRE, 5 1/4" VALVE OPENING, 3' BURY DEPTH. SUPPLIED W/O ACCESSORIES, YELLOW, 1-1/2" PENTAGON (5-SIDED) OPERATING NUTS, OPEN LEFT, ASSEMBLY NUTS AND BOLTS SHALL BE 304 STAINLESS STEEL, HYDRANTS MUST BE FORKLIFT ACCESSIBLE. | AMERICAN FLOW CONTROL B-84-B AVK 2780 - 3' M & H 129TY - 3' M&H 129TYNL - 3' MULLER A-423 - 3' US PIPE MET M94 - 3' |  | EA | 39 |  | 0
HYDEE200 | Priority Two | HYDRANT, FIRE, 5 1/4" VALVE OPENING, 3-1/2' BURY DEPTH, SUPPLIED W/O ACCESSORIES, YELLOW, 1 1/2" PENTAGON (5-SIDED) OPERATING NUTS, OPEN LEFT, ASSEMBLY NUTS AND BOLTS SHALL BE 304 STAINLESS STEEL, HYDRANTS MUST BE FORKLIFT ACCESSIBLE. | AMERICAN FLOW CONTROL B-84-B - 3-1/2' AVK 2780 - 3 1/2' M & H 129TY - 5-1/4" X 3-1/2' M&H 129TYNL - 5-1/4 X 3-1/2 MULLER A423 - 3-1/2' US PIPE MET M94 - 3 - 1/2' |  | EA | 72 |  | 0
HYDEE210 | Priority Two | HYDRANT, FIRE, 5 1/4" VALVE OPENING, 4' BURY DEPTH, SUPPLIED W/O ACCESSORIES, YELLOW, 1-1/2" PENTAGON (5-SIDED) OPERATING NUTS, OPEN LEFT, ASSEMBLY NUTS AND BOLTS SHALL BE 304 STAINLESS STEEL, HYDRANTS MUST BE FORKLIFT ACCESSIBLE. | AMERICAN FLOW CONTROL B-84-B - 4' AVK 2780 - 4' M & H 129 - 5-1/4" X 4' M&H 129TYNL - 5-1/4" X 4' MUELLER A-423 - 4' US PIPE MET M94 - 4' |  | EA | 10 |  | 0
HYDEE220 | Priority Two | HYDRANT, FIRE, 5 1/4" VALVE OPENING, 4-1/2' BURY DEPTH, SUPPLIED W/O ACCESSORIES, YELLOW, 1-1/2" PENTAGON (5-SIDED) OPERATING NUTS, OPEN LEFT, ASSEMBLY BOLTS AND NUTS SHALL BE 304 STAINLESS STEEL, HYDRANTS MUST BE FORKLIFT ACCESSIBLE. | AMERICAN FLOW CONTROL B-84-B - 4.5' AVK 2780 - 4.5' M & H 129 - 5-1/4" X 4.5' M&H 129TYNL - 5-1/4" X 4.5' MUELLER A-423 - 4.5' US PIPE MET M94 - 4.5' |  | EA | 2 |  | 0
HYDEE240 | Priority Two | KIT, REPAIR FIRE HYDRANT 5-1/4" MUELLER #A-301-00 WITH BRASS COUPLING | MUELLER A-301-00 |  | EA | 5 |  | 0
HYDFF200 | Priority Two | KIT, REPAIR, TRAFFIC, YELLOW. | WATEROUS WT/77D |  | EA | 1 |  | 0
HYDGG015 | Priority Two | CAP GASKET, HOSE NOZZLE, 2.5" DIA., RUBBER ASTM D2000, MUST FIT THE FOLLOWING FIRE HYDRANT HOSE CAPS, M & H, CLOW, MUELLER, KENNEDY AND U.S. PIPE | M & H 210041 |  | EA | 30 |  | 0
HYDGG030 | Priority Two | WRENCH, FIRE HYDRANT, UNIVERSAL, ADJUST- ABLE. WRENCH TO FIT PENTAGON NUTS TO 1-1/2" AND SQUARE NUTS UP TO 1-1/4". SPANNER TO FIT LUG AND PIN STYLES OF HOSE COUPLINGS. 16" LONG X 7/8" DIAMETER HANDLE. HEAVY DUCTILE IRON HEAD. | RED HEAD 107 TRUMBLE 377-5960 |  | EA | 162 |  | 0
HYDGG100 | Priority Two | KIT, REPAIR - TRAFFIC REPAIR KIT FOR U.S. PIPE METROPOLITAN MODEL FIRE HYDRANT, 4-1/2" VALVE OPENING FOR HYDRANTS MADE PRIOR TO 1994. | US PIPE 668619 |  | EA | 6 |  | 0
HYDGG224 | Priority Two | KIT, TRAFFIC REPAIR - FOR M&HMODEL #129 FIRE HYDRANT, 5-1/4" VALVE OPENING. (1996 OR NEWER). | M & H 442129 |  | EA | 7 |  | 0
HYDRF100 | Priority One | HYDRANT RAISED PAVEMENT MARKER, BLUE TWO-WAY REFLECTOR W/ADHESIVE PAD ATTACHED, 4.00"L X 4.00"W X 0.68"H, 48 PER CARTON | RAYOLITE AA2BP |  | EA | 1100 |  | 0
LBRAA310 | Priority Two | GREASE CUTTING | MUELLER 88366 |  | EA | 42 |  | 0
MARCB001 | Priority One | MARKER, CURB, 2-1/2" CIRCLES BLACK ON RED LABLED "POWER" | DAS MANUFACTURING INC. 2.5NPO REPNET INC. 2.5NPO |  | EA | 960 |  | 0
MHLAA100 | Priority Two | COUPLING, MANHOLE 6" - PVC COUPLING FOR SDR26 PIPE, PIPE LENGTH MIN. 8 INCHES, COUPLING TO HAVE EXTERIOR EPOXY BONDED AGGREGATE TEXTURIZED TO ADHERE TO THE PVC COUPLING, EXTERIOR AGGREGATE TO PROVIDE BONDING SURFACE FOR GROUTING PURPOSES | Per Description |  | EA | 34 |  | 0
MHLAA110 | Priority Two | COUPLING, MANHOLE 8", PVC COUPLING FOR SDR26 PIPE, PIPE LENGTH MIN. 8" COUPLING TO HAVE PERMANENT EXTERIOR EPOXY BONDED AGGREGATE TEXTURIZED TO ADHERE TO THE PVC COUPLING EXTERIOR AGGREGATED TO PROVIDE BONDING SURFACE FOR GROUTING PURPOSES. | Per Description |  | EA | 80 |  | 0
MHLAA120 | Priority Two | COUPLING, MANHOLE 10" - PVC COUPLING FOR SDR26 PIPE, PIPE LENGTH MIN 8", COUPLING TO HAVE EXTERIOR EPOXY BONDED AGGREGATE TEXTURIZED TO ADHERE TO THE PVC COUPLING, EXTERIOR AGGREGATE TO PROVIDE BONDING SURFACE FOR GROUTING PURPOSES. | Per Description |  | EA | 9 |  | 0
MHLAA142 | Priority Two | COUPLING, MANHOLE, 6", PVC COUPLING FOR DR18 PIPE, PIPE LENGTH MIN 8", COUPLING TO HAVE PERMANENT EXTERIOR EPOXY BONDED AGGREATE TEXTURIZED TO ADHERE TO THE COUPLING, COUPLING TO PROVIDE BONDING SURFACE FOR GROUTING PURPOSES. | Per Description |  | EA | 2 |  | 0
MHLAA145 | Priority Two | COUPLING, MANHOLE, 8", PVC COUPLING FOR DR18 PIPE, COUPLING TO HAVE PERMANENT EXTERIOR EPOXY BONDED AGGREGATE TEXTURIZED TO ADHERE COUPLING, COUPLING TO PROVIDE BONDING SURFACE FOR GROUTING PURPOSES. NO ASBESTOS COUPLINGS ALLOWED BELLED X B | Per Description |  | EA | 4 |  | 0
MHLAA150 | Priority Two | COVER, MANHOLE, NEW STYLE, COVER TO HAVE NEW "JEA" LOGO AS PER CURRENT GREY IRON CASTING BID. JEA STANDARD PLATE S-1. (SANITARY) NEW PLATE ONLY *** NO ALTERNATES OR SUBSTITUTES *** US FOUNDRY & MFG., OR EAST JORDAN IRON WORKS. | EAST JORDAN 00116122 U.S. FOUNDRY 8013352 |  | EA | 66 |  | 0
MHLAA155 | Priority One | COVER AND FRAME, MANHOLE,(ASSEMBLED) W/NEOPRENE GASKET 60 DUROMETER AND PROTECTIVE SKIRT, COVER TO HAVE NEW JEA LOGO JEA STANDARD PLATE S-1, **U.S. FOUNDRY & MFG. OR EAST JORDAN IRON WORKS INC. ** | EAST JORDAN 00116122A01 U.S. FOUNDRY 8140149 |  | EA | 274 |  | 0
MHLAA240 | Priority Two | SEALANT, JOINT, MANHOLE (RAM NEK),20 PCS PER BOX, EACH PIECE TO BE 1-1/2" WIDTH X 3-1/2' LENGTH, DENSITY OF SEALANT TO BE A MINIMUM OF 22.5 CUBIC INCH PER LINEAL FT. SELANT TO BE PACAKAGED 20 PIECES PER BOX. RAM NEK, CONSEAL, GULF STATES AS | Per Description |  | EA | 48 |  | 0
MHLAA319 | Priority Two | RAINGUARD, INFLOW PROTECTOR WITH STRAP & VALVE. DEL LF-SV, (FRAME=ID 32", OD 34-1/4", COVER=O.D. 34-1/8") RAINGUARD MUST FIT CITY OF JACKSONVILLE LOGO FRAME W/COVER. L F MANUFACTURING (RAINGUARD O.D.= 33-5/8") OR EQUAL | Per Description |  | EA | 15 |  | 0
MHLFB058 | Priority Two | MANHOLE, LINER, FIBERGLASS,42" OD X 8 FEET LONG, 3/8" MIN WALL THICKNESS, ONE PIECE CONSTRUCTION W / BARREL & CONCENTRIC CORBEL WITH 30" OPENING, 16,000 LB RATED (AASHO-H20). "DELIVER ON OPEN FLAT BED" | CONTAINMENT SOLUTIONS ORDER BY DESCRIPTION L.F. MANUFACTURING ORDER BY DESCRIPTION |  | EA | 3 |  | 0
MHLFB070 | Priority Two | MANHOLE, LINER, FIBERGLASS,42" OD X 10 FEET LONG, 3/8" MIN WALL THICKNESS, ONE PIECE CONSTRUCTION W / BARREL & CONCENTRIC CORBEL WITH 30" OPENING, 16,000 LB RATED (AASHO-H20). "DELIVER ON OPEN FLAT BED" | CONTAINMENT SOLUTIONS ORDER BY DESCRIPTION L.F. MANUFACTURING ORDER BY DESCRIPTION |  | EA | 4 |  | 0
MHLFB080 | Priority Two | MANHOLE, LINER, FIBERGLASS,42" OD X 4 FEET LONG, 3/8" MIN WALL THICKNESS, ONE PIECE CONSTRUCTION W / BARREL & CONCENTRIC CORBEL WITH 30" OPENING, 16,000 LB RATED (AASHO-H20). "DELIVER ON OPEN FLAT BED" | CONTAINMENT SOLUTIONS ORDER BY DESCRIPTION L.F. MANUFACTURING ORDER BY DESCRIPTION |  | EA | 6 |  | 0
MHLFB082 | Priority Two | MANHOLE, LINER, FIBERGLASS,42" OD X 12 FEET LONG, 3/8" MIN WALL THICKNESS, ONE PIECE CONSTRUCTION W / BARREL & CONCENTRIC CORBEL WITH 30" OPENING, 16,000 LB RATED (AASHO-H20). "DELIVER ON OPEN FLAT BED" | CONTAINMENT SOLUTIONS ORDER BY DESCRIPTION L.F. MANUFACTURING ORDER BY DESCRIPTION |  | EA | 1 |  | 0
MHLFB095 | Priority Two | MANHOLE, LINER, FIBERGLASS,42" OD X 15 FEET LONG, 3/8" MIN WALL THICKNESS, ONE PIECE CONSTRUCTION W / BARREL & CONCENTRIC CORBEL WITH 30" OPENING, 16,000 LB RATED (AASHO-H20). "DELIVER ON OPEN FLAT BED" | CONTAINMENT SOLUTIONS ORDER BY DESCRIPTION L.F. MANUFACTURING ORDER BY DESCRIPTION |  | EA | 1 |  | 0
MHLSE015 | Priority Two | WRAPID SEAL CLOSURE, SHALL BE 18" WIDE, COLOR BLACK. | CANUSA CLS-18 |  | RO | 19 |  | 0
MTEAA210 | Priority One | METER, BRONZE FLANGED (NO LEAD), 2" SET, W- (4) 3/4" DIAMETER X 2 1/2" SS LONG BOLTS/NUTS | FORD CF31-77-95260-007-NL |  | EA | 735 |  | 0
MTEAA220 | Priority One | METER, BRONZE FLANGED (NO LEAD) 1-1/2" SET, W- (4) 5/8" DIAMETER X 2 1/2" SS LONG BOLTS/NUTS | FORD 4415FO FORD CF31-66-95260-008-NL |  | EA | 712 |  | 0
MTEAC010 | Priority One | COUPLING, METER, 5/8" X 1/2" MIP OUTLET, CONSISTING OF HEX TO BARREL, NO LEAD BRONZE CONSTRUCTED, LENGTH OF 2-3/8" | FORD C38-11-2-375-NL |  | EA | 1360 |  | 0
MTEAC020 | Priority One | COUPLING, METER, 3/4" X 3/4" MIP OUTLET, CONSISTING OF HEX TO BARREL, NO LEAD BRONZE CONSTRUCTED. LENGTH OF 2-1/2". | FORD C38-23-2-5-NL |  | EA | 12400 |  | 0
MTEAC030 | Priority One | COUPLING, METER, 1" X 1" MIP OUTLET, CONSISTING OF HEX TO BARREL, NO LEAD BRONZE CONSTRUCTED, LENGTH OF 2-5/8". | FORD C38-44-2-625-NL |  | EA | 2031 |  | 0
MTEAC040 | Priority Two | COUPLING, METER, 1-1/2" X 1-1/2" MIP OUTLET, CONSISTING OF HEX TO BARREL, NO LEAD BRONZE CONSTRUCTED, LENGTH OF 2-7/8". | FORD C38-66-2-875-NL |  | EA | 37 |  | 0
MTEAC050 | Priority Two | COUPLING, METER, 2" X 2" MIP OUTLET, CONSISTING OF HEX TO BARREL, NO LEAD BRONZE CONSTRUCTED, LENGTH OF 3-1/16". | FORD C38-77-3-0625-NL |  | EA | 42 |  | 0
MTEAC080 | Priority One | NO LEAD CONSTRUCTED COUPLING, METER, STRAIGHT, 3/4" X 1", MALE IRON PIPE THREAD | FORD METER BOX COMPANY C38-24-2-5-NL |  | EA | 10082 |  | 0
MTEAC086 | Priority Two | NO LEAD CONSTRUCTED COUPLING, METER, IP ADAPTER, WITH COMPRESSION, 3/4" - LONG. | FORD METER BOX COMPANY C35-23-4.875-NL |  | EA | 108 |  | 0
MTEAC090 | Priority Two | FLANGE, METER, DUCTILE IRON, 3" X 24", FLANGED X PLAIN END | Per Description |  | EA | 79 |  | 0
MTEAC100 | Priority Two | FLANGE, METER, DUCTILE IRON, 4" X 24", FLANGED X PLAIN END | Per Description |  | EA | 48 |  | 0
MTEAC110 | Priority Two | FLANGE, METER, DUCTILE IRON, 6" X 24", FLANGED X PLAIN END | Per Description |  | EA | 29 |  | 0
MTEAC120 | Priority Two | FLANGE, METER, DUCTILE IRON, 8" X 24", FLANGED X PLAIN END | Per Description |  | EA | 15 |  | 0
MTEAC130 | Priority Two | FLANGE, METER, DUCTILE IRON, 10" X 24", FLANGED X PLAIN END | Per Description |  | EA | 9 |  | 0
MTEAC200 | Priority Two | COUPLING, COMPRESSION X METER, CONSISTING OF 3/4" METER COUPLING X 3/4" CTS COMPRESSION COUPLING, CONSTRUCTED OF AWWA BRONZE. | FORD C34-23-NL |  | EA | 7 |  | 0
MTEBB010 | Priority Two | NO LEAD CONSTRUCTED RESETTER, 5/8"X5/8"X 7", MUST BE HORIZONTAL W/LOCK WING STOP | FORD V41-7W-NL |  | EA | 165 |  | 0
MTEBB020 | Priority Two | NO LEAD CONSTRUCTED RESETTER,5/8"X5/8"X 9", MUST BE HORIZONTAL WITH LOCK WING STOP | FORD V41-9W-NL |  | EA | 43 |  | 0
MTEBB030 | Priority Two | NO LEAD CONSTRUCTED RESETTER,5/8"X5/8" X 12", MUST BE HORIZONTAL W/LOCK WING STOP | FORD V41-12W-NL |  | EA | 29 |  | 0
MTEBB070 | Priority Two | NO LEAD CONSTRUCTED RESETTER, METER, 5/8"X3/4"X7", MUST BE HORIZONTAL W/LOCK WING STOPS | FORD V42-7W-NL |  | EA | 159 |  | 0
MTEBB080 | Priority Two | NO LEAD CONSTRUCTED RESETTER, METER, 5/8"X3/4"X9", MUST BE HORIZONTAL W/ LOCK WING STOPS | FORD V42-9W-NL |  | EA | 38 |  | 0
MTEBB085 | Priority Two | NO LEAD CONSTRUCTED RESETTER, METER, 5/8"X3/4"X12", MUST BE HORIZONTAL W/LOCK WING STOPS | FORD V42-12W-NL |  | EA | 28 |  | 0
MTEBB130 | Priority One | NO LEAD CONSTRUCTED RESETTER METER 3/4" X 3/4" X 8", MUST BE HORIZONTAL WITH LOCK WING STOPS | FORD V43-8W-NL |  | EA | 204 |  | 0
MTEBB140 | Priority Two | NO LEAD CONSTRUCTED RESETTER METER 3/4" X 3/4" X 12", MUST BE HORIZONTAL W/LOCK WING STOPS | FORD V43-12W-NL |  | EA | 35 |  | 0
MTEBB160 | Priority Two | RESETTER METER 3/4" X 3/4" X 18", MUST BE HORIZONTAL W/ LOCK WING STOPS. | FORD V43-18W-NL MUELLER 14118 |  | EA | 2 |  | 0
MTEBB180 | Priority Two | NO LEAD CONSTRUCTED RESETTER, METER, 1"X 1"X 10", MUST BE HORIZONTAL W/LOCK WING STOP | FORD V44-10W-NL |  | EA | 78 |  | 0
MTEBB190 | Priority Two | NO LEAD CONSTRUCTED RESETTER, METER 1"X 1"X 12", MUST BE HORIZONTAL W/LOCK WING STOP | FORD V44-12W-NL MUELLER 14118 |  | EA | 26 |  | 0
MTEBB200 | Priority Two | RESETTER, METER 1"X 1"X 15", MUST BE HORIZONTAL W/LOCK WING STOP | FORD V44-15W-NL MUELLER 14118 |  | EA | 7 |  | 0
MTEBC010 | Priority One | WASHER, METER, 5/8" (CONNECTION GASKET) RED FIBER GASKET. *1/16" THICKNESS ONLY*, *** PACKAGE 100 EACH PER BOX *** | Per Description |  | EA | 3781 |  | 0
MTEBC020 | Priority One | WASHER, METER, 3/4" (CONNECTION GASKET) RED FIBER GASKET. *1/16" THICKNESS ONLY*, *** PACKAGE 100 EACH PER BOX *** | Per Description |  | EA | 7829 |  | 0
MTEBC030 | Priority One | WASHER, METER, 1"(CONNECTION GASKET) RED FIBER GASKET. *** 1/16" THICKNESS ONLY***, *** PACKAGE 100 EACH PER BOX *** | Per Description |  | EA | 3436 |  | 0
MTEBC040 | Priority Two | WASHER, METER,1-1/2" (CONNECTION GASKET) RED FIBER GASKET. *1/16" THICKNESS ONLY*, *** PACKAGE 100 EACH PER BOX *** | Per Description |  | EA | 68 |  | 0
MTEBC050 | Priority Two | WASHER, METER, 2"(CONNECTION GASKET) RED FIBER GASKET. ** 1/16" THICKNESS ONLY**, *** PACKAGE 100 EACH PER BOX *** | Per Description |  | EA | 149 |  | 0
MTEBC058 | Priority One | WASHER, METER, 5/8" (CONNECTION GASKET) RED FIBER GASKET.**1/32"THICKNESS ONLY**, *** PACKAGE 100 EACH PER BOX *** | Per Description |  | EA | 3857 |  | 0
MTEBC062 | Priority One | WASHER, METER, 3/4" (CONNECTION GASKET) RED FIBER GASKET.**1/32"THICKNESS ONLY**, *** PACKAGE 100 EACH PER BOX *** | Per Description |  | EA | 5617 |  | 0
MTEBC071 | Priority One | WASHER, METER, 1"(CONNECTION GASKET) RED FIBER GASKET. **1/32" THICKNESS ONLY**, *** PACKAGE 100 EACH PER BOX *** | Per Description |  | EA | 1987 |  | 0
MTEBC089 | Priority One | WASHER, METER, 1-1/2"(CONNECTION GASKET) RED FIBER GASKET. *1/32" THICKNESS ONLY*, *** PACKAGE 100 EACH PER BOX *** | Per Description |  | EA | 418 |  | 0
MTEBC092 | Priority One | WASHER, METER, 2"(CONNECTION GASKET) RED FIBER GASKET. **1/32" THICKNESS ONLY**, *** PACKAGE 100 EACH PER BOX *** | Per Description |  | EA | 252 |  | 0
MTEBC107 | Priority One | WASHER, METER 5/8",RUBBER (METER GASKET) 1/8" THICK X 15/16" OVERALL DIAMETER RUBBER WASHERS ONLY. SIZE MUST BE EXACT. ***** NO SUBSTITUTE *****, *** PACKAGE 100 EACH PER BOX *** | Per Description |  | EA | 12801 |  | 0
MTEBC119 | Priority One | WASHER, METER 3/4",RUBBER (METER GASKET) 1/8" THICK X 1-5/32" OUTSIDE DIAMETER RUBBER WASHERS ONLY. SIZE MUST EXACT. ***** NO SUBSTITUTE *****, *** PACKAGE 100 EACH PER BOX *** | Per Description |  | EA | 66784 |  | 0
MTEBC124 | Priority One | WASHER, METER 1", RUBBER (METER GASKET), 1/8" THICK X 1-1/2" OVERALL DIAMETER RUBBER WASHERS ONLY. SIZE MUST BE EXACT. ***** NO SUBSTITUTE *****, *** PACKAGE 100 EACH PER BOX *** | Per Description |  | EA | 10288 |  | 0
MTECC010 | Priority Two | BOX, METER - POLYMER CONCRETE METER BOX, TAPERED WALL, A - 8 LOAD RATING, 17,360 LBS MINIMUM FAILURE RATE, 12" DEPTH. (37 SERIES) | GLASMASTERS WBS111812-140 |  | EA | 161 |  | 0
MTECC020 | Priority One | BOX, METER - POLYMER CONCRETE METER BOX, TAPERED WALL, A - 8 LOAD RATING, 17,360 LBS MINIMUM FAILURE RATE, 12" DEPTH. (65 SERIES) | GLASMASTERS WBS1527-141 |  | EA | 263 |  | 0
MTECC035 | Priority One | BOX, METER - POLYMER CONCRETE METER BOX, STRAIGHT WALL, A-8 LOAD RATING, 17,360 LBS MINIMUM FAILURE RATE, 12" DEPTH. (37 SERIES) | GLASMASTERS R111812S2N12-1 GLASMASTERS WBS111812-100 PENTEK AUCHB111812JEA SOUTHERN METER BOX INC. P.H.1?BOX |  | EA | 3088 |  | 0
MTECC410 | Priority Two | TOP, METER BOX-POLYMER CONCRETE TOP, FOR SERIES 36 METER BOX, A-8 LOAD RATING, SOLID TOP WITH (ONE) 2" TRPL PRE-DRILLED HOLE AND JEA LOGO. 15-1/4" LENGTH X 10-1/8" WIDTH X 1-3/8" THICK, PICK HOLE LOCATED BELOW JEA LOGO, NO READ LID | GLASMASTERS WCS101502-101-TR |  | EA | 6 |  | 0
MTECC430 | Priority One | TOP, METER BOX-POLYMER CONCRETE TOP, FOR SERIES 37 METER BOX, A-8 LOAD RATING, SOLID TOP WITH (TWO) 2" TRPL PRE-DRILLED HOLE AND JEA LOGO. 18-1/8" LENGTH X 11-1/4" WIDTH X 1-3/4" THICK, NO READ LID. | GLASMASTERS WCS111802-101-DTR PENTEK AUCHC111812JEA SOUTHERN METER BOX INC. P2R1?LID |  | EA | 2087 |  | 0
MTECC435 | Priority One | TOP, METER BOX-POLYMER CONCRETE TOP, FOR SERIES 37 METER BOX, A-8 LOAD RATING, SOLID TOP WITH (ONE) 2" TRPL PRE-DRILLED HOLE AND JEA LOGO. 18-1/8" LENGTH X 11-1/4" WIDTH X 1-3/4" THICK, NO READ LID. | GLASMASTERS WCS111802-101-TR |  | EA | 226 |  | 0
MTECC445 | Priority One | TOP, METER BOX, STEEL, PRIMED & PAINTED BLACK, NO READING LID, LIFTING EYE ON EACH END, W/ (TWO) 2" TRPL PRE-DRILLED HOLE, MADE W/ 3/16" FLOOR PLATE. FULLY RIBBED AND DIMINSIONS AS PER DRAWING. BROOKS MODEL #37T-STL (15.5" X 22.5") OR EQUAL | LIDDY'S MACHINE SHOP NONE |  | EA | 374 |  | 0
MTECC470 | Priority Two | TOP, METER BOX, STEEL, PRIMED & PAINTED BLACK, NO READING LID, LIFTING EYE ON EACH END, WITH (TWO) 2" TRPL PRE-DRILLED HOLE, MADE W/ 3/16" FLOOR PLATE. FULLY RIBBED AND DIMENSIONS AS PER DRAWING. BROOKS MODEL #65T-STL (20" X 31.5") OR EQUAL | LIDDY'S MACHINE SHOP NONE |  | EA | 103 |  | 0
MTECC483 | Priority Two | TOP, METER BOX, POLYMER, TOP TO HAVE (ONE) 2" TRPL HOLE. A-8 LOAD RATING, (65 SERIES) | GLASMASTERS WCS152702-101-TR |  | EA | 21 |  | 0
MTECC484 | Priority Two | TOP, METER BOX, POLYMER, TOP (TWO) 2" TRPL HOLES, A-8 LOAD RATING, ( 65 SERIES). | GLASMASTERS WCS152702-101-DTR |  | EA | 138 |  | 0
MTECD100 | Priority Two | BOX, METER - 36" X 60" X 48", INCLUDES COVER, BOX AND EXTENSION. FIBERGLASS POLYMER CONCRETE & FIBERGLASS REINFORCED POLYMER, LOAD RATING A8 (ASTM). 2-PC TORSION ASSIST COVER W/NON-SKID SURFACE & JEA LOGO. (TWO) 2" TRPL HOLE IN ONE COVER. | ARMORCAST PRODUCTS COMPANY A6001833APCX48MT ARMORCAST PRODUCTS COMPANY A6001833AX48MT |  | EA | 35 |  | 0
MTECD205 | Priority Two | BOX, METER - 48" X 72" X 48", INCLUDES COVER, BOX AND EXTENSION. FIBERGLASS POLYMER CONCRETE & FIBERGLASS REINFORCED POLYMER, LOAD RATING A8 (ASTM). 2-PC TORSION ASSIST COVER W/NON-SKID SURFACE & JEA LOGO. (FOUR) 2" TRPL HOLE IN COVER. | ARMORCAST PRODUCTS COMPANY A6001506APCX48MT |  | EA | 4 |  | 0
MTECD303 | Priority Two | BOX, METER - 48" X 96" X 48", INCLUDES COVER, BOX AND EXTENSION. FIBERGLASS POLYMER CONCRETE & FIBERGLASS REINFORCED POLYMER, LOAD RATING A8 (ASTM). 2-PC TORSION ASSIST COVER W/NON-SKID SURFACE & JEA LOGO. (FOUR) 2" TRPL HOLE IN COVER. | ARMORCAST PRODUCTS COMPANY A6-1449APCX48MT ARMORCAST PRODUCTS COMPANY A6001449AP48MT CDR SYSTEMS CORP. WA10-7272-60TA2TR |  | EA | 10 |  | 0
MTEHX000 | Priority One | LOCKSEAL, HEAD - TAPERED WITH ALUMINUM SEAL (SILVER),HEAD IS USED WITH LOCKSEAL ASSEMBLY FOR SECURING WING TYPE CURB STOPS. - NO SUBSTITUTE WITHOUT PRIOR APPROVAL | HIGHFIELD MANUFACTURING CO. 93280156 |  | EA | 550 |  | 0
MTEHX019 | Priority One | STUD, LOCKSEAL - SMALL DIAMETER, STUD IS USED WITH LOCKSEAL ASSEMBLY FOR SECURING WING TYPE CURB STOPS. NO SUBSTITUTE WITHOUT PRIOR APPROVAL | HIGHFIELD MANUFACTURING CO. 93210141 |  | EA | 550 |  | 0
MTEHX043 | Priority Two | KEY, LOCKSEAL - KEY IS USED TO REMOVE LOCKSEAL ASSEMBLY FROM WING TYPE CURB STOPS. HIGHFIELD #93280139-- NO SUBSTITUTE WITHOUT PRIOR APPROVAL | HIGHFIELD MANUFACTURING CO. 93280139 |  | EA | 9 |  | 0
MTEHX100 | Priority Two | PLUG, PIPE, LOCKING - 3/4", WITH SEAL ADAPTER WITHOUT BARREL LOCK | BROOKS E. J. 8432010 BROOKS E. J. 8432100 |  | EA | 17 |  | 0
MTEHX119 | Priority Two | PLUG, PIPE, LOCKING - 1", WITH SEAL ADAPTER WITHOUT BARREL LOCK | BROOKS E. J. 8433100 |  | EA | 17 |  | 0
PPEDU030 | Priority Two | PIPE, DUCTILE IRON, 3", SLIP JOINT, PRESSURE CLASS 150 MINIMUM , 18 FOOT LENGTHS MINIMUM | Per Description |  | FT | 193 |  | 0
PPEDU040 | Priority Two | PIPE, DUCTILE IRON, 4", SLIP JOINT, PRESSURE CLASS 150 MINIMUM , 18 FOOT LENGTHS MINIMUM | Per Description |  | FT | 35 |  | 0
PPEDU060 | Priority One | PIPE, DUCTILE IRON, 6", SLIP JOINT, PRESSURE CLASS 150 MINIMUM , 18 FOOT LENGTHS MINIMUM | Per Description |  | FT | 224 |  | 0
PPEDU080 | Priority Two | PIPE, DUCTILE IRON, 8", SLIP JOINT, PRESSURE CLASS 150 MINIMUM, 18 OR 20 FOOT LENGTHS | Per Description |  | FT | 29 |  | 0
PPEDU100 | Priority Two | PIPE, DUCTILE IRON, 10", SLIP JOINT, PRESSURE CLASS 150 MINIMUM , 18 FOOT LENGTHS MINIMUM | Per Description |  | FT | 37 |  | 0
PPEDU120 | Priority Two | PIPE, DUCTILE IRON, 12", SLIP JOINT, PRESSURE CLASS 150 MINIMUM , 18 FOOT LENGTHS MINIMUM | Per Description |  | FT | 37 |  | 0
PPEDU160 | Priority Two | PIPE, DUCTILE IRON, 16", SLIP JOINT, PRESSURE CLASS 150 MINIMUM , 18 FOOT LENGTHS MINIMUM | Per Description |  | FT | 23 |  | 0
PPEDU200 | Priority Two | PIPE, DUCTILE IRON, 20", SLIP JOINT, PRESSURE CLASS 150 MINIMUM , 18 FOOT LENGTHS MINIMUM | Per Description |  | FT | 7 |  | 0
PPEDU240 | Priority Two | PIPE, DUCTILE IRON, 24", SLIP JOINT, PRESSURE CLASS 150 MINIMUM , 18 FOOT LENGTHS MINIMUM | Per Description |  | FT | 20 |  | 0
PPEGV124 | Priority One | PIPE, GALVANIZED 1-1/2", THREADED & COUPLED, 21 FT LENGTHS | Per Description |  | FT | 4274 |  | 0
PPEGV224 | Priority Two | PIPE, GALVANIZED - 2-1/2", MIPT X FIPT. 21 FOOT LENGTHS. | Per Description |  | FT | 8 |  | 0
PPEPV040 | Priority One | PIPE, PVC, DR18 - 4", 20 FT. LENGTHS, AWWA C-900, CLASS 235, BLUE COLOR ONLY. | Per Description |  | FT | 2464 |  | 0
PPEPV060 | Priority One | PIPE, PVC, DR18 - 6", 20 FT. LENGTHS, AWWA C-900, CLASS 235, BLUE COLOR ONLY. | Per Description |  | FT | 9739 |  | 0
PPEPV080 | Priority One | PIPE, PVC, DR18 - 8", 20 FT. LENGTHS, AWWA C-900, CLASS 235, BLUE COLOR ONLY. | Per Description |  | FT | 9467 |  | 0
PPEPV100 | Priority One | PIPE, PVC, DR18 - 10", 20 FT. LENGTHS, AWWA C-900, CLASS 235, BLUE COLOR ONLY. | Per Description |  | FT | 230 |  | 0
PPEPV120 | Priority One | PIPE, PVC, DR18 - 12", 20 FT. LENGTHS, AWWA C-900, CLASS 235, BLUE COLOR ONLY. | Per Description |  | FT | 3358 |  | 0
PPEPV124 | Priority Two | PIPE, PVC, DR18 - 18", 20 FT. LENGTHS, AWWA C-900, CLASS 235, BLUE COLOR ONLY. | DIAMOND DR18 JM EAGLE DR18 NORTH AMERICAN PIPE CO. DR18 |  | FT | 30 |  | 0
PPEPV140 | Priority Two | PIPE, PVC, DR18 - 14", 20 FT. LENGTHS, AWWA C-900, CLASS 235. ALL DR18 PIPE MUST BE COLORED BLUE FOR WATER SERVICE. NO OTHER COLOR ALLOWED. | CERTAINTEED SEE DESCRIPTION JM MANUFACTURING SEE DESCRIPTION NATIONAL PIPE & PLASTICS, INC. SEE DESCRITPION NORTH AMERICAN PIPE CO. SEE DESCRIPTION VASSALLO, INC. SEE DESCRIPTION |  | FT | 7 |  | 0
PPEPV160 | Priority Two | PIPE, PVC, DR18, 16", AWWA C-900, CLASS 235, 20 FT LENGTHS. BLUE COLOR ONLY. NOTE: NO MORE THAN TWO (2) PIECES OF PIPE PER BUNDLE. BUNDLES WITH MORE THAN TWO PIECES PER BUNDLE WILL BE REFUSED | Per Description |  | FT | 176 |  | 0
PPEPV173 | Priority Two | PIPE, PVC, DR25, 18", AWWA C-900, CLASS 165, 20 FT LENGTHS. BLUE COLOR ONLY. NOTE: NO MORE THAN TWO (2) PIECES OF PIPE PER BUNDLE. BUNDLES WITH MORE THAN TWO PIECES PER BUNDLE WILL BE REFUSED | Per Description |  | FT | 1 |  | 0
PPEPV180 | Priority One | PIPE, PVC, DR18, 20", AWWA C-900. CLASS 235, 20 FT LENGTHS. ALL PIPE MUST BE COLORED BLUE FOR WATER SERVICE. NO OTHER COLORS ARE ALLOWED. | Per Description |  | FT | 264 |  | 0
PPEPV219 | Priority Two | PIPE, PVC, DR18, 24", AWWA C-900, CLASS 235, 20 FT LENGTHS. ALL PIPE MUST BE COLORED BLUE FOR WATER SERVICE. NO OTHER COLORS ARE ALLOWED. | Per Description |  | FT | 59 |  | 0
PPEPV350 | Priority Two | PIPE, PVC, DR18 - 30", 20 FT. LENGTHS, AWWA C-900, CLASS 235, GREEN COLOR ONLY FOR SEWER FORCEMAIN SYSTEM | DIAMOND DR18 JM EAGLE DR18 NORTH AMERICAN PIPE CO. DR18 |  | FT | 7 |  | 0
PPEPV360 | Priority Two | PIPE, PVC, DR25, 36" AWWA C-900. CLASS 165, 20 FT. LENGHTS. ALL PIPE MUST BE COLORED "GREEN" FOR SEWER SERVICE. NO OTHER COLOR ALLOWED *** NO SUBSTITUTE *** | Per Description |  | FT | 30 |  | 0
PPEPV440 | Priority One | TUBING, POLYETHYLENE 1", CTS O.D., PE4710, SDR9, PURPLE, 250-PSI RATING, 100 FT COILS. ** 10 COILS SHRINK WRAPPED PER PALLET** | ADVANCE DRAINAGE SYSTEMS POLYFLEX ENDOT INDUSTRIES ENCORE FORD 0910E200C1P |  | EA | 952 |  | 0
PPEPV445 | Priority Two | TUBING, POLYETHYLENE 2", CTS O.D., PE4710, SDR9, PURPLE, 250-PSI RATING, 100 FT COILS. ** 10 COILS SHRINK WRAPPED PER PALLET** | ADVANCE DRAINAGE SYSTEMS POLYFLEX ENDOT INDUSTRIES OBD FORD 0920E200C1P |  | EA | 146 |  | 0
PPERW020 | Priority Two | PIPE, PVC, 2" X 20 FT. LENGHTS, SCH 40, GLUE JOINT, ALL PIPE MUST BE COLORED PANTONE PURPLE 522C FOR RECLAIMED WATER SERVICE. NO OTHER COLORS ALLOWED. | Per Description |  | FT | 15 |  | 0
PPERW030 | Priority Two | PIPE, PVC, 3" X 20 FT. LENGHTS, CLASS 200. ALL SDR21 PIPE MUST BE COLORED PANTONE PURPLE 522C FOR RECLAIMED WATER SERVICE. NO OTHER COLORS ALLOWED. | Per Description |  | FT | 15 |  | 0
PPERW040 | Priority Two | PIPE, PVC, 4" , DR18, 20 FT. LENGTHS, AWWA C-900, CLASS 235. PIPE MUST BE COLORED PANTONE PURPLE FOR RECLAMED WATER SERVIVE. NO OTHER COLORS ALLOWED. | Per Description |  | FT | 37 |  | 0
PPERW080 | Priority Two | PIPE, PVC, 8", DR18, 20 FT. LENGTH, AWWA C-900, CLASS 235. PIPE MUST BE COLORED PANTONE PURPLE FOR RECLAMED WATER SERVICE. NO OTHER COLORS ALLOWED. | Per Description |  | FT | 162 |  | 0
PPERW120 | Priority Two | PIPE, PVC, 12", DR18, 20 FT. LENGTH, AWWA C-900, CLASS 235. PIPE MUST BE COLORED PANTONE PURPLE FOR RECLAMED WATER SERVICE. NO OTHER COLORS ALLOWED. | Per Description |  | FT | 29 |  | 0
PPERW165 | Priority Two | PIPE, PVC, 20", DR18, 20 FT. LENGTHS, AWWA C-900, CLASS 235. PIPE MUST BE COLORED PANTONE PURPLE FOR RECLAMED WATER SERVICE. NO OTHER COLORS ALLOWED. | DIAMOND DR18 JM EAGLE DR18 NORTH AMERICAN PIPE CO. DR18 |  | FT | 1 |  | 0
PPERW170 | Priority Two | PIPE, PVC, 24", DR18, 20 FT. LENGHT, AWWA C-900, CLASS 235. PIPE MUST BE COLORED PANTONE PURPLE FOR RECLAMED WATER SERVICE. NO OTHER COLORS ALLOWED. | DIAMOND DR18 JM EAGLE DR18 NORTH AMERICAN PIPE CO. DR18 |  | FT | 1 |  | 0
PPESC024 | Priority One | PIPE, PVC SCH 40 1/2". 20 FT LENGTHS. BELL ON ONE END. | Per Description |  | FT | 220 |  | 0
PPESC034 | Priority One | PIPE, PVC, SCH 40, 3/4". 20 FT LENGTHS. BELL ON ONE END. | Per Description |  | FT | 1518 |  | 0
PPESC100 | Priority One | PIPE, PVC SCH 40 1". 20 FT LENGHTS. BELL ON ONE END. | Per Description |  | FT | 1145 |  | 0
PPESC114 | Priority Two | PIPE, PVC SCH 40 1-1/4 ". 20 FT LENGTHS. BELL ON ONE END. (1 EA = 1 FT) | Per Description |  | EA | 176 |  | 0
PPESC124 | Priority One | PIPE PVC SCH 40 1-1/2" | Per Description |  | FT | 455 |  | 0
PPESC200 | Priority One | PIPE, PVC SCH 40 2". 20 FT LENGHTS. BELL ON ONE END. | Per Description |  | FT | 1280 |  | 0
PPESC300 | Priority Two | PIPE, PVC SCH 40, 3" | Per Description |  | FT | 103 |  | 0
PPESC400 | Priority Two | PIPE, PVC, SCH 40, 4", 20 FT LENGHTS **** NO SUBSTITUTE **** | Per Description |  | FT | 15 |  | 0
PPESC600 | Priority Two | PIPE, PVC, SCH 40, 6", 20 FT LENGTHS. **** NO SUBSTITUTES **** | Per Description |  | FT | 29 |  | 0
PPESH034 | Priority Two | PIPE, PVC, SCH 80, 3/4" | Per Description |  | FT | 88 |  | 0
PPESH100 | Priority Two | PIPE, PVC, SCH 80, 1", BELL TO SPIGOT ENDS. | Per Description |  | FT | 22 |  | 0
PPESH114 | Priority Two | PIPE, PVC, SCH 80, 1-1/4" | Per Description |  | FT | 22 |  | 0
PPESH124 | Priority Two | PIPE, PVC, SCH 80, 1-1/2", BELL TO SPIGOT ENDS. | Per Description |  | FT | 29 |  | 0
PPESH200 | Priority One | PIPE, PVC, 2", SCH 80, 20' LENGTHS | Per Description |  | FT | 286 |  | 0
PPESH300 | Priority Two | PIPE, PVC, SCH 80, 3", PLAIN END, 20 FT LENGTHS | Per Description |  | FT | 90 |  | 0
PPESH400 | Priority Two | PIPE, PVC, SCH 80, 4", 20FT LENGTHS | Per Description |  | FT | 7 |  | 0
PPESW004 | Priority One | PIPE, PVC, DR18 - 4", 20 FT. LENGTHS, AWWA C-900, CLASS 235, GREEN COLOR ONLY FOR SEWER FORCEMAIN SYSTEM. | Per Description |  | FT | 718 |  | 0
PPESW006 | Priority One | PIPE, PVC, DR18 - 6", 20 FT. LENGTHS, AWWA C-900, CLASS 235, GREEN COLOR ONLY FOR SEWER FORCEMAIN SYSTEM. | Per Description |  | FT | 660 |  | 0
PPESW008 | Priority One | PIPE, PVC, DR18 - 8", 20 FT. LENGTHS, AWWA C-900, CLASS 235, GREEN COLOR ONLY FOR SEWER FORCEMAIN SYSTEM. | Per Description |  | FT | 851 |  | 0
PPESW010 | Priority One | PIPE, PVC, DR18 - 10", 20 FT. LENGTHS, AWWA C-900, CLASS 235, GREEN COLOR ONLY FOR SEWER FORCEMAIN SYSTEM. | Per Description |  | FT | 383 |  | 0
PPESW012 | Priority Two | PIPE, PVC, DR18 - 12", 20 FT. LENGTHS, AWWA C-900, CLASS 235, GREEN COLOR ONLY FOR SEWER FORCEMAIN SYSTEM. | Per Description |  | FT | 154 |  | 0
PPESW014 | Priority Two | PIPE, PVC, DR18 - 14", 20 FT. LENGTHS, AWWA C-900, CLASS 235, GREEN COLOR ONLY FOR SEWER FORCEMAIN SYSTEM. | Per Description |  | FT | 15 |  | 0
PPESW016 | Priority Two | PIPE, PVC, DR25 - 16", 20 FT. LENGTHS, AWWA C-900, CLASS 165, GREEN COLOR ONLY FOR SEWER FORCEMAIN SYSTEM. | Per Description |  | FT | 95 |  | 0
PPESW018 | Priority Two | PIPE, PVC, DR25 - 18", 20 FT. LENGTHS, AWWA C-900, CLASS 165, GREEN COLOR ONLY FOR SEWER FORCEMAIN SYSTEM. | Per Description |  | FT | 59 |  | 0
PPESW020 | Priority Two | PIPE, PVC, DR18 - 20", 20 FT. LENGTHS, AWWA C-900, CLASS 235, GREEN COLOR ONLY FOR SEWER FORCEMAIN SYSTEM. | Per Description |  | FT | 66 |  | 0
PPESW024 | Priority Two | PIPE, PVC, DR18 - 24", 20 FT. LENGTHS, AWWA C-900, CLASS 235, GREEN COLOR ONLY FOR SEWER FORCEMAIN SYSTEM. | Per Description |  | FT | 88 |  | 0
PPESW040 | Priority One | PIPE, PVC SDR26-4" (14 FT. JOINTS) | Per Description |  | FT | 5123 |  | 0
PPESW060 | Priority One | PIPE PVC SDR26-6" (14 FT LENGTHS) | Per Description |  | FT | 14894 |  | 0
PPESW080 | Priority One | PIPE, PVC SDR26-8" (14 FT LENGTHS) | Per Description |  | FT | 4826 |  | 0
PPESW100 | Priority One | PIPE, PVC SDR26-10" (14 FT JOINTS) | Per Description |  | FT | 472 |  | 0
PPESW120 | Priority One | PIPE, PVC SDR26-12" (14 FT JOINTS) | Per Description |  | FT | 277 |  | 0
PPESW150 | Priority One | PIPE, PVC SDR26-15" (14 FT JOINTS) | Per Description |  | FT | 318 |  | 0
PPETU034 | Priority One | TUBING, POLYETHYLENE 3/4" CTS O.D., PE 4710, SDR9 BLUE, 250 PSI RATING, 100 FT COILS. ** 10 COILS SHRINK WRAPPED PER PALLET**. | ADVANCE DRAINAGE SYSTEMS ORDER BY DESCRIPTION ENDOT INDUSTRIES ORDER BY DESCRIPTION |  | FT | 14920 |  | 0
PPETU100 | Priority One | TUBING, POLYETHYLENE 1" CTS O.D., PE 4710, SDR9 BLUE, 250 PSI RATING, 100 FT COILS. ** 10 COILS SHRINK WRAPPED PER PALLET**. | ADVANCE DRAINAGE SYSTEMS ORDER BY DESCRIPTION ENDOT INDUSTRIES ORDER BY DESCRIPTION |  | FT | 50714 |  | 0
PPETU124 | Priority One | TUBING, POLYETHYLENE 1 1/2" CTS O.D., PE 4710, SDR9 BLUE, 250 PSI RATING, 100 FT COILS. ** 10 COILS SHRINK WRAPPED PER PALLET**. | ADVANCE DRAINAGE SYSTEMS ORDER BY DESCRIPTION ENDOT INDUSTRIES ORDER BY DESCRIPTION |  | FT | 624 |  | 0
PPETU200 | Priority One | TUBING, POLYETHYLENE 2" CTS O.D., PE 4710, SDR9 BLUE, 250 PSI RATING, 100 FT COILS. ** 10 COILS SHRINK WRAPPED PER PALLET**. | ADVANCE DRAINAGE SYSTEMS OREDER BY DESCRIPTION ENDOT INDUSTRIES ORDER BY DESCRIPTION |  | FT | 5646 |  | 0
RODCP010 | Priority Two | COUPLING, ROD CONNECTOR, 3/4" - 10, 316 SS | Per Description |  | EA | 18 |  | 0
RODTH020 | Priority Two | ROD, ALL THREAD, 3/4" - 10 X 12', 316 SS, 12-FT. LENGHTS ONLY | Per Description |  | FT | 134 |  | 0
TLSAA130 | Priority Two | BLADE, CIRCULAR SAW, 12" X 1", CARBIDE TIP, 5500 MAX R.P.M. | AMANA TOOL DB12-120 MAGNA 70016 MAGNA 70116 MAGNA SKR1212 SUPER KING 12-12T |  | EA | 16 |  | 0
TLSAA170 | Priority One | BLADE, SAW, 12" DIAM. X 5/32" THICKNESS X 1"/20 MM ARBOR, 1 HOLE, MAX RPM 6000, HIGH SPEED DOUBLE REINFORCED, ABRASIVE WHEEL, BLADE TO BE USED SPECIFICALLY FOR CUTTING DUCTILE OR CAST IRON PIPE. MUST MEET OSHA AND ANSI STANDARDS. | HOMELITE DIV. (TEXTRON INC.) 6 HOMELITE DIV. (TEXTRON INC.) 68421B MAGNUM 3012 |  | EA | 280 |  | 0
TLSAA185 | Priority Two | BLADE, LIMESTONE, BRICK, CLAY, RECIPROCATING SAW | HITACHI 752042 |  | EA | 34 |  | 0
TLSAA370 | Priority One | CHAIN, 3/16" - PROOF COIL, SYSTEM 3, GENERAL PURPOSE, ELECTROPLATED ZINC FINISH, ELECTRICALLY WELDED CARBON STEEL, WORKING LOAD LIMIT 750 LBS. (MINIMUM). 800 FT PER DRUM. INDUSCO, ADLER WIRE | Per Description |  | FT | 375 |  | 0
TLSAA390 | Priority Two | CHAIN, 1/2" - ALLOY STEEL, WORKING LOAD LIMIT 12,000 LBS. PROOF TESTED TO 22,500 LBS. MINIMUM BREAKING TEST 32,500 LBS. ACCOLOY #5116-10802 ONLY) | ACCOLOY CHAIN 5116-10802 PEERLESS MFG. 5050672 |  | FT | 62 |  | 0
TLSCC530 | Priority Two | HOOK, PACKING - FLEXIBLE, #1 SIZE, 6-1/4" LENGTH, SPIRAL DIA.=1/4", SHAFT DIA. = 3/16", SPIRAL LENGTH = 3/4" SHANK HAS TWO SPIRAL STEEL SHAFTS (ONE INSIDE THE OTHER) WOUND IN OPPOSITE DIRECTIONS, T-HANDLE, PERMANENTLY POINTED AND TEMPER HOO | CS OSBORNE 58320 |  | EA | 14 |  | 0
TLSDD604 | Priority Two | TELESCOPING ALUMINUM POLE, 8FT TO 20FT | REMO 019458 REMO 130-6 SEWER EQUIPMENT CO. 130-6 |  | EA | 4 |  | 0
TLSDD740 | Priority Two | LADDER, EXTENSION - ALUMINUM, 16 FT.,TWO SECTION STRAIGHT EXTENSION TYPE, 250 LB. WORKING LOAD, TYPE 1, "D" SHAPED RUNGS W/SERRATIONS, WORKING LENGTH TO BE 13FT SWIVEL SAFETY SHOES, GRAVITY RUNG LOCKS, LADDER MUST MEET ANSI A14.2 & OSHA. LO | WERNER D1316-2 |  | EA | 6 |  | 0
TLSDD880 | Priority Two | NUT DRIVER, HEX - 1/4", PRECISION FORMED HEAT TREATED HEX OPENINGS, CHROME PLATED SHANKS, COLOR CODED FIRE RESISTANT HANDLES, 3" SHANK LENGTH, APRROX. 6-5/8" OVERALL LENGTH. PROTO #9208 | STANLEY-PROTO INDUSTRIAL TOOLS 9208 |  | EA | 5 |  | 0
TLSDD940 | Priority Two | SET, NUT DRIVER, 7-PIECE - SET MUST INCLUDE AT LEASE SEVEN (7) OF THE FOLLOWING SIZES: 3/16", 7/32", 1/4", 9/32", 5/16", 11/32", 3/8", 7/16", 1/2", SET INCLUDES VINYL OR PLASTIC POUCH ** NO SUBSTITUTE ** | ARMSTRONG TOOLS 66-843 KLEIN TOOL 631 PROTO PROFESSIONAL TOOLS 9200C |  | EA | 12 |  | 0
TLSEE490 | Priority One | ROPE, MANILA 3/8", 600 FT. COILS. ROPE MUST BE WOUND ONTO WOODEN SPOOLS PRIOR TO DELIVERY, (600 FT SPOOLS ONLY) | Per Description |  | FT | 239 |  | 0
TLSEE675 | Priority Two | SCREWDRIVER, CABINET TIP - PLASTIC HANDLE, ROUND SHANK, 1/8" WIDE TIP, 1/8" WIDE SHANK, 2-7/8" SHANK LENGTH, 5-5/8" OVERALL LENGTH. PROTO #9622, ARMSTRONG #66-251 | ARMSTRONG TOOLS 66-251 STANLEY - PROTO INDUSTRIAL TOO 9622 STANLEY - PROTO INDUSTRIAL TOO J88203 STANLEY - PROTO INDUSTRIAL TOO JCP1803R |  | EA | 1 |  | 0
TLSHH690 | Priority Two | WRENCH SET, COMB. BOX/OPEN END, 15 PC, 15 DEGREE OFFSET BOX OPENING, 12 POINT, CHROME FINISH, SET INCLUDES VINYL ROLL WRENCH SIZES TO BE: 5/16",3/8",7/16", 1/2",9/16",5/8",11/16",3/4",13/16",7/8", 15/16",1",1-1/16",1-1/8",1-1/4" | Per Description |  | EA | 18 |  | 0
TLSHH830 | Priority Two | WRENCH, PIPE, 18", END PATTERN E-18, JAW CAPACITY 2-1/2" ***NO SUBSTITUTE*** | ARMSTRONG TOOLS 73-019 REED TOOLS RWO-18 RIDGE TOOL 31075 RIDGID TOOL 31075 |  | EA | 20 |  | 0
TLSPP640 | Priority Two | CUTTER, SHELL, 7/8", PVC, FOR E4, E5 AMD PL-2 DRILL MACHINES | MUELLER 581626 MUELLER 681920 |  | EA | 10 |  | 0
TLSRR000 | Priority Two | CUTTER SHELL 11/16" FOR PL2 MACHINE | MUELLER 681919 |  | EA | 1 |  | 0
TLSRR010 | Priority Two | MACHINE, DRILLING PL-2, MUELLER MODEL #1 COMPLETE, LESS ADAPTER, DRILL BITS AND RATCHET HANDLE | MUELLER MUE39502 |  | EA | 4 |  | 0
TLSUU607 | Priority Two | BORING BAR PACKING (2) FOR FORD MODEL 77 DRILL- ING MACHINE. **NO SUB** | FORD DMBBP |  | EA | 7 |  | 0
TLSUU636 | Priority Two | ADAPTER, 1-1/2" - COPPER FLARE ADAPTER FOR FORD MODEL 77 DRILLING MACHINE, WITH GASKETS. | FORD DMA2-6 |  | EA | 2 |  | 0
TLSUU643 | Priority Two | ADAPTER, 2" - COPPER FLARE ADAPTER FOR FORD MODEL 77 DRILLING MACHINE, WITH GASKETS. | FORD DMA2-7 |  | EA | 3 |  | 0
TLSVV045 | Priority Two | SHELL CUTTER, 11/16" - SHELL CUTTER FOR PVC,SHELL FOR FORD MODEL 77 DRILLING MACHINE (FITS BORING BAR #DMBB-3) | FORD DMSC-3 |  | EA | 5 |  | 0
VLVAA210 | Priority Two | VALVE, AIR RELEASE, 2", 150 PSIG MINIMUM, 2" NPT INLET, FOR USE ON POTABLE WATER, DUCTLE IRON BODY W/SS INTERNAL MOVING PARTS, INCLUDING TRIM & FLOAT | APCO VALVE & PRIMER CORP. 200A ARI D-025-P(V) CRISPIN PL10 GOLDEN ANDERSON 920 VALMATIC 38 |  | EA | 3 |  | 0
VLVAA261 | Priority Two | VALVE, BALL, 1" - BRONZE, FIP X FIP, QUARTER TURN, LEVER-TYPE HANDLE, FULL PORT OPENING: 150 SWP; 600 WOG, REINFORCED TFE SEAT; CHROME PLATED BALL; THREADED ENDS. | NIBCO T585-70 |  | EA | 2 |  | 0
VLVAA305 | Priority Two | VALVE, BALL, STAINLESS STEEL, 2"THREADED, BLOW-OUT-PROOF STEM DESIGN, ADJUSTABLE PACKING GLAND, STAINLESS STEEL LEVER AND NUT CERTIFIED TO API 607, 4TH EDITION,CLASS 600 | APOLLO VALVES 76-108-01 WATTS S8000-M3 |  | EA | 52 |  | 0
VLVAA310 | Priority Two | VALVE, BALL - PVC/CPVC, 2", TRU UNION TYPE, VALVE MUST COME WITH BOTH SOCKET & THREADED END CONNECTORS, EPDM O-RINGS, TEFLON SEATS, FULL PORT DESIGN, 150 PSI AT 73 DEGREES, BI-DIRECTIONAL. CHEMTROL TRU-UNION | Per Description |  | EA | 14 |  | 0
VLVAA360 | Priority Two | VALVE, BALL - PVC, 1-1/2", TRUE UNION TYPE, VITON "O" RING, SAFE-T-SHEAR STEM, VALVE TO INCLUDE SLIP & THREAD CONNECTOR ENDS, FULL PORT, BI-DIRECTIONAL VALVE. SPEARS #2339-015, NIBCO #U45TB-E, OR EQUAL. | NIBCO U45TV SPEARS 2339-015 |  | EA | 63 |  | 0
VLVAA640 | Priority Two | VALVE, CHECK, 2", HORIZONTAL SWING, AWWA NO LEAD BRONZE, RENEWABLE SEAT, 125 WSP/200 WOG, Y-PATTERN, THREADED, FOR POTABLE WATER SERVICE. NIBCO #T-413B, STOCKHAM FIG. #B-345, WATTS #CVY OR AN APPROVED EQUAL. | NIBCO T-413 NIBCO T-413B NIBCO T413-Y-LF 2" STOCKHAM VALVES AND FITTINGS B-345 WATTS EDP CVY |  | EA | 36 |  | 0
VLVAA860 | Priority Two | VALVE, CHECK, 1-1/2", HORIZONTAL SWING, AWWA BRONZE, RENEWABLE SEAT, 125 WSP/200 WOG, Y-PATTERN, THREADED, FOR POTABLE WATER SERVICE. | NIBCO T-413-Y-LF STOCKHAM VALVES AND FITTINGS B-345 WATTS EDP CVY |  | EA | 46 |  | 0
VLVBB112 | Priority Two | VALVE, GATE 3" - CAST IRON, MECHANICAL JOINT, BRONZE MOUNTED, OPEN LEFT, RESILIENT SEAT, NON-RISING STEM, OPERATING NUT, WITHOUT ACCESSORIES. | AMERICAN FLOW CONTROL 2500 SERIES AMERICAN RD D100 AVK SERIES 45 CLOW F-6102 KENNEDY VALVE 4571 M&H 4067 MUELLER A2360, A2361 US PIPE 250 |  | EA | 17 |  | 0
VLVBB115 | Priority Two | VALVE, GATE 4" - CAST IRON, MECHANICAL JOINT, BRONZE MOUNTED, OPEN LEFT, RESILIENT SEAT, NON-RISING STEM, OPERATING NUT, WITHOUT ACCESSORIES. | AMERICAN FLOW CONTROL 2500 SERIES AMERICAN RD D100 AVK SERIES 45 CLOW F-6100 KENNEDY VALVE 4571 M&H 4067 MUELLER A2360, A2361 US PIPE 250 |  | EA | 50 |  | 0
VLVBB120 | Priority Two | VALVE, GATE 6" - CAST IRON, MECHANICAL JOINT, BRONZE MOUNTED, OPEN LEFT, RESILIENT SEAT, NON-RISING STEM, OPERATING NUT, WITHOUT ACCESSORIES | AMERICAN FLOW CONTROL 2500 SERIES AMERICAN RD D100 AVK SERIES 45 CLOW F-6100 KENNEDY VALVE 4571 M&H 4067 MUELLER A2360, A2361 US PIPE 250 |  | EA | 123 |  | 0
VLVBB140 | Priority Two | VALVE, GATE 8" - CAST IRON, MECHANICAL JOINT, OPEN LEFT, BRONZE MOUNTED, RESILIENT SEAT, NON-RISING STEM, OPERATING NUT, WITHOUT ACCESSORIES. | AMERICAN FLOW CONTROL 2500 SERIES AMERICAN RD D100 AVK SERIES 45 CLOW F-6100 KENNEDY VALVE 4571 M&H 4067 MUELLER A2360, A2361 US PIPE 250 |  | EA | 51 |  | 0
VLVBB150 | Priority Two | VALVE, GATE 10" - CAST IRON, MECHANICAL JOINT, BRONZE MOUNTED, OPEN LEFT, RESILIENT SEAT, NON-RISING STEM, OPERATING NUT, WITHOUT ACCESSORIES. | AMERICAN FLOW CONTROL 2500 SERIES AMERICAN RD D100 AVK SERIES 45 CLOW F-6100 KENNEDY VALVE 4571 M&H 4067 MUELLER A2360, A2361 US PIPE 250 |  | EA | 4 |  | 0
VLVBB160 | Priority Two | VALVE, GATE 12" - CAST IRON, MECHANICAL JOINT, OPEN LEFT, BRONZE MOUNTED, RESILIENT SEAT, NON-RISING STEM, OPERATING NUT, WITHOUT ACCESSORIES. | AMERICAN FLOW CONTROL 2500 SERIES AMERICAN RD D100 AVK SERIES 45 CLOW F-6100 KENNEDY VALVE 4571 M&H 4067 MUELLER A2360, A2361 US PIPE 250 |  | EA | 10 |  | 0
VLVBB170 | Priority Two | VALVE, GATE 16" - CAST IRON BODY, BRONZE MOUNTED, RESILIENT SEAT, MECHANICAL JOINT, NON-RISING STEM, W/ACCESSORIES (AS PER APPROVED GATE VALVE LISTING) OPEN LEFT | AFC 2500 M & H / CLOW F6100 / 4067-01 |  | EA | 4 |  | 0
VLVBB230 | Priority Two | VALVE, GATE, BRONZE - 3/4", FIP, 150 PSI CLASS, HANDWHEEL OPERATED, OPEN LEFT, NON-RISING STEM. VALVES MUST BE SUPPLIED PER APPROVED VALVE LIST & SPECIFICATIONS STOCKHAM, NIBCO, HAMMOND, MILWAUKEE OR EQUAL. | HAMMOND IB638 HAMMOND IB646 NIBCO T-133 NIBCO T-136 STOCKHAM VALVES AND FITTINGS B130 STOCKHAM VALVES AND FITTINGS B131 |  | EA | 4 |  | 0
VLVBB240 | Priority Two | VALVE, GATE, NO LEAD BRONZE - 1", FIP, 150 PSI CLASS, HANDWHEEL OPERATED, OPEN LEFT, NON-RISING STEM. VALVES MUST BE SUPPLIED PER APPROVED VALVE LIST & SPECIFICATIONS. | HAMMOND IB638 HAMMOND IB646 NIBCO T-113-LF 1" NIBCO T-133 NIBCO T-136 STOCKHAM VALVES AND FITTINGS B130 STOCKHAM VALVES AND FITTINGS B131 |  | EA | 14 |  | 0
VLVBB250 | Priority Two | VALVE, GATE, NO LEAD BRONZE - 1-1/4", FIP, 150 PSI CLASS, HANDWHEEL OPERATED,OPEN LEFT, NON-RISING STEM. VALVES MUST BE SUPPLIED PER APPROVED VALVE LIST & SPECIFACATIONS. | HAMMOND IB638 HAMMOND IB646 NIBCO T-113-LF 1-1/4" NIBCO T-133 NIBCO T-136 STOCKHAM VALVES AND FITTINGS B130 STOCKHAM VALVES AND FITTINGS B131 |  | EA | 92 |  | 0
VLVBB260 | Priority Two | VALVE, GATE, NO LEAD BRONZE - 1-1/2",FIP,150 PSI CLASS, HANDWHEEL OPERATED, OPEN LEFT, NON-RISING STEM. VALVES MUST BE SUPPLIED PER APPROVED VALVE LIST & SPECIFICATIONS. | HAMMOND IB638 HAMMOND IB646 NIBCO T-113-LF 1-1/2" NIBCO T-133 NIBCO T-136 STOCKHAM VALVES AND FITTINGS B130 STOCKHAM VALVES AND FITTINGS B131 |  | EA | 51 |  | 0
VLVBB270 | Priority Two | VALVE, GATE, NO LEAD BRONZE - 2", FIP, 150 PSI CLASS, HANDWHEEL OPERATED, OPEN LEFT, NON-RISING STEM. VALVES MUST BE SUPPLIED PER APPROVED VALVE LIST & SPECIFICATIONS | HAMMOND IB638 HAMMOND IB646 MILWAUKEE VALVE 1140 NIBCO T-113-LF 2" NIBCO T-133 NIBCO T-136 STOCKHAM VALVES AND FITTINGS B130 STOCKHAM VALVES AND FITTINGS B131 |  | EA | 149 |  | 0
VLVBB300 | Priority Two | VALVE, GATE 3" - CAST IRON, FLANGED, OPEN LEFT, BRONZE MOUNTED, RESILIENT SEAT, NON-RISING STEM, OPERATING NUT. | AMERICAN FLOW CONTROL 2500 CLOW 3-F6102 M & H 3-4067-02 MUELLER 3-A2360-6 |  | EA | 124 |  | 0
VLVBB305 | Priority Two | VALVE, GATE 4" - CAST IRON, FLANGED, OPEN LEFT, BRONZE MOUNTED, RESILIENT SEAT, NON-RISING STEM, OPERATING NUT. | AMERICAN FLOW CONTROL 2500 CLOW 4-F6102 M & H 4-4067-02 MUELLER 4-A2360-6 |  | EA | 60 |  | 0
VLVBB310 | Priority Two | VALVE, GATE 6" - CAST IRON, FLANGED, OPEN LEFT, BRONZE MOUNTED, RESILIENT SEAT, NON-RISING STEM, OPERATING NUT. | AFC 6-2500 CLOW 6-F6102 M & H 6-4067-02 MUELLER 6-A2360-6 |  | EA | 39 |  | 0
VLVBB315 | Priority Two | VALVE, GATE 8" - CAST IRON, FLANGED, OPEN LEFT, BRONZE MOUNTED, RESILIENT SEAT, NON-RISING STEM, OPERATING NUT. | AMERICAN FLOW CONTROL 2500 CLOW 8-F6102 M & H 8-4067-02 MUELLER 8-A2360-6 |  | EA | 27 |  | 0
VLVBB320 | Priority Two | VALVE, GATE 10" - CAST IRON, FLANGED, OPEN LEFT, BRONZE MOUNTED, RESILIENT SEAT, NON-RISING STEM, OPERATING NUT. | AMERICAN FLOW CONTROL 2500 CLOW 10-F6102 M & H 10-4067-02 MUELLER 10-A2360-6 |  | EA | 6 |  | 0
VLVCC500 | Priority One | VALVE, HOSE BIBB 3/4" BRASS | EZFLO 20183 KEYSTONE/PRATT 1122 NIBCO 46U |  | EA | 265 |  | 0
VLVCC700 | Priority Two | VALVE, AIR RELEASE 2", 150 PSI MIN., 2" NPT INLET SIZE, FOR SEWER SYSTEMS, STAINLESS STEEL BODY W/ CORROSION- RESISTANT POLYMER MATERIALS OR SS INTERNAL MOVING PARTS, INCLUDING TRIM & FLOAT, AND WAY OUT FEATURE | ARI D-025-P (V) ARI DO25TP02 G.A. INDUSTRIES 91020942F VALMATIC 802BWSS |  | EA | 76 |  | 0
VLVDD007 | Priority Two | NO LEAD CONSTRUCTED VALVE, CURB STOP, 1" PE COMP X FIP BALL CURB LW. | FORD B61-444W-NL FORD B61444W MUELLER B25196 |  | EA | 184 |  | 0
VLVDD009 | Priority Two | NO LEAD VALVE, CORP STOP, 1", CC THREAD X FIP THREAD. INVERTED KEY (GROUND KEY) OR BALL TYPE. | A.Y. MCDONALD 4113-145 FORD F1600-4-NL MUELLER B-20045 MUELLER H-10045 |  | EA | 35 |  | 0
VLVDD012 | Priority Two | NO LEAD VALVE, CORP STOP 2" INLET: COPPER TO COPPER THREAD;OUTLET: FIP THREADS | FORD FB1600-7 FORD FB16007 |  | EA | 1 |  | 0
VLVDD115 | Priority Two | NO LEAD VALVE, CORP STOP, 1" MIP INLET: 1" COMPRESSION FOR POLYBUTYLENE TUBING OUTLET (P/N F 1100-4) | FORD F1100 FORD F1100-4-NL FORD FB-1000 MCDONALD 4704-22 MCDONALD 4704T |  | EA | 138 |  | 0
VLVDD120 | Priority Two | NO LEAD VALVE, CORP STOP, 1-1/2", INLET: AWWA COPPER TO COPPER THREAD, OUTLET: COMPRESSION OR PACK JOINT. | FORD FB-1000-4 FORD FB-1000-6 FORD FB1000-6-NL |  | EA | 7 |  | 0
VLVDD127 | Priority Two | NO LEAD VALVE, CORP STOP, 1-1/2", BALL TYPE, INLET TO BE MALE IRON PIPE THREAD, OUTLET TO BE COMPRESSION FOR 250 PSI POLYBUTYLENE. | FORD FB-1100-6-NL |  | EA | 5 |  | 0
VLVDD140 | Priority Two | NO LEAD VALVE, CORP STOP, 2", INLET: COPPER TO COPPER THREAD, OUTLET: COMPRESSION (OR PACK JOINT) | FORD FB1000-7 FORD FB1000-7-NL MCDONALD 4701-22 MCDONALD 4701-TOR MCDONALD 4701B-22FT MUELLER FB-1000 MUELLER H-25028 |  | EA | 98 |  | 0
VLVDD147 | Priority Two | NO LEAD VALVE, CORP STOP, 2", BALL TYPE, IRON PIPE THREAD | FORD FB1100-7-NL |  | EA | 5 |  | 0
VLVDD160 | Priority Two | NO LEAD VALVE, CORP STOP, 3/4", INLET: COPPER TO COPPER THREAD; OUTLET: CONDUCTIVE COMPRESSION CONNECTION FOR TYPE "K" COPPER SERVICE PIPE OR PLASTIC PIPE HAVING SAME O.D. | FORD F1000 FORD F1000-3 FORD F1000-3-NL MCDONALD 4701-22 MCDONALD 4701-T MUELLER 15008 |  | EA | 70 |  | 0
VLVDD170 | Priority One | NO LEAD BRASS VALVE, CORP STOP 1", INLET: COPPER TO COPPER THREAD; OUTLET: CONDUCTIVE COMPRESSION CONNECTION FOR TYPE "K" COPPER SERVICE PIPE OR PLASTIC PIPE HAVING SAME O.D. | FORD F1000 FORD F1000-4 FORD F1000-4-NL MCDONALD 4701-221 MCDONALD 4701-T |  | EA | 1364 |  | 0
VLVDD200 | Priority Two | NO LEAD VALVE, CORP STOP 1-1/2", OUTLET; INCREASING I.P. THREAD, INLET: AWWA CC THREAD, NO COUPLING, (OLD STYLE) | A.Y. MCDONALD 73121B 1?" FORD FB800-6-NL MCDONALD 73121B 1?? MUELLER B-20003N |  | EA | 1 |  | 0
VLVDD210 | Priority Two | NO LEAD BRASS VALVE, CORP STOP, 2" X 2-1/2", INLET: COPPER TO COPPER, OUTLET: INCREASING IRON PIPE THREAD. | FORD FB800-7 FORD FB800-7-NL MUELLER H-10003 |  | EA | 3 |  | 0
VLVDD300 | Priority Two | NO LEAD VALVE, CURB STOP, COPPER TO COPPER - 3/4", INVERTED KEY ROUNDWAY WITH CHECK LOCK TYPE, INLET: COPPER, OUTLET: FEMALE IRON PIPE THREAD | FORD ZVC-1W FORD ZVC-1W-NL MUELLER H-15166 |  | EA | 41 |  | 0
VLVDD304 | Priority One | NO LEAD CONSTRUCTED VALVE, CURB STOP - 3/4", BALL TYPE, FULL PORT ROUNDWAY,WITH LOCK WING,COMPRESSION (OR PACK JOINT) | FORD B41-333W FORD B41-333W-NL MCDONALD 6102-22W MCDONALD 6102TW |  | EA | 2745 |  | 0
VLVDD310 | Priority Two | NO LEAD VALVE STOP CURB COPPER TO COPPER 1", INVERTED KEY ROUNDWAY WITH CHECK LOCK TYPE, INLET: COPPER, OUTLET: FEMALE IRON PIPE THREAD | FORD ZVC-3W FORD ZVC-3W-NL |  | EA | 19 |  | 0
VLVDD314 | Priority One | NO LEAD CONSTRUCTED VALVE, CURB STOP - 1", BALL TYPE, FULL PORT ROUNDWAY,WITH LOCK WING,COMPRESSION (OR PACK JOINT) | FORD B41-444W FORD B41-444W-NL FORD B41-44W MCDONALD 6102TW MCDONALD 6102W-221 |  | EA | 3616 |  | 0
VLVDD320 | Priority Two | NO LEAD CONSTRUCTED VALVE, BALL, CURB STOP, 1-1/2",BALL TYPE FEMALE IRON PIPE X COMPRESSION (OR PACK JOINT), FULL PORT ONLY, PADLOCK WINGS. | FORD B41-666W FORD B41-666W-NL MCDONALD 6102-22W MCDONALD 6102-TW |  | EA | 133 |  | 0
VLVDD404 | Priority One | NO LEAD CONSTRUCTED VALVE, CURB STOP, 3/4", BALL TYPE, FIP X FIP, WITH LOCK WING, FULL PORT ONLY, | FORD B11-333W FORD B11-333W-NL MCDONALD 6101-W |  | EA | 1106 |  | 0
VLVDD414 | Priority One | NO LEAD CONSTRUCTED VALVE, CURB STOP, 1", BALL TYPE ,FIP X FIP, WITH LOCK WING, FULL PORT ONLY, | FORD B11-444W FORD B11-444W-NL MCDONALD 6101-W |  | EA | 693 |  | 0
VLVDD420 | Priority Two | NO LEAD CONSTRUCTED VALVE,CURB STOP,1-1/2",BALL TYPE, FEMALE IRON PIPE ON BOTH ENDS, FULL PORT, TO BE SUPPLIED WITH PADLOCK WINGS. | FORD B11-666W FORD B11-666W-NL MCDONALD 6101W |  | EA | 152 |  | 0
VLVDD500 | Priority One | NO LEAD CONSTRUCTED VALVE, CURB STOP, 2", FIP X FIP, BALL VALVE, FULL PORT, TO BE SUPPLIED WITH PADLOCK WINGS | FORD B11-777W FORD B11-777W-NL MCDONALD 6101W |  | EA | 245 |  | 0
VLVDD562 | Priority One | NO LEAD CONSTRUCTED VALVE, CURB STOP, 2", COMPRESSION X FIP, BALL VALVE, FULL PORT, TO BE SUPPLIED WITH PADLOCK WINGS. | FORD B41-777W FORD B41-777W-NL MCDONALD 6102-22W MCDONALD 6102TW |  | EA | 236 |  | 0
VLVDD580 | Priority Two | VALVE, CURB STOP, 1" RECLAIM WATER | FORD 3710BRW4144W |  | EA | 73 |  | 0
VLVEE120 | Priority Two | VALVE,TAPPING 6",RESILIENT SEATED, PILOT FLANGE X MECHANICAL JOINT, NON-RISING STEM, OPEN LEFT, WITHOUT ACCESSORIES. AS PER JEA SPECIFICATIONS ONLY. ONLY APPROVED VALVES WILL BE ACCEPTED. | Per Description |  | EA | 28 |  | 0
VLVEE130 | Priority Two | VALVE,TAPPING 8",RESILIENT SEATED, PILOT FLANGE X MECHANICAL JOINT, NON-RISING STEM, OPEN LEFT, WITHOUT ACCESSORIES AS PER JEA SPECIFICATIONS ONLY. ONLY APPROVED VALVES WILL BE ACCEPTED. | Per Description |  | EA | 11 |  | 0
VLVFF000 | Priority One | BOX, VALVE - PLATE W-17, ADJUSTABLE ROADWAY. ** 2 PIECE HEAVY DUTY VALVE BOX ONLY, SHIP ASSEMBLED AND PALLETIZED. STACK NO MORE THAN 2 HIGH ON PALLET. LIDS OR COVERS ARE ORDERED AND SHIPPED AS SEPERATE LINE ITEMS. | EAST JORDON IRON WORKS 85501922 OPELIKA FOUNRDY 4905 (SIZE 18) (HD) RUSSCO VB2612X SIGMA VB2612X STAR PIPE PRODUCTS VB461S TYLER PIPE 461-SH (HD) U.S. FOUNDRY 7500 (HD) |  | EA | 603 |  | 0
VLVFF010 | Priority One | BOX, VALVE JACKET RISER, 5-1/4" X 3". HEAVY DUTY | RUSSELL PIPE C2603 SIGMA VB-2603 STARR VBR - 3 |  | EA | 514 |  | 0
VLVGG845 | Priority Two | COVER, VALVE BOX, HEAVY DUTY ADJUSTABLE - COVER TO BE MARKED "SEWER". DETAIL PLATE #S-31. ** BOX COVER ONLY. COVERS ARE TO BE SHIPPED SEPERATELY FROM BOXES. | OPELIKA FOUNRDY 4905(18) (HD) RUSSCO VB 26005 (HD) STAR PIPE PRODUCTS VB 461 SHD TYLER PIPE 461-SH (HD) U.S. FOUNDRY 7500 (HD) |  | EA | 77 |  | 0
VLVGG850 | Priority One | COVER, VALVE BOX, HEAVY DUTY ADJUSTABLE - COVER TO BE MARKED "WATER". DETAIL PLATE #W-16. ** COVER ONLY. COVERS ARE TO BE SHIPPED SEPERATELY FROM BOXES. | EAST JORDON IRON WORKS 6800 OPELIKA FOUNRDY 4905 (HD) SIGMA VB2600 STAR PIPE PRODUCTS VBLIDHD TYLER PIPE 461-SH (HD) U.S. FOUNDRY 7500 (HD) |  | EA | 741 |  | 0
VLVGG855 | Priority Two | COVER, VALVE BOX, HEAVY DUTY/DOMESTIC- APPROX-12LB COVER TO BE MARKED "REUSE" **** BOX COVER ONLY. DETAIL PLATE #W-16 . **COVERS ARE TO BE SHIPPED SEPERATELY FROM BOXES.**** | TYLER PIPE 458975 |  | EA | 20 |  | 0
WPTAA010 | Priority One | WELLPOINTS, SELF JETTING, TOP THREADED FOR 1-1/2" STANDARD PIPE, 2.60 O.D., REMOVABLE PVC SCREEN, HEAVY DUTY STEEL INFLOW PIPE WITH SUCTION HOLES AT THE BOTTOM, ANGULAR CAST JET HEAD WITH HEAVY CUTTING TEETH AND A SINGLE BALL VALVE. ** MUS | Per Description |  | EA | 471 |  | 0
WPTAA130 | Priority Two | FITTING, JET, WELLPOINT, PART #313 ** ITEM MUST BE COMPATIBLE WITH COMPLETE WELLPOINT SYSTEMS ** | Per Description |  | EA | 7 |  | 0
WPTAA140 | Priority Two | O'RING, WELLPOINT 2-1/8" I.D. PART #315 (FOR SWING JOINT ELBOWS) ** ITEM MUST BE COMPATIBLE WITH COMPLETE WELLPOINT SYSTEMS ** | Per Description |  | EA | 41 |  | 0
WPTAA160 | Priority Two | PIPE, PVC, 6",WELLPOINT HEADER, TYPE SCH40 PVC PIPE, 20 FT LENGTHS, PIPE MUST HAVE 2" SADDLES PER COMPLETE WELLPOINT SPECIFICATIONS. NOTE: MUST BE COMPLETE DEWATERING PUMPS AND WELL, WELLPOINT SYSTEMS. | COMPLETE DEWATERING AND WELL P/N |  | EA | 121 |  | 0
WPTAA180 | Priority One | JOINT, SWING, WELLPOINT COMPLETE ** ITEM MUST BE COMPATIBLE WITH COMPLETE WELLPOINT SYSTEMS** | Per Description |  | EA | 213 |  | 0
WPTAA210 | Priority One | TOP, WELLPOINT (RISER TOPS), ALUMINUM, ONE PIECE, 1-1/2" FEMALE THREAD ON ONE END AND OTHER END TO BE CUPPED AND BEVELED TO FIT WELLPOINT SWING JOINT -- TO BE COMPATIBLE AND INTERCHANGEABLE WITH COMPLETE WELLPOINT SYSTEMS | Per Description |  | EA | 394 |  | 0
WPTAA440 | Priority Two | PLUG, HEADER, WELLPOINT, 2" PART #315 ** ITEM MUST BE COMPATIBLE WITH COMPLETE WELLPOINT SYSTEMS ** | Per Description |  | EA | 30 |  | 0
ACCFL103 | Priority One | FLANGE PACK, 3", FLANGE FITTINGS, PACK TO INCLUDE FLANGE GASKET, BOLTS & NUTS. GASKET SHALL BE 1/8" THICK FULL FACED RED RUBBER. | Per Description |  | EA | 483 |  | 0
ACCFL114 | Priority One | FLANGE PACK, 4", FOR FLANGE FITTINGS, PACK TO INCLUDE FULL FACED FLANGE GASKET, BOLTS & NUTS. GASKETS BE 1/8" THICK FULL FACED RED RUBBER. | Per Description |  | EA | 232 |  | 0
BDMAA630 | Priority Two | AQUA PLUG, RAPID SETTING CEMENT BASED HYDRAULIC CEMENT, 50LB 5 GALLON, SET TIME 2-3MIN, SHELF LIFE 12MONTHS **ELECTRICAL USE ONLY** | CMP AQUA PLUG 45 |  | EA | 1 |  | 0
BDMAA636 | Priority One | PLUG,HYDRAULIC CEMENT MATERIAL FOR STOP- PING WATER INFILTRATION IN MANHOLES OR MASONRY | CHEMMASTERS CHEMPLUG "F" |  | EA | 606 |  | 0
BFPAA020 | Priority Two | PREVENTER BACKFLOW,REDUCED PRESSURE TYPE 1", TWO INDEPENDENT CHECK VALVES WITH INTERMEDIATE RELIEF VALVE, BRONZE FULL PORT BALL VALVE SHUT-OFFS TO BE RESILIENT SEATED, 1/4 TURN BALL VALVES. | WATTS REGULATOR LF909-QT |  | EA | 1 |  | 0
BFPAA070 | Priority Two | PREVENTER BACKFLOW 6", REDUCED PRESSURE TYPE, FLANGED ENDS WITH GATE VALVES, DUCTILE IRON ASTM A 536 GRADE COATING,FDA APPROVED ELECTROSTATIC EPOXY FINISH, FASTENERS AND SPRINGS 300 STAINLESS STEEL, SEALS AND RINGS FDA APPROVED | WILKINS 375AOSY |  | EA | 1 |  | 0
BOLUA101 | Priority Two | BOLT, U 1/4" DIAMETER X 1-3/4" L X 1" WIDE, PLATED FITS 1/2" DIAMETER PIPE ALL SCHEDULES | Per Description |  | EA | 16 |  | 0
BOLUA136 | Priority Two | BOLT, U 1/4" DIAMETER X 3-1/4" L X 2" WIDE, PLATED FITS 1-1/2" DIAMETER PIPE ALL SCHEDULES | Per Description |  | EA | 12 |  | 0
CLPAA040 | Priority Two | CLAMP, STELLAR, 10",CLAMP MUST HAVE TWO BOLT HOLES ON EACH END. CLAMPS TO BE SUPPLIED WITH 3" BOLTS AND NUTS. NOTE: CLAMPS ARE TO BE ASSEMBLED OR PACKAGED | Per Description |  | EA | 2 |  | 0
CLPAA050 | Priority Two | CLAMP, STELLAR, 12",CLAMP MUST HAVE TWO BOLT HOLES ON EACH END. CLAMPS TO BE SUPPLIED WITH 4-1/2" BOLTS AND NUTS. NOTE: CLAMPS ARE TO BE ASSEMBLED OR PACKAGED | Per Description |  | EA | 3 |  | 0
CLPBB020 | Priority Two | CLAMP, BELL JOINT LEAK, 6" | WATTS REGULATOR LF909-QT |  | EA | 1 |  | 0
CLPBB040 | Priority Two | CLAMP, BELL JOINT LEAK, 10" | SMITH-BLAIR INC. 274-00001110-000 |  | EA | 1 |  | 0
CLPDD500 | Priority Two | CLAMP, FULL CIRCLE, 7.45-7.85 (O.D.) X 12.5" | FORD FS1-785-12 FORDFLEX F1-785 X 12.5 SMITH-BLAIR INC. 226-074512-000 |  | EA | 10 |  | 0
CLPEE075 | Priority Two | CLAMP, FULL CIRCLE, 10.30-10.70 (O.D.) X 12.5 | SMITH BLAIR 226001030120005 |  | EA | 1 |  | 0
CLPEE950 | Priority Two | CLAMP, FULL CIRCLE, 15.92-17.12 (O.D.) X 15", ALL STAINLESS STEEL, MULTI- BAND CONSTRUCTION. | FORD FS3 SMITH-BLAIR INC. 263-00159215-000 |  | EA | 2 |  | 0
CLPLL075 | Priority Two | CLAMP, SERVICE, 4.74 - 5.14 (OD) X 2", NPT, SERVICE CLAMP MUST HAVE MINIMUM OD RANGE NOTED. DOUBLE BALE. | Per Description |  | EA | 3 |  | 0
CLPNN200 | Priority Two | CLAMP, SERVICE, 8.54-10.10 (OD) X 1-1/2" COPPER TO COPPER THREAD, SERVICE CLAMP MUST HAVE THE MINIMUM O.D. RANGE NOTED | SMITH-BLAIR INC. 313-00101013-000 |  | EA | 4 |  | 0
CLPQQ215 | Priority Two | CLAMP , SERVICE 12.62 TO 14.32 O.D. RANGE X 2" NPT,DOUBLE STAINLESS STEEL STRAPS , MUST HAVE MINIMUM O.D. RANGE NOTED. | SMITH BLAIR 317-00143214-000 |  | EA | 1 |  | 0
CLPQQ239 | Priority Two | CLAMP , SERVICE 37.71 TO 38.46 O.D. RANGE X 2" NPT,TRIPLE ELECTRO-GALVANIZED STRAPS , MUST HAVE MINIMUM O.D. RANGE NOTED. | SMITH BLAIR 366-00384614-000 |  | EA | 1 |  | 0
ELMCM955 | Priority One | WIRE, TRACE, DIRECT BURY, #12 AWG HS-CCS, BLUE INSULATION, 0.03" HDPE INSULATION THICKNESS, .141" O.D., MIN. RATED BREAK LOAD 250 LBS., 30 VOLT, 21% IACS, 500 FT. REEL | COPPER HEAD INDUSTRIES SOLOSHOT-1230BHS500 PRO-LINE SAFETY PRODUCTS CO. PROTRACE-744120232 |  | FT | 58636 |  | 0
ELNSP603 | Priority Two | PUMP, SUMP, SUBMERSIBLE, 4/10 HP, 115 V, WORK CTR 1-6. | HYDROMATIC PUMP SP40A1 |  | EA | 1 |  | 0
FTGAL360 | Priority Two | NIPPLE, PIPE - NO-LEAD BRASS, 1/2" X 8". | Per Description |  | EA | 1 |  | 0
FTGAT340 | Priority Two | BEND, DUCTILE IRON, 10", 45 DEGREE, MECHANICAL JOINT.(TO BE SUPPLIED WITHOUT ACCESSORIES). | Per Description |  | EA | 3 |  | 0
FTGAT380 | Priority Two | BEND, DUCTILE IRON, 20", 45 DEGREE, MECHANICAL JOINT.(TO BE SUPPLIED WITHOUT ACCESSORIES). | Per Description |  | EA | 1 |  | 0
FTGAT602 | Priority Two | BEND, DUCTILE IRON, 6", 22-1/2 DEGREE, MECHANICAL JOINT, 40-MIL EPOXYLINED, WITHOUT ACCESSORIES. | Per Description |  | EA | 3 |  | 0
FTGAT664 | Priority Two | BEND, DUCTILE IRON, 8", 90 DEGREE, MECHANICAL JOINT, 40-MIL EPOXYLINED,WITHOUT ACCESSORIES | Per Description |  | EA | 5 |  | 0
FTGAT666 | Priority Two | BEND, DUCTILE IRON, 10", 90 DEGREE, MECHANICAL JOINT, 40-MIL EPOXYLINED, WITHOUT ACCESSORIES. | Per Description |  | EA | 1 |  | 0
FTGAV040 | Priority Two | CAP, DUCTILE IRON, 10", MECHANICAL JOINT (TO BE SUPPLIED WITHOUT ACCESSORIES). | Per Description |  | EA | 2 |  | 0
FTGBD080 | Priority Two | OFFSET, DUCTILE IRON, MECHANICAL JOINT, 10", W/18"DROP, FULL BODY, WITHOUT ACCESSORIES. | Per Description |  | EA | 1 |  | 0
FTGBF110 | Priority Two | PLUG, DUCTILE IRON, MECHANICAL JOINT, 10", WITHOUT ACCESSORIES. | Per Description |  | EA | 3 |  | 0
FTGBF170 | Priority Two | PLUG, DUCTILE IRON, MECHANICAL JOINT,16" WITHOUT ACCESSORIES. | Per Description |  | EA | 1 |  | 0
FTGBH080 | Priority Two | REDUCER, DUCTILE IRON, MECHANICAL JOINT, 12" X 6", WITHOUT ACCESSORIES. | Per Description |  | EA | 1 |  | 0
FTGBK053 | Priority Two | SLEEVE, DUCTILE IRON, 8","GROUND DOWN". 12 LONG PATTERN, STANDARD MJ SLEEVE AND ONE (1) ACCESSORY | STAR PIPE PRODUCTS ORDER BY DESCRIPTION TYLER PIPE ORDER BY DESCRIPTION U.S. PIPE ORDER BY DESCRIPTION |  | EA | 3 |  | 0
FTGBK065 | Priority Two | SLEEVE, DUCTILE IRON, 10","GROUND DOWN". 12 LONG PATTERN, STANDARD MJ SLEEVE AND ONE (1) ACCESSORY | STAR PIPE PRODUCTS ORDER BY DESCRIPTION TYLER PIPE ORDER BY DESCRIPTION U.S. PIPE ORDER BY DESCRIPTION |  | EA | 3 |  | 0
FTGBK070 | Priority Two | INACTIVATE UPON DEPLETION - SLEEVE, DUCTILE IRON, MECHANICAL JOINT, 12", SHORT PATTERN, WITHOUT ACCESSORIES DOMESTIC ORIGIN CASTINGS ONLY. UNION, TYLER, U.S. PIPE, OR EQUAL.: INACTIVATE ONCE DEPLETED | Per Description |  | EA | 1 |  | 0
FTGBK105 | Priority Two | SLEEVE, DUCTILE IRON, 18","GROUND DOWN". STANDARD MJ SLEEVE AND ONE (1) ACCESSORY PACK TO BE | STAR PIPE PRODUCTS ORDER BY DESCRIPTION TYLER PIPE ORDER BY DESCRIPTION U.S. PIPE ORDER BY DESCRIPTION |  | EA | 1 |  | 0
FTGBK145 | Priority Two | SLEEVE, DUCTILE IRON, MECHANICAL JOINT, 36", 15" LONG PATTERN EPOXY LINED, WITHOUT ACCESSORIES | STAR PIPE PRODUCTS ORDER BY DESCRIPTION TYLER PIPE ORDER BY DESCRIPTION U.S. PIPE ORDER BY DESCRIPTION |  | EA | 1 |  | 0
FTGBK306 | Priority Two | INSTA-VALVE, 6", COMPLETE FITTING O.D RANGE 6.70-7.10 FOR CI,DI,AC, PVC -SS SLEEVE & NOZZLE CS FLANGE -HYDRA-STOP | HYDRA-STOP 210621000-250-CS |  | EA | 3 |  | 0
FTGBK455 | Priority Two | SLEEVE, TAPPING, 4" X 4", ALL STAINLESS STEEL, FULL CIRCLE GASKET, SLEEVE MUST HAVE A MINIMUM O.D.RANGE OF 4.80 - 5.00, SLEEVE TO BE FURNISHED W/ ALL NECESSARY HARDWARE - SLEEVE TO BE SUPPLIED AS PER SPECIFICATIONS | Per Description |  | EA | 1 |  | 0
FTGBK548 | Priority Two | SLEEVE, TAPPING, 6" X 6", ALL STAINLESS STEEL, FULL CIRCLE GASKET, SLEEVE MUST HAVE A MINIMUM O.D.RANGE OF 7.30 - 7.50, SLEEVE TO BE FURNISHED W/ ALL NECESSARY HARDWARE - SLEEVE TO BE SUPPLIED AS PER SPECIFICATIONS | Per Description |  | EA | 2 |  | 0
FTGBK572 | Priority Two | SLEEVE, TAPPING, 8" X 6" ALL STAINLESS STEEL W/DUCTILE IRON GLAND ON BRANCH, 6" MJ GASKET, W/FULL 1/4" THICK CHEK-O-SEAL W/MULTI O-RING SEALING RIBS, MIN. OD RANGE 9.05-9.45, SUPPLIED W/ALL NECESSARY HARDWARE. | POWERSEAL CORP. 3490MJ |  | EA | 1 |  | 0
FTGBK585 | Priority Two | SLEEVE, TAPPING, 8" X 8", ALL STAINLESS STEEL, FULL CIRCLE GASKET, SLEEVE MUST HAVE A MINIMUM O.D.RANGE OF 9.30 - 9.60, SLEEVE TO BE FURNISHED W/ ALL NECESSARY HARDWARE - SLEEVE TO BE SUPPLIED AS PER SPECIFICATIONS | Per Description |  | EA | 1 |  | 0
FTGBK625 | Priority Two | SLEEVE, TAPPING, 10" X 8", ALL STAINLESS STEEL, FULL CIRCLE GASKET, SLEEVE MUST HAVE A MINIMUM O.D.RANGE OF 11.40-11.80, SLEEVE TO BE FURNISHED W/ ALL NECESSARY HARDWARE - SLEEVE TO BE SUPPLIED AS PER SPECIFICATIONS | Per Description |  | EA | 1 |  | 0
FTGBK630 | Priority Two | SLEEVE, TAPPING, 10" X 10",ALL STAINLESS STEEL, FULL CIRCLE GASKET, SLEEVE MUST HAVE A MINIMUM O.D.RANGE OF 11.10-11.40, SLEEVE TO BE FURNISHED W/ ALL NECESSARY HARDWARE - SLEEVE TO BE SUPPLIED AS PER SPECIFICATIONS | Per Description |  | EA | 1 |  | 0
FTGBK650 | Priority Two | SLEEVE, TAPPING, 12" X 4", ALL STAINLESS STEEL, FULL CIRCLE GASKET, SLEEVE MUST HAVE A MINIMUM O.D.RANGE OF 13.16-13.50, SLEEVE TO BE FURNISHED W/ ALL NECESSARY HARDWARE - SLEEVE TO BE SUPPLIED AS PER SPECIFICATIONS | Per Description |  | EA | 2 |  | 0
FTGBK660 | Priority Two | SLEEVE, TAPPING, 12" X 6", ALL STAINLESS STEEL, FULL CIRCLE GASKET, SLEEVE MUST HAVE A MINIMUM O.D.RANGE OF 13.16-13.50, SLEEVE TO BE FURNISHED W/ ALL NECESSARY HARDWARE - SLEEVE TO BE SUPPLIED AS PER SPECIFICATIONS | Per Description |  | EA | 4 |  | 0
FTGBK680 | Priority Two | SLEEVE, TAPPING, 12" X 10",ALL STAINLESS STEEL, FULL CIRCLE GASKET, SLEEVE MUST HAVE A MINIMUM O.D.RANGE OF 13.16-13.50, SLEEVE TO BE FURNISHED W/ ALL NECESSARY HARDWARE - SLEEVE TO BE SUPPLIED AS PER SPECIFICATIONS | Per Description |  | EA | 1 |  | 0
FTGBK730 | Priority Two | SLEEVE, TAPPING, 16" X 8", ALL STAINLESS STEEL, FULL CIRCLE GASKET, SLEEVE MUST HAVE A MINIMUM O.D.RANGE OF 17.40-17.80, SLEEVE TO BE FURNISHED W/ ALL NECESSARY HARDWARE - SLEEVE TO BE SUPPLIED AS PER SPECIFICATIONS | FORD FTSS178008 |  | EA | 1 |  | 0
FTGBK750 | Priority Two | SLEEVE, TAPPING, 16" X 12",ALL STAINLESS STEEL, FULL CIRCLE GASKET, SLEEVE MUST HAVE A MINIMUM O.D.RANGE OF 17.40-17.80, SLEEVE TO BE FURNISHED W/ ALL NECESSARY HARDWARE - SLEEVE TO BE SUPPLIED AS PER SPECIFICATIONS JCM 432-1740X | Per Description |  | EA | 1 |  | 0
FTGBM120 | Priority Two | TEE, DUCTILE IRON, MECHANICAL JOINT, 10" X 10" X 10",WITHOUT ACCESSORIES. | Per Description |  | EA | 1 |  | 0
FTGBM150 | Priority Two | TEE, DUCTILE IRON, MECHANICAL JOINT, 12" X 12" X 8",WITHOUT ACCESSORIES. | Per Description |  | EA | 1 |  | 0
FTGBM190 | Priority Two | TEE, DUCTILE IRON, MECHANICAL JOINT, 16" X 16" X 6", WITHOUT ACCESSORIES. | Per Description |  | EA | 1 |  | 0
FTGBM230 | Priority Two | TEE, DUCTILE IRON, MECHANICAL JOINT, 16" X 16" X 16",WITHOUT ACCESSORIES. | Per Description |  | EA | 1 |  | 0
FTGBM270 | Priority Two | TEE, CAST IRON, MECHANICAL JOINT, 20" X 20" X 20",WITHOUT ACCESSORIES. | Per Description |  | EA | 1 |  | 0
FTGBM605 | Priority Two | DUCTILE IRON, MECHANICAL JOINT, 6" X 6" X 6", 40-MIL EPOXYLINED, WITHOUT ACCESSORIES TEE, | Per Description |  | EA | 1 |  | 0
FTGBM620 | Priority Two | TEE, DUCTILE IRON, MECHANICAL JOINT, 12" X 12" X 12", 40-MIL EPOXYLINED, WITHOUT ACCESSORIES | Per Description |  | EA | 1 |  | 0
FTGCA270 | Priority Two | COUPLING, FLEXIBLE - 15" X 15", CLAY/PVC | FERNCO 1002-1515 |  | EA | 1 |  | 0
FTGCA300 | Priority Two | COUPLING, FLEXIBLE - 21" X 21",CLAY/CLAY (OUTSIDE DIAMETER SIZE 24.85) | FERNCO 1001-2121 |  | EA | 1 |  | 0
FTGCE030 | Priority Two | BUSHING, PIPE - GALVANIZED, 1/2" MIPT X 1/4" FIPT. | Per Description |  | EA | 6 |  | 0
FTGCE080 | Priority Two | BUSHING, PIPE - GALVANIZED, 1" MIPT X 1/2" FIPT. | Per Description |  | EA | 8 |  | 0
FTGCE180 | Priority Two | BUSHING, PIPE - GALVANIZED, 2" MIPT X 1-1/4" FIPT | Per Description |  | EA | 24 |  | 0
FTGCF070 | Priority Two | CAP, PIPE - GALVANIZED, 2" FIPT. | Per Description |  | EA | 1 |  | 0
FTGCH500 | Priority Two | COUPLING, DRIVING - 2", GALVANIZED,FULLY THREADED FOR DRIVING GALVINIZED PIPE. BOTH ENDS TO BE THREADED FIPT, WATERWELL REAMED AND DRIFTED COUPLING, AS SUPPLIED BY CAPITAL OR APPROVED EQUAL. | Per Description |  | EA | 4 |  | 0
FTGCN240 | Priority Two | NIPPLE, PIPE - GALVANIZED, 1/2" X 4" MIPT BOTH ENDS. | Per Description |  | EA | 2 |  | 0
FTGCN370 | Priority Two | NIPPLE, PIPE - GALVANIZED, 3/4" X 8" MIPT BOTH ENDS. | Per Description |  | EA | 2 |  | 0
FTGCN830 | Priority Two | NIPPLE, PIPE - GALVANIZED, 3" X 5" MIPT BOTH ENDS. | Per Description |  | EA | 1 |  | 0
FTGCN860 | Priority Two | NIPPLE, PIPE - GALVANIZED, 3" X 10" MIPT BOTH ENDS. | Per Description |  | EA | 1 |  | 0
FTGCN870 | Priority Two | NIPPLE, PIPE - GALVANIZED, 3" X 12" MIPT BOTH ENDS. | Per Description |  | EA | 4 |  | 0
FTGCR110 | Priority Two | REDUCER, PIPE - GALVANIZED, 1-1/4" X 3/4 FIPT BOTH ENDS. | Per Description |  | EA | 1 |  | 0
FTGCR140 | Priority Two | REDUCER, PIPE - GALVANIZED, 1-1/2" X 3/4 FIPT BOTH ENDS. | Per Description |  | EA | 4 |  | 0
FTGCR200 | Priority Two | REDUCER, PIPE - GALVANIZED, 2" X 1-1/4" FIPT BOTH ENDS. | Per Description |  | EA | 1 |  | 0
FTGCV090 | Priority Two | UNION, PIPE - GALVANIZED, 2" X 2" FIPT, BRASS SEAT, GROUND JOINT. | Per Description |  | EA | 2 |  | 0
FTGDD120 | Priority Two | CEMENT, PVC CHEMICAL,HD, HIGH VISCOSITY, QUART SIZE. OATEY #31105 | OATEY CO. 31105 |  | QT | 1 |  | 0
FTGDF110 | Priority Two | ADAPTER, PIPE - PVC, SCH 40, 1/2", SLIP X FEMALE PIPE THREAD. | Per Description |  | EA | 11 |  | 0
FTGDF305 | Priority Two | CAP, PVC - SCH 40, 6", SLIP. | Per Description |  | EA | 11 |  | 0
FTGDF373 | Priority Two | COUPLING, REDUCER - PVC, SCH40, S X S, 1-1/2" X 1". | Per Description |  | EA | 9 |  | 0
FTGDH500 | Priority Two | ELL, PVC - SCH 40, 45 DEGREE, 1/2", SLIP X SLIP. | Per Description |  | EA | 2 |  | 0
FTGDH670 | Priority Two | ELL, PVC - SCH 40, 4", 90 DEGREE, SLIP X SLIP. | Per Description |  | EA | 1 |  | 0
FTGDH835 | Priority Two | TEE, PVC - SCH 40, 1-1/4", SLIP X SLIP X SLIP. | Per Description |  | EA | 1 |  | 0
FTGDK280 | Priority Two | ELL, PVC - SCH 80, 3", 90 DEGREE, SLIP X SLIP. | Per Description |  | EA | 4 |  | 0
FTGDM126 | Priority Two | NIPPLE, PVC - SCH 80, 2" X 4" | Per Description |  | EA | 23 |  | 0
FTGDQ128 | Priority Two | BEND, PVC - SDR26, 22.5 DEGREE, 8", BELL X SPIGOT, SPIGOT TO BE CHAMFERED, BELL END TO BE GASKETED. | Per Description |  | EA | 2 |  | 0
FTGDQ520 | Priority Two | TEE, PVC - SDR26, 6", SANITARY SEWER TEE, BELL X BELL X BELL, ALL BELLS TO BE GASKETED. | Per Description |  | EA | 33 |  | 0
FTGDU010 | Priority Two | TEE, PVC - DR18, 10" X 10" X 6", ALL OUT- LETS TO BE BELLED AND GASKETED, C-900, ALL FITTINGS TO BE INJECTION MOLDED. | Per Description |  | EA | 2 |  | 0
FTGDY225 | Priority Two | RESTRAINER, UNIFLANGE 10", USED TO RESTRAIN PVC DR18 FITTINGS TO 10" C-900 PIPE. | SIGMA PWPF-C10 STAR PRC1210 UNIFLANGE 1360 |  | EA | 2 |  | 0
FTGEE850 | Priority Two | SLEEVE, DUCTILE IRON, 16", MECHANICAL JOINT, 10-MIL EXPOXYLINED, (TO BE SUPPLIED WITHOUT ACCESSORIES), UNION, TYLER, US PIPE, OR EQUAL | Per Description |  | EA | 4 |  | 0
FTGEG908 | Priority Two | REDUCER, DUCTILE 6" X 4", MJ, 40 MIL EPOXY LINED, WITHOUT ACCESSORIES | Per Description |  | EA | 1 |  | 0
HDWCP112 | Priority Two | CLAMP, PIPE, PATCH , 3"X 6", | ROMAC INDUSTRIES SC-35 |  | EA | 1 |  | 0
HDWCP200 | Priority Two | CLAMP, PIPE, 10", REPAIR COUPLING, RANGE 9.70 TO 10.10 X 12" WIDE SMITH-BLAIR #226-100012 | ROCKWELL INTERNATIONAL 226-09100012 SMITH-BLAIR INC. 226-100012 |  | EA | 1 |  | 0
HFIAQ009 | Priority Two | HOSE, FITTING, 1/4? HYD.STRAIGHT, FJIC, 1AA4FJ4, CSU, AEROQUIP ONLY - FOR COMPATIBILITY | AEROQUIP 1AA4FJ4 |  | EA | 1 |  | 0
HFIBI005 | Priority Two | BIBB, HOSE, GARDEN, 3/4" MPT X 3/4" MHT BRASS, MALE PIPE THREAD X MALE HOSE THREAD (SPIGOT). | JONES MANUFACTURING CO. HB75 NIBCO QT54X STERLING PRODUCTS 073-334 |  | EA | 23 |  | 0
HFIGA003 | Priority One | GASKET, AIR LINE COUPLING, NEOPRENE, FOR TYPE HS12, SIZE 3/4 FITTING | Per Description |  | EA | 216 |  | 0
HFINA240 | Priority Two | COUPLING, HOSE, 1/2", BARBED END, NATIONAL SERIES "A", BRASS, | DIXON VALVE & COUPLING 4PS4-B |  | EA | 44 |  | 0
HFINI040 | Priority Two | NIPPLE, HOSE, 1" ID HOSE SIZE X 1" NPT, COMBINATION TYPE, BARBED SHANK X MALE PIPE THREAD, STEEL, | BANDIT E702 DIXON ST-10 MOON 225, 1"HOSE |  | EA | 1 |  | 0
HSEBB110 | Priority Two | COUPLING, HOSE 3" - QUICK DISCONNECT, MALE ADAPTER X HOSE SHANK, ALUMINUM CONSTRUCTION. EVER-TITE PART "E" OR EQUAL. | EVER-TITE E |  | EA | 2 |  | 0
HSEBB175 | Priority Two | COUPLING, HOSE 6" - QUICK DISCONNECT, FEMALE COUPLING X FEMALE THREAD, ALUMINUM CONSTRUCTION. EVER-TITE OR EQUAL | EVER-TITE D |  | EA | 1 |  | 0
HYDBB053 | Priority Two | KIT, TRAFFIC REPAIR, BREAKAWAY FLANGE KIT FOR CLOW 4-1/2" FIRE HYDRANT. FOR CLOW MODEL F-2545. CLOW PART #R-1620652 | CLOW R-1620652 |  | EA | 1 |  | 0
HYDFF040 | Priority Two | KIT, REPAIR MAINTENANCE FIRE HYDRANT WATEROUS WB67 | WATEROUS WB67 |  | EA | 1 |  | 0
HYDFF050 | Priority Two | KIT, REPAIR - FIRE HYDRANT, TRAFFIC KIT, FOR WATEROUS WB67 5", FOR WATEROUS HYDRANTS MANUFACTURED AFTER JUNE, 1980; PART #K528 | WATEROUS WB67 #K528 |  | EA | 1 |  | 0
HYDFF060 | Priority Two | KIT, REPAIR - FIRE HYDRANT, TRAFFIC KIT, FOR WATEROUS WB67 5", FOR WATEROUS HYDRANTS MANUFACTURED PRIOR TO JUNE, 1980; PART #K525 | HYDRANT REPAIR PARTS INC HRPI-S-W528 WATEROUS WB67 #K525 |  | EA | 11 |  | 0
HYDGG212 | Priority Two | KIT, EXTENSION 12" - FOR M&H MODEL #129 FIRE HYDRANT, 5-1/4" VALVE OPENING. | M & H 441129-12" |  | EA | 2 |  | 0
HYDGG223 | Priority Two | KIT, TRAFFIC REPAIR - REPAIR KIT FOR M&H MODEL #129 FIRE HYDRANT, FOR 1996 AND NEWER HYDRANT (4-1/2" VALVE OPENING) | Per Description |  | EA | 3 |  | 0
INDPG318 | Priority Two | GAUGE, PRESSURE, 0-160 PSIG 1/4" NPT, 2-1/2" DIAL, BOTTOM CONNECTED, IC-0942-95 061995, VIBRATION-DAMPENED, WORK CTR 2-1. | ASHCROFT 25-1009AW-02L XLL-XLJ 0/200PSI SWAGELOK PGI-63C-PG160-LAOX WIKA 9833565 |  | EA | 3 |  | 0
METLK010 | Priority Two | TAB, SEALING REPLACEMENT FOR RINGLESS SOCKETS, METER LOCKING DEVICE | INNER-TITE M-0049 |  | EA | 14 |  | 0
MHLAA130 | Priority Two | COUPLING, MANHOLE 12" - PVC COUPLING FOR SDR26 PIPE, PIPE LENGTH MIN 8", COUPLING TO HAVE EXTERIOR EPOXY BONDED AGGREGATE TEXTURIZED TO ADHERE TO THE PVC COUPLING, EXTERIOR AGGREGATE TO PROVIDE BONDING SURFACE FOR GROUTING PURPOSES. | Per Description |  | EA | 2 |  | 0
MHLDB008 | Priority Two | BOWL, DROP, MANHOLE, MARINE GRADE FIBERGLASS W/ WHITE GELCOAT, 18" QUARTER SPHERE W/ 8" OUTLET , TO PROVIDE CONTAINMENT FOR INCOMING MATERIAL *** NO SUBTITUTIES *** | DURAN INC. B8DB |  | EA | 3 |  | 0
MHLFB060 | Priority Two | MANHOLE, FIBERGLASS, 8-FT, W / CENTER CONE & 30" MANWAY. MONOLITHIC CONSTRUCTION W/NON-PIGMENTED FIBERGLASS JOINT. DENSE LAMINATE CONST. WITH 1/2" MIN WALL THICKNESS. O.D. DIA. OF 48". TO WITHSTAND 16,000 PSI DELIVER ON OPEN FLAT BED | Per Description |  | EA | 1 |  | 0
MHLSE004 | Priority Two | WRAPID SEAL, ROLL SHALL BE 12" WIDE X 50 LINEAR FOOT, COLOR - BLACK | CANUSA WS-12-50 |  | RO | 10 |  | 0
MHLSE010 | Priority Two | WRAPID SEAL PRIMER, SHALL BE IN A ONE GALLON CONTAINER, COLOR: SILVER. | Per Description |  | GL | 10 |  | 0
MHLSE012 | Priority Two | WRAPID SEAL CLOSURE, SHALL BE 6" WIDE, COLOR - BLACK, USED TO HOLD IN PLACE WRAPID SEAL MATERIAL (ID #MHL-SE-002), DURING THE HEAT SHRINK PROCESS. | CANUSA CLS-6 |  | EA | 2 |  | 0
MHLSE014 | Priority Two | WRAPID SEAL ENCLOSURE, SHALL BE 12" WIDE, COLOR - BLACK, USED TO HOLD IN PLACE WRAPID SEAL MATERIAL (ID #MHL-SE-004) DURING THE HEAT SHRINK PROCESS | CANUSA CLS-12 |  | EA | 22 |  | 0
MTEHX027 | Priority Two | SEAL, REPLACEMENT, LOCKSEAL - ALUMINUM (SILVER), SEAL IS USED WITH LOCKSEAL ASSEMBLY TO SECURE WING TYPE CURB STOPS HIGHFIELD #93210130 NO SUBSTITUTE WITHOUT PRIOR APPROVAL | HIGHFIELD MANUFACTURING CO. 93210130 |  | EA | 183 |  | 0
PFBAA150 | Priority Two | ADAPTER, FEMALE, 1/2" DIA, SCH 80 PVC, SXT | Per Description |  | EA | 1 |  | 0
PFBAB400 | Priority Two | ADAPTER, MALE, 2" DIA, SCH 80 PVC, SXT | Per Description |  | EA | 8 |  | 0
PFBAB600 | Priority Two | ADAPTER, MALE, 4" DIA, SCH 80 PVC, SXT | Per Description |  | EA | 1 |  | 0
PFBBB255 | Priority Two | BUSHING, REDUCER, 1" DIA X 1/2" DIA, SCH 80 PVC, SXT | Per Description |  | EA | 2 |  | 0
PFBBB407 | Priority Two | BUSHING, REDUCER, 2" DIA X 1" DIA, SCH 80 PVC, SXT | Per Description |  | EA | 9 |  | 0
PFBBC255 | Priority Two | BUSHING, REDUCER, 1" DIA X 1/2" DIA SCH 80 PVC, TXT | Per Description |  | EA | 1 |  | 0
PFBBC256 | Priority Two | BUSHING, REDUCER, 1" DIA X 3/4" DIA SCH 80 PVC, TXT | Per Description |  | EA | 7 |  | 0
PFBCA600 | Priority Two | CAP, 4" DIA SCH 80 PVC, SLIP | Per Description |  | EA | 1 |  | 0
PFBCG300 | Priority Two | COUPLING, 1 1/4" DIA, SCH 80 PVC, SXS | Per Description |  | EA | 2 |  | 0
PFBCG400 | Priority Two | COUPLING, 2" DIA SCH 80 PVC, SXS | Per Description |  | EA | 19 |  | 0
PFBCG500 | Priority Two | COUPLING, 3" DIA SCH 80 PVC, SXS | Per Description |  | EA | 12 |  | 0
PFBCG600 | Priority Two | COUPLING, 4" DIA SCH 80 PVC, SXS | Per Description |  | EA | 1 |  | 0
PFBEA200 | Priority Two | ELBOW, 45 DEGREE, 3/4" DIA, SCH 80 PVC, SXS | Per Description |  | EA | 5 |  | 0
PFBEA250 | Priority Two | ELBOW, 45 DEGREE, 1" DIA, SCH 80 PVC, SXS | Per Description |  | EA | 5 |  | 0
PFBEA400 | Priority Two | ELBOW, 45 DEGREE, 2" DIA, SCH 80 PVC, SXS | Per Description |  | EA | 6 |  | 0
PFBEJ400 | Priority Two | ELBOW, 90 DEGREE, 2" DIA, SCH 80 PVC, SXS | Per Description |  | EA | 6 |  | 0
PFBEJ500 | Priority Two | ELBOW, 90 DEGREE, 3" DIA, SCH 80 PVC, SXS | Per Description |  | EA | 3 |  | 0
PFBEJ600 | Priority Two | ELBOW, 90 DEGREE, 4" DIA, SCH 80 PVC, SXS | Per Description |  | EA | 2 |  | 0
PFBFA350 | Priority Two | FLANGE, 1 1/2" DIA, SCH 80 PVC, BLIND | Per Description |  | EA | 2 |  | 0
PFBFA500 | Priority Two | FLANGE, 3" DIA, SCH 80 PVC, BLIND | Per Description |  | EA | 5 |  | 0
PFBFA600 | Priority Two | FLANGE, 4" DIA, SCH 80 PVC, BLIND | Per Description |  | EA | 4 |  | 0
PFBFC400 | Priority Two | FLANGE, 2" DIA., SLIP, VANSTONE, SCH 80 PVC | Per Description |  | EA | 8 |  | 0
PFBFC500 | Priority Two | FLANGE, 3" DIA, SLIP, VANSTONE SCH 80 PVC, SLIP | Per Description |  | EA | 7 |  | 0
PFBPA150 | Priority Two | PLUG, 1/2" DIA SCH 80 PVC, THREADED | Per Description |  | EA | 1 |  | 0
PFBTC250 | Priority Two | TEE, 1" DIA, SCH 80 PVC, SXSXS | Per Description |  | EA | 4 |  | 0
PFBTC600 | Priority Two | TEE, 4" DIA, SCH 80 PVC, SXSXS | Per Description |  | EA | 1 |  | 0
PFBUA400 | Priority Two | UNION, 2" DIA, SCH 80 PVC, SXS | Per Description |  | EA | 8 |  | 0
PFCAB400 | Priority Two | ADAPTER, MALE, 2" DIA, SCH 80 CPVC, SXT | Per Description |  | EA | 2 |  | 0
PFFCG350 | Priority Two | COUPLING, 1 1/2" DIA, 3M FORGED STEEL, THREADED | Per Description |  | EA | 2 |  | 0
PFFFA600 | Priority Two | FLANGE, 4" DIA, 150# FORGED STEEL, BLIND, | Per Description |  | EA | 4 |  | 0
PFFFA700 | Priority Two | FLANGE, 6" DIA, 150# FORGED STEEL, BLIND | Per Description |  | EA | 2 |  | 0
PFFFJ500 | Priority Two | FLANGE, 3" DIA, 150# CARBON STEEL, THREADED, | Per Description |  | EA | 1 |  | 0
PFFNA112 | Priority Two | NIPPLE, 3/8" DIA X 3" LG SCH 80 BLACK STEEL, THREADED, "A106 GRADE B". | Per Description |  | EA | 10 |  | 0
PFFNA516 | Priority Two | NIPPLE, 3" DIA X 5" LG SCH 80 BLACK STEEL, THREADED, "A106 GRADE B". | Per Description |  | EA | 1 |  | 0
PFFTA200 | Priority Two | TEE, 3/4" DIA, 3000 LB PSI, FORGED STEEL, THREADED | Per Description |  | EA | 8 |  | 0
PFNCG200 | Priority Two | COUPLING, 3/4" DIA 3M FORGED STEEL, SOCKET WELD | Per Description |  | EA | 5 |  | 0
PFNEA250 | Priority Two | ELBOW, 45 DEGREE, 1" DIA, 3M FORGED STEEL, SOCKET WELD | Per Description |  | EA | 1 |  | 0
PFNEA400 | Priority Two | ELBOW, 45 DEGREE, 2" DIA, 3M FORGED STEEL, SOCKET WELD | Per Description |  | EA | 1 |  | 0
PFNEF350 | Priority Two | ELBOW, 90 DEGREE, 1 1/2" DIA, 3M FORGED STEEL, SOCKET WELD | Per Description |  | EA | 5 |  | 0
PFNEF400 | Priority Two | ELBOW, 90 DEGREE, 2" DIA, 3M FORGED STEEL, SOCKET WELD | Per Description |  | EA | 6 |  | 0
PFNFA250 | Priority Two | FLANGE, 1" DIA, 150# FORGED STEEL, SOCKET WELD RAISED FACE | Per Description |  | EA | 1 |  | 0
PFNFA350 | Priority Two | FLANGE, 1 1/2" DIA, 150# CARBON STEEL, SOCKET WELD RAISED FACE | Per Description |  | EA | 3 |  | 0
PFNFA400 | Priority Two | FLANGE, 2" DIA, 150# FORGED STEEL, SOCKET WELD RAISED FACE | Per Description |  | EA | 2 |  | 0
PFNFA450 | Priority Two | FLANGE, 2 1/2" DIA, 150# FORGED STEEL, SOCKET WELD RAISED FACE | Per Description |  | EA | 1 |  | 0
PFNFA600 | Priority Two | FLANGE, 4" DIA, 150# FORGED STEEL, SOCKET WELD RAISED FACE | Per Description |  | EA | 1 |  | 0
PFNFA700 | Priority Two | FLANGE, 6" DIA, 150# CARBON STEEL, SOCKET WELD RAISED FACE | Per Description |  | EA | 6 |  | 0
PFNFB250 | Priority Two | FLANGE, 1" DIA, 300# FORGED STEEL, SOCKET WELD RAISED FACE | Per Description |  | EA | 1 |  | 0
PFNRA206 | Priority Two | REDUCER, 3/4" DIA X 1/2" DIA 3M FORGED STEEL, SOCKET WELD | Per Description |  | EA | 3 |  | 0
PFNRA256 | Priority Two | REDUCER, 1" DIA X 3/4" DIA 3M FORGED STEEL, SOCKET WELD | Per Description |  | EA | 2 |  | 0
PFNRA357 | Priority Two | REDUCER, 1 1/2" DIA X 1" DIA 3M FORGED STEEL, SOCKET WELD | Per Description |  | EA | 1 |  | 0
PFNTA200 | Priority Two | TEE, 3/4" DIA 3M FORGED STEEL, SOCKET WELD | Per Description |  | EA | 1 |  | 0
PFNTA250 | Priority Two | TEE, 1" DIA 3M FORGED STEEL, SOCKET WELD | Per Description |  | EA | 1 |  | 0
PFNUA150 | Priority Two | UNION, 1/2" DIA 3M FORGED STEEL, SOCKET WELD | Per Description |  | EA | 2 |  | 0
PFQBA102 | Priority Two | BUSHING, 3/8" X 1/8" DIA SCH 40 GALVANIZED, THREADED | Per Description |  | EA | 20 |  | 0
PFQBA152 | Priority Two | BUSHING, 1/2" X 1/8" DIA SCH 40 GALVANIZED, THREADED | Per Description |  | EA | 14 |  | 0
PFQBA204 | Priority Two | BUSHING, 3/4" X 3/8" DIA SCH 40 GALVANIZED, THREADED | Per Description |  | EA | 26 |  | 0
PFQBA254 | Priority Two | BUSHING, 1" X 3/8" DIA SCH 40 GALVANIZED, THREADED | Per Description |  | EA | 13 |  | 0
PFQBA256 | Priority Two | BUSHING, 1" X 3/4" DIA SCH 40 GALVANIZED, THREADED | Per Description |  | EA | 38 |  | 0
PFQBA307 | Priority Two | BUSHING, 1 1/4" X 1" DIA SCH 40 GALVANIZED, THREADED | Per Description |  | EA | 12 |  | 0
PFQBA356 | Priority Two | BUSHING, 1 1/2" X 3/4" DIA SCH 40 GALVANIZED, THREADED | Per Description |  | EA | 11 |  | 0
PFQBA407 | Priority Two | BUSHING, 2" X 1" DIA SCH 40 GALVANIZED, THREADED | Per Description |  | EA | 6 |  | 0
PFQCA000 | Priority Two | CAP, 1/8" DIA, MALLEABLE SCH 40 GALVANIZED, THREADED | Per Description |  | EA | 24 |  | 0
PFQCA050 | Priority Two | CAP, 1/4" DIA, MALLEABLE SCH 40 GALVANIZED, THREADED | Per Description |  | EA | 25 |  | 0
PFQEA150 | Priority Two | ELBOW, 45 DEGREE, 1/2" DIA, SCH 40 GALVANIZED, THREADED | Per Description |  | EA | 7 |  | 0
PFQEF300 | Priority Two | ELBOW, 90 DEGREE, 1 1/4" DIA, SCH 40 GALVANIZED, THREADED | Per Description |  | EA | 6 |  | 0
PFQEF350 | Priority Two | ELBOW, 90 DEGREE, 1 1/2" DIA, SCH 40 GALVANIZED, THREADED | Per Description |  | EA | 18 |  | 0
PFQEF400 | Priority Two | ELBOW, 90 DEGREE, 2" DIA, SCH 40 GALVANIZED, THREADED | Per Description |  | EA | 7 |  | 0
PFQEG200 | Priority Two | ELBOW, 90 DEGREE, STREET, 3/4" DIA, SCH 40 GALVANIZED, THREADED | Per Description |  | EA | 5 |  | 0
PFQNA010 | Priority Two | NIPPLE, 1/8" DIA X 2" LG, SCH 40 GALVANIZED, THREADED | Per Description |  | EA | 24 |  | 0
PFQNA011 | Priority Two | NIPPLE, 1/8" DIA X 2 1/2" LG SCH 40 GALVANIZED, THREADED | Per Description |  | EA | 22 |  | 0
PFQNA063 | Priority Two | NIPPLE, 1/4" DIA X 3 1/2" LG SCH 40 GALVANIZED, THREADED | Per Description |  | EA | 14 |  | 0
PFQNA066 | Priority Two | NIPPLE, 1/4" DIA X 5" LG SCH 40 GALVANIZED, THREADED | Per Description |  | EA | 11 |  | 0
PFQNA068 | Priority Two | NIPPLE, 1/4" DIA X 6" LG SCH 40 GALVANIZED, THREADED | Per Description |  | EA | 59 |  | 0
PFQNA164 | Priority Two | NIPPLE, 1/2" DIA X 4" LG SCH 40 GALVANIZED, THREADED | Per Description |  | EA | 18 |  | 0
PFQNA166 | Priority Two | NIPPLE, 1/2" DIA X 5" LG SCH 40 GALVANIZED, THREADED | Per Description |  | EA | 12 |  | 0
PFQNA168 | Priority Two | NIPPLE, 1/2" DIA X 6" LG SCH 40 GALVANIZED, THREADED | Per Description |  | EA | 4 |  | 0
PFQNA216 | Priority Two | NIPPLE, 3/4" DIA X 5" LONG SCH 40 GALVANIZED, THREADED | Per Description |  | EA | 12 |  | 0
PFQNA217 | Priority Two | NIPPLE, 3/4" DIA X 5 1/2" LONG SCH 40 GALVANIZED, THREADED | Per Description |  | EA | 5 |  | 0
PFQNA264 | Priority Two | NIPPLE, 1" DIA X 4" LG SCH 40 GALVANIZED, THREADED | Per Description |  | EA | 11 |  | 0
PFQNA267 | Priority Two | NIPPLE, 1" DIA X 5 1/2" LG SCH 40 GALVANIZED, THREADED | Per Description |  | EA | 4 |  | 0
PFQNA268 | Priority Two | NIPPLE, 1" DIA X 6" LG SCH 40 GALVANIZED, THREADED | Per Description |  | EA | 20 |  | 0
PFQNA301 | Priority Two | NIPPLE, 1 1/4" DIA X CLOSE SCH 40 GALVANIZED, THREADED | Per Description |  | EA | 10 |  | 0
PFQNA310 | Priority Two | NIPPLE, 1 1/4" DIA X 2" LG SCH 40 GALVANIZED, THREADED | Per Description |  | EA | 4 |  | 0
PFQNA318 | Priority Two | NIPPLE, 1 1/4" DIA X 6" LG SCH 40 GALVANIZED, THREADED | Per Description |  | EA | 8 |  | 0
PFQNA360 | Priority Two | NIPPLE, 1 1/2" DIA X 2" LG SCH 40 GALVANIZED, THREADED | Per Description |  | EA | 20 |  | 0
PFQNA361 | Priority Two | NIPPLE, 1 1/2" DIA X 2 1/2" LG SCH 40 GALVANIZED, THREADED | Per Description |  | EA | 12 |  | 0
PFQNA363 | Priority Two | NIPPLE, 1 1/2" DIA X 3 1/2" LG SCH 40 GALVANIZED, THREADED | Per Description |  | EA | 10 |  | 0
PFQNA364 | Priority Two | NIPPLE, 1 1/2" DIA X 4" LG SCH 40 GALVANIZED, THREADED | Per Description |  | EA | 6 |  | 0
PFQNA365 | Priority Two | NIPPLE, 1 1/2" DIA X 4 1/2" LG SCH 40 GALVANIZED, THREADED | Per Description |  | EA | 4 |  | 0
PFQNA367 | Priority Two | NIPPLE, 1 1/2" DIA X 5 1/2" LG SCH 40 GALVANIZED, THREADED | Per Description |  | EA | 7 |  | 0
PFQNA401 | Priority Two | NIPPLE, 2" DIA X CLOSE SCH 40 GALVANIZED, THREADED | Per Description |  | EA | 6 |  | 0
PFQNA412 | Priority Two | NIPPLE, 2" DIA X 3" LG SCH 40 GALVANIZED, THREADED | Per Description |  | EA | 10 |  | 0
PFQNA413 | Priority Two | NIPPLE, 2" DIA X 3 1/2" LG SCH 40 GALVANIZED, THREADED | Per Description |  | EA | 5 |  | 0
PFQNA414 | Priority Two | NIPPLE, 2" DIA X 4" LG SCH 40 GALVANIZED, THREADED | Per Description |  | EA | 4 |  | 0
PFQNA415 | Priority Two | NIPPLE, 2" DIA X 4 1/2" LG SCH 40 GALVANIZED, THREADED | Per Description |  | EA | 10 |  | 0
PFQNA417 | Priority Two | NIPPLE, 2" DIA X 5 1/2" LG SCH 40 GALVANIZED, THREADED | Per Description |  | EA | 5 |  | 0
PFQNA418 | Priority Two | NIPPLE, 2" DIA X 6" LG SCH 40 GALVANIZED, THREADED | Per Description |  | EA | 7 |  | 0
PFQPA400 | Priority Two | PLUG, 2" DIA SCH 40 GALVANIZED, THREADED | Per Description |  | EA | 8 |  | 0
PFQRA253 | Priority Two | REDUCER COUPLING, 1" X 1/4", SCH 40, GALVANIZED, THREADED | Per Description |  | EA | 4 |  | 0
PFQRA255 | Priority Two | REDUCER COUPLING, 1" X 1/2", SCH 40 GALVANIZED, THREADED | Per Description |  | EA | 21 |  | 0
PFQRA356 | Priority Two | REDUCER COUPLING, 1 1/2" X 3/4", SCH 40, GALVANIZED, THREADED, 150 # | Per Description |  | EA | 12 |  | 0
PFQRA407 | Priority Two | REDUCER COUPLING, 2" X 1", SCH 40, GALVANIZED, THREADED | Per Description |  | EA | 11 |  | 0
PFQRA408 | Priority Two | REDUCER COUPLING, 2" X 1 1/4", SCH 40, GALVANIZED, THREADED | Per Description |  | EA | 9 |  | 0
PFQRA460 | Priority Two | REDUCER COUPLING, 2 1/2" X 2", SCH 40, GALVANIZED, THREADED | Per Description |  | EA | 4 |  | 0
PFQTA300 | Priority Two | TEE, 1 1/4" DIA SCH 40 GALVANIZED, THREADED | Per Description |  | EA | 4 |  | 0
PFQTA400 | Priority Two | TEE, 2" DIA SCH 40 GALVANIZED, THREADED | Per Description |  | EA | 3 |  | 0
PFQUA300 | Priority Two | UNION, 1 1/4" DIA, GALVANIZED, THREADED, 150 # SCH 40 | Per Description |  | EA | 9 |  | 0
PFQUA350 | Priority Two | UNION, 1-1/2" DIA, GALVANIZED, 150 # SCH 40 THREADED | Per Description |  | EA | 25 |  | 0
PFQUA400 | Priority Two | UNION, 2" DIA SCH 40 GALVANIZED, THREADED | Per Description |  | EA | 20 |  | 0
PFSBA154 | Priority Two | BUSHING, 1/2" X 3/8" DIA 316 STAINLESS STEEL, SCH 40, THREADED | Per Description |  | EA | 4 |  | 0
PFSBA205 | Priority Two | BUSHING, 3/4" X 1/2",316 STAINLESS STEEL SCH 40, THREADED | Per Description |  | EA | 4 |  | 0
PFSBA255 | Priority Two | BUSHING, 1" X 1/2" DIA 316 STAINLESS STEEL, SCH 40, THREADED | Per Description |  | EA | 1 |  | 0
PFSBA407 | Priority Two | BUSHING, 2" X 1" DIA 316 STAINLESS STEEL, SCH 40, THREADED | Per Description |  | EA | 1 |  | 0
PFSEF200 | Priority Two | ELBOW, 90 DEGREE, 3/4" DIA, 316 STAINLESS STEEL, SCH 40, THREADED | Per Description |  | EA | 11 |  | 0
PFSEF400 | Priority Two | ELBOW, 90 DEGREE, 2" DIA, 316 STAINLESS STEEL, SCH 40, THREADED | Per Description |  | EA | 3 |  | 0
PFSFD400 | Priority Two | FLANGE, 2" DIA, 316 STAINLESS STEEL 150# SCH 40, THREADED, RAISED FACE | Per Description |  | EA | 6 |  | 0
PFSNA260 | Priority Two | NIPPLE, 1" DIA X 2" LG 316 STAINLESS STEEL, SCH 40, THREADED | Per Description |  | EA | 4 |  | 0
PFSNA262 | Priority Two | NIPPLE, 1" DIA X 3" LG 316 STAINLESS STEEL, SCH 40, THREADED | Per Description |  | EA | 1 |  | 0
PFSPB050 | Priority Two | PLUG, SQUARE HEAD, 1/4", 316 STAINLESS STEEL, SCH 40, THREADED | Per Description |  | EA | 1 |  | 0
PFSPB200 | Priority Two | PLUG, SQUARE HEAD, 3/4" DIA 316 STAINLESS STEEL, SCH 40, THREADED | Per Description |  | EA | 1 |  | 0
PFSPB250 | Priority Two | PLUG, SQUARE HEAD, 1" DIA 316 STAINLESS STEEL, SCH 40, THREADED | Per Description |  | EA | 4 |  | 0
PFSTA250 | Priority Two | TEE, 1" DIA 316 STAINLESS STEEL, SCH 40, THREADED | Per Description |  | EA | 1 |  | 0
PFSUA100 | Priority Two | UNION, 1/2", 316 SS, THREADED | Per Description |  | EA | 3 |  | 0
PFSUA400 | Priority Two | UNION, 2" DIA 316 STAINLESS STEEL, SCH 40, THREADED | Per Description |  | EA | 1 |  | 0
PIPSS002 | Priority Two | PIPE, 2", SCH-40, 310 STAINLESS STEEL, 20-FEET SECTIONS, ORDER BY 1 EACH = 20 FEET | SANDVIK BY DESCRIPTION TULL METALS BY DESCRIPTION |  | EA | 1 |  | 0
PIPUH001 | Priority Two | PIPE, 12" X 20' X .375" THICKNESS, ULTRA 600 HARDENED, FOE THE LIMESTONE PNEUMATIC TRANSPORT SYSTEM, A, B, AND C TRAINS | EDGEN MURRAY CORP 12" X 20' ULTRA 600 |  | EA | 4 |  | 0
PMPAD920 | Priority Two | PUMP, SUMP, SUBMERSIBLE -1/2 HP WITH VETICAL SWITCH, 8' CORD MININUM, 115V AC 60 CYCLE, 50 GAL PER MINUTE, ** NO SUBSTITUTE ** | MYERS PUMP MS50PV10 MYERS PUMP MSCI50V20 |  | EA | 10 |  | 0
PPEGV200 | Priority Two | PIPE, GALVANIZED - 2", MIPT X FIPT. 21 FOOT LENGTHS. | Per Description |  | FT | 31 |  | 0
PPEPV030 | Priority One | PIPE, PVC, **EAGLE LOC**, DR18 - 4", 20 FT. LENGTHS, AWWA C-900, CLASS 235, BLUE COLOR ONLY. | JM EAGLE ORDER BY DESCRIPTION |  | FT | 3000 |  | 0
PPEPV050 | Priority One | PIPE, PVC, **EAGLE LOC**, DR18 - 6", 20 FT. LENGTHS, AWWA C-900, CLASS 235, BLUE COLOR ONLY. | JM EAGLE ORDER BY DESCRIPTION |  | FT | 3000 |  | 0
PPEPV070 | #N/A | PIPE, PVC, **EAGLE LOC**, DR18 - 8", 20 FT. LENGTHS, AWWA C-900, CLASS 235, BLUE COLOR ONLY. | JM EAGLE ORDER BY DESCRIPTION |  | FT | 3000 |  | 0
PUMSU020 | Priority Two | PUMP, SUMP, 1/2 HP, 115 VAC, SUBMERSIBLE WITH VERTICAL FLOAT SWITCH & 10' POWER CORD | MYERS PUMP DS50-P1 |  | EA | 17 |  | 0
PUMSU021 | Priority Two | PUMP, SUMP, 115 VAC WITH SIDE FLOAT 10.5 AMP, 60 HZ LITTLE GIANT PUMP CO CAT #511700, MODEL HT-10E-CIA-FS USED AT NS UNIT 3 CONDENSATE HOTWELL TROUGH | LITTLE GIANT HT-10EN-CIA-FS |  | EA | 11 |  | 0
TEMHE017 | Priority Two | HEATER, EDISON SCREW BASE, 120 V, 50 W CHROMALOX P/N SCB-50-253809 | CHROMALOX SCB-50-253809 |  | EA | 2 |  | 0
TLSFF860 | Priority Two | SLING, 1/2" DIAM- ETER WIRE ROPE (7X7X7 GAC CONST.), 4' LENGTH, RINGS ON BOTH ENDS & 1 SLIDING CHOKE HOOK. FITTINGS TO EXCEED CAP. OF SLING, PERMANENTLY ATTACHED METAL TAG WITH LIFTING CAPACITY, VERT. 1.9 TON, CHOKER 1.3 TON, BASKET 3.7 TON | Per Description |  | EA | 2 |  | 0
TLSFF870 | Priority Two | SLING, 1/2" DIAM- ETER WIRE ROPE (7X7X7 GAC CONST.), 6' LENGTH, RINGS ON BOTH ENDS & 1 SLIDING CHOKE HOOK. FITTINGS TO EXCEED CAP. OF SLING, PERMANENTLY ATTACHED METAL TAG WITH LIFTING CAPACITY, VERT. 1.9 TON, CHOKER 1.3 TON, BASKET 3.7 TON | Per Description |  | EA | 1 |  | 0
TLSFF980 | Priority Two | SOCKET, 7/8" - 1/2" DRIVE, 12 POINT | STANLEY - PROTO INDUSTRIAL TOO 5428 |  | EA | 2 |  | 0
TLSQQ537 | Priority Two | ADAPTER NIPPLE (LONG), 1" - FOR COMPRESS ION OR COPPER THREAD OUTLETS, MUELLER PL-2 MACHINE. | MUELLER 507633 |  | EA | 1 |  | 0
TLSUU661 | Priority Two | ADAPTER, 2" - MUELLER CORPORATION COCK ADAPTER FOR FORD MODEL 77 DRILLING MACHINE, WITH GASKETS. | FORD DMA1-7 |  | EA | 3 |  | 0
TLSUU709 | Priority Two | ARBOR, DRILLING MACHINE - ARBOR TO COME COMPLETE WITH PILOT DRILL AND HOLE SAW SPACER. USED ON FORD MODEL 77 DRILLING MACHINE (BORING BAR #DMBB-67). | FORD DMA-67 |  | EA | 2 |  | 0
TUFACB01 | Priority Two | BOLT, 1/4" -20 X 3/4", STAINLESS STEEL, JAMES C WHITE CO (NGS TUBE RACK) | JAMES C. WHITE TB SS-4250x0.75 |  | EA | 28 |  | 0
TUFACN01 | Priority Two | NUT, WING, 1/4"-20, STAINLESS STEEL, (USED ON NSGS TUBE RACK) | JAMES C. WHITE WNSS4250 |  | EA | 33 |  | 0
TUFTC020 | Priority Two | TUBING, COPPER 1/2" OD, .032 WALL X 100' LONG, SOFT COPPER, REFRIGERATION MFG CAN VARY | CERRO COPPER PRODUCTS CO. 38687 GORMAN 0400-540 HALSTEAD K60-1/2" MUELLER KS03100 WOLVERINE RF-12 |  | FT | 37 |  | 0
VALBA016 | Priority Two | VALVE, BALL, 3/8", THREADED, BRONZE, 600 PSI @ 250 DEG F /150 PSI @ 375 DEG F | APOLLO VALVES 70-102 WATTS LFB6080G2 3/8 |  | EA | 16 |  | 0
VALBA020 | Priority Two | VALVE, BALL, 1-1/4", THREADED, BRONZE, 600 PSI @ 250 DEG/150 PSI @ 375 DEG, | APOLLO VALVES 70-106 WATTS REGULATOR B-6000 1 1/4 |  | EA | 3 |  | 0
VALBA105 | Priority Two | VALVE, BALL, CPVC, 2" SCREWED/SLIP ENDS | CHEMTROL U51TB-V-2 |  | EA | 1 |  | 0
VALGL063 | Priority Two | VALVE, GLOBE, 3/4", SOCKETWELD, SA182-F-22 STEEL, 3,558 PSI @ 1000 DEG F, 1,497 PSI @/ 1,100 DEG F, Y-PATTERN, CLASS 3500 | CONVAL 0.75-14G2J-F22 |  | EA | 1 |  | 0
VALPL054 | Priority Two | VALVE, PLUG AND ACTUATOR ASSEMBLY, 1-1/2", XOMOX MOD. TUFLINE 067WCB/316/TFE, SS PLUG, W/EDA100 ACTUATOR, WITHOUT POSITIONER ( NGS - SLURRY FLUSH VALVES - AQCS ) | XOMOX CORP. OBD |  | EA | 3 |  | 0
VALPL100 | Priority Two | VALVE, PLUG 1" LINED, FLANGED ENDS PTFE FOR 95% ACID USE. DURCO T-LINE FIG. T-41, GEAR OPERATED, RATED 210 PSI @ 300 DEG. F. | Per Description |  | EA | 1 |  | 0
VALPN001 | Priority Two | VALVE ASSLY, AIR OPERATED, SIZE 1", TUBE - EPDM-I-150-3, W/ DBL ACTING PNU ACTUATOR, 90 PSI MAX LINE PSI, 2 REED LIMIT SWITCHES FOR OPEN/CLOSE SIGNAL, ASME B-16 SHORT, ANSI 150 FLGS, ( NGS - #1 & #2 SDA SLURRY SHUT OFF) **ITEM REPAIRABLE** | R.F. TECHNOLOGIES BS1 P150-553SYX EPDM or BSI P6 |  | EA | 5 |  | 0
VALSA025 | Priority Two | VALVE, SAFETY, 3/4" FNPT INLET X 1" FNPT OUTLET, STEEL, SET PRESS 3050 PSI, W/LEVER, S/N: TK76090, WITH 3/4" ID X 6" LG, SCH 80, A106 SEAMLESS STUB WELDED ON INLET [STUB INSTALLED BY VENDER] (FOR #2 FWH ON NS UNITS #1 & #2), WORK CTR 1-9 | CONSOLIDATED SAFETY VALVE 19110HCF-2-CC-MS-33-FT-FT-LA |  | EA | 1 |  | 0
VALSL304 | Priority Two | VALVE, SOLENOID, 1/4" NPT, 110 VAC ( NGS - #1 & #2 ELBOW DUCT BURNER SYSTEM ) | CONTROMATICS BMS1N |  | EA | 1 |  | 0
VLPRF007 | Priority Two | TUBE ASSEMBLY, PINCH VALVE , 3", (RF VALVE MOD: BE3-150-3C, S/N U2005), SDA FEED SLURRY PMP DISCH, N01/N02, WORK CTR 1-3 | RF VALVE NR3-150-3C |  | EA | 4 |  | 0
VLVAA850 | Priority Two | VALVE, CHECK, 1-1/4", HORIZONTAL SWING, AWWA BRONZE, RENEWABLE SEAT, 125 WSP/200 WOG, Y-PATTERN, THREADED, FOR POTABLE WATER SERVICE, OR AN APPROVED EQUAL | GRINNELL 3300 NIBCO T-413-B STOCKHAM VALVES AND FITTINGS B-345 WATTS EDP CVY |  | EA | 1 |  | 0
VLVBB180 | Priority Two | VALVE, GATE 20" - CAST IRON BODY, BRONZE MOUNTED, RESILIENT SEAT, MECHANICAL JOINT, NON-RISING STEM, OPEN LEFT W/O ACCESSORIES. APPROVED VALVES ONLY | AFC 2520 M&H 4067-01 |  | EA | 2 |  | 0
VLVBB280 | Priority Two | VALVE, GATE, BRONZE - 3", FIP, 150 PSI CLASS, HANDWHEEL OPERATED, OPEN LEFT, NON-RISING STEM. VALVES MUST BE SUPPLIED PER APPROVED VALVE LIST & SPECIFICATIONS STOCKHAM, NIBCO, HAMMOND, MILWAUKEE OR EQUAL. | HAMMOND IB638 HAMMOND IB646 NIBCO T-133 NIBCO T-136 STOCKHAM VALVES AND FITTINGS B130 STOCKHAM VALVES AND FITTINGS B131 |  | EA | 2 |  | 0
VLVEE110 | Priority Two | VALVE,TAPPING 4",RESILIENT SEATED, PILOT FLANGE X MECHANICAL JOINT, NON-RISING STEM, OPEN LEFT, WITHOUT ACCESSORIES AS PER JEA SPECIFICATIONS ONLY. ONLY APPROVED VALVES WILL BE ACCEPTED. | Per Description |  | EA | 17 |  | 0
VLVEE140 | Priority Two | VALVE,TAPPING 10",RESILIENT SEATED,PILOT FLANGE X MECHANICAL JOINT, NON-RISING STEM, OPEN LEFT, WITHOUT ACCESSORIES. AS PER JEA SPECIFICATIONS ONLY. ONLY APPROVED VALVES WILL BE ACCEPTED. | Per Description |  | EA | 1 |  | 0
VLVEE150 | Priority Two | VALVE,TAPPING 12",RESILIENT SEATED,PILOT FLANGE X MECHANICAL JOINT, NON-RISING STEM, OPEN LEFT, WITHOUT ACCESSORIES. AS PER JEA SPECIFICATIONS ONLY. ONLY APPROVED VALVES WILL BE ACCEPTED. | Per Description |  | EA | 2 |  | 0

## Tab B
004-20 Appendix A - Reponse Workbook for Water and Waste Water Items for JEA Inventory Stock - Tab B
Vendor Name:
Instructions: Only the approved manufacturers and part numbers specified in Column D will be accepted and no substitue products will be allowed. You must quote one of the options in Column D and indicate the item you are bidding by using the drop down box contained in each Cell within Column E. The lead time listed in Column J must be the number of calendar days after receipt of order that JEA will receive the material, not the number of days to ship. This should be as number of days, do not quote a range. Any blanks left on the workbook will be considered to be a "no bid." Your quoted unit price must be listed in Column H. You must take the final amount located in cell I4 and transfer that total one (1) year price to the Appendix A - Response Form. | [7 empty] | Total One (1) Year Proposed Bid Price
0
JEA Item ID | Lead Time Priority Level | Item Description | Mfg Name & Mfg Part Number | Quoted Mfg. & Part Number | UOM | Estimated One (1) Year Usage | Quoted Unit Price | One (1) Year Proposed Bid Price | Lead Time: In Calendar Days After Receipt of Order | Contractual Minimum Order Quantities
ACCFL126 | Priority Two - Inventory | FLANGE PACK, 6", FLANGE FITTINGS, PACK TO INCLUDE FLANGE GASKET, BOLTS & NUTS. GASKET SHALL BE 1/8" THICK FULL FACED RED RUBBER. | Per Description |  | EA | 177 |  | 0
ACCFL138 | Priority Two - Inventory | FLANGE PACK, 8", FLANGE FITTINGS, PACK TO INCLUDE FLANGE GASKET, BOLTS & NUTS. GASKET SHALL BE 1/8" THICK FULL FACED RED RUBBER. | Per Description |  | EA | 132 |  | 0
ACCFL140 | Priority Two - Inventory | FLANGE PACK, 10", FLANGE FITTINGS, PACK TO INCLUDE FLANGE GASKET, BOLTS & NUTS. GASKET SHALL BE 1/8" THICK FULL FACED RED RUBBER. | Per Description |  | EA | 24 |  | 0
ACCMJ000 | Priority Two - Inventory | PACK ACCESSORY, 4", DUCTILE IRON, MJ, INCLUDES: GASKET, GLAND, BOLTS AND NUTS.** SHIP BOXED IN KIT FORM.** | Per Description |  | EA | 29 |  | 0
ACCMJ019 | Priority Two - Inventory | PACK ACCESSORY, 6", DUCTILE IRON, MJ, INCLUDES: GASKET, GLAND, BOLTS AND NUTS. **SHIP BOXED IN KIT FORM.** | Per Description |  | EA | 192 |  | 0
ACCMJ027 | Priority Two - Inventory | PACK ACCESSORY, 8", DUCTILE IRON, MJ, INCLUDES: GASKET, GLAND, BOLTS AND NUTS.** SHIP BOXED IN KIT FORM.** | Per Description |  | EA | 9 |  | 0
ACCMJ035 | Priority Two - Inventory | PACK ACCESSORY, 10", DUCTILE IRON, MJ, INCLUDES: GASKET, GLAND, BOLTS AND NUTS. **SHIP BOXED IN KIT FORM.** | Per Description |  | EA | 3 |  | 0
ACCMJ043 | Priority Two - Inventory | PACK ACCESSORY, 12", DUCTILE IRON, MJ, INCLUDES: GASKET, GLAND, BOLTS AND NUTS.** SHIP BOXED IN KIT FORM.** | Per Description |  | EA | 8 |  | 0
ACCMJ051 | Priority Two - Inventory | PACK ACCESSORY, 3", DUCTILE IRON, MJ, INCLUDES: GASKET, GLAND, BOLTS AND NUTS.**SHIP BOXED IN KIT FORM.** | Per Description |  | EA | 14 |  | 0
ACCMJ062 | Priority Two - Inventory | PACK ACCESSORY, TRANSISTION, 3", DUCTILE IRON, MJ PACK INCLUDES: GASKET, GLAND, BOLTS AND NUTS. **SHIP BOXED IN KIT FORM.** | Per Description |  | EA | 1 |  | 0
ACCMJ074 | Priority Two - Inventory | PACK ACCESSORY, 14", DUCTILE IRON, MJ, INCLUDES: GASKET, GLAND, BOLTS AND NUTS. **SHIP BOXED IN KIT FORM.** | Per Description |  | EA | 4 |  | 0
ACCMJ096 | Priority Two - Inventory | PACK ACCESSORY, 16", DUCTILE IRON, MJ, INCLUDES: GASKET, GLAND, BOLTS (3/4" X 4-1/2") & NUTS. **SHIP BOXED IN KIT FORM.** | Per Description |  | EA | 4 |  | 0
ACCMJ100 | Priority Two - Inventory | PACK ACCESSORY, 18", DUCTILE IRON, MJ, INCLUDES: GASKET, GLAND, BOLTS (3/4" X 4 -1/2") & NUTS. **SHIP BOXED IN KIT.** | Per Description |  | EA | 5 |  | 0
ACCMJ112 | Priority Two - Inventory | PACK ACCESSORY, 20", DUCTILE IRON, MJ, INCLUDES: GASKET, GLAND, BOLTS (3/4" X 4 -1/2") AND NUTS. **SHIP BOXED IN KIT FORM.** | Per Description |  | EA | 2 |  | 0
ACCMJ123 | Priority Two - Inventory | PACK ACCESSORY, 24", DUCTILE IRON, MJ, INCLUDES: GASKET, GLAND, BOLTS (3/4" X 5") & NUTS. **SHIP BOXED IN KIT FORM.** | Per Description |  | EA | 1 |  | 0
ADCPR002 | Priority Two - Inventory | PRIMER, PIPE, PVC & CPVC, CLEAR, TEMPERATURE 0 TO 110 DEGREES, 1 QUART CAN, ASTM F-656, | EZ WELD 21104 IPS P-68 |  | EA | 11 |  | 0
BDMAA125 | Priority One - Inventory | BRICK, COMMON - #2 SOLID RED BRICK, ASTEM-32, SM AND MS GRADE, PRE-STACKED & BANDED FOR FORKLIFT UNLOADING 2-1/4" X 3-1/2" X 7-3/4", SOLID BRICK ONLY, NO CORED BRICK ALLOWED | BORAL #2 SOLID/RED |  | EA | 6924 |  | 0
BDMAA137 | Priority One - Inventory | CEMENT, 94 LB. BAG (PORTLAND CEMENT) | Per Description |  | EA | 726 |  | 0
BDMAA188 | Priority Two - Inventory | SAME AS BDMDD275***CAULK, BUTYL-FLEX, ONE PART BUTYL RUBBER SEALANT. WHITE. MUST MEET FEDERAL SPEC TT-S-001657 (TYPE 1). 10.1 FLUID OZ. TUBE. | DAP 18182 PERMATITE DA11152 |  | EA | 10 |  | 0
BDMAA233 | Priority One - Inventory | HARDENER, CONCRETE, PORTLAND CEMENT QUICK SOLUTION, 5 GALLON PAIL, ANTI-HYDRO OR MAKE SET | Per Description |  | EA | 230 |  | 0
BDMAA241 | Priority One - Inventory | CONCRETE MIX, 60 POUND BAG, COMPRESSIVE STRENGHT OF 4,000 PSI (28 DAY). | QUIKRETE 1101 |  | EA | 1185 |  | 0
BDMAA250 | Priority One - Inventory | LIME, HYDRATED, 50 POUND BAG | Per Description |  | EA | 272 |  | 0
BDMAA262 | Priority Two - Inventory | ROD, CONNECTOR - 3/4", (COUPLER) ZINC PLATED. | Per Description |  | EA | 72 |  | 0
BDMAA274 | Priority Two - Inventory | CORD-SASH, #8, 1/4" - 100 FT HANK, JUBILEE BRAIDED, SYNTHETIC CORD, MAGNOLIA | Per Description |  | EA | 2 |  | 0
BDMCC731 | Priority Two - Inventory | RECTORSEAL, PIPE JOINT COMPOUND, ( 1-PINT CAN ) | Per Description |  | EA | 185 |  | 0
BDMDD260 | Priority Two - Inventory | SEALANT, 3M , MARINE ADH , COLOR WHITE , 10OZ TUBE #5200 ******* NO SUBSTITUTES ******* | 3M 5200 - 051135-06500 |  | EA | 140 |  | 0
BDMEE112 | Priority One - Inventory | STAKE-WOOD, 1" X 2" X 24" #2 PINE, BANDED, 50/PER BUNDLE SINGLE POINT, DOUBLE CUT. **** 1 EACH = BUNDLE OF 50 STAKES. **** | Per Description |  | EA | 200 |  | 0
BDMEE150 | Priority Two - Inventory | FENCE, SAFETY - 4' X 100' ROLLS, SAFETY ORANGE, FENCE SUITABLE FOR PROVIDING VISUAL WARNING AROUND WORK ZONES AND CONSTRUCTION SITES, HIGH DENSITY POLY- ETHYLENE. 100 FT ROLLS | Per Description |  | EA | 8 |  | 0
BDMEE448 | Full Service | ROD, STEEL, ALL THREADED, 5/8" X 12', PLAIN FINISH, B7. * 10-12 FT. LENGTHS ONLY * | Per Description |  | EA | 6 |  | 0
BDMEE460 | Full Service | ROD, STEEL, ALL THREADED, 3/4-10 X 12', PLAIN FINISH ****** 12-FT. LENGTHS ONLY PLEASE******, **** 1 EACH = 12 FOOT PIECE **** | Per Description |  | EA | 521 |  | 0
BDMEE500 | Full Service | SILT SCREEN - 3' X 100' ROLLS, BLACK COLOR, ROLLS TO BE STAKED EVERY 10 FT. WITH 4' STAKES. MUST COMPLY TO CURRENT DOT STANDARDS. (***1 EACH = 1 ROLL.***) | Per Description |  | EA | 11 |  | 0
BDMFF071 | Priority Two - Inventory | TAPE, ALUMINUM FOIL, DUCT TAPE, 7.4 MILS THICK OVERALL WITH 2-MIL DEAD SOFT ALUM- INUM FOIL, PERMANENT HIGH TACK ADHESIVE, 2" WIDTH. 50 FT ROLL. GRAINGER #2W500 | W W GRAINGER 2W500 |  | EA | 21 |  | 0
BDMFF134 | Priority One - Inventory | TAPE, SURVEYING ORANGE FLUORESCENT 1 3/16" X 50 YDS, TAFFETA GRADE | PRESCO TFOG |  | EA | 2400 |  | 0
BFPAA050 | Priority Two - Inventory | PREVENTER BACKFLOW 2", REDUCED PRESSURE TYPE WITH BALL VALVE, BALL VALVE TO BE RESILIENT SEATING IN KEEPING WITH CITY OF JACKSONVILLE SPECIFICATIONS. | AMES TOOLS 4000B RP WILKINS 975-XL2 |  | EA | 77 |  | 0
CHLGG204 | Priority One - Inventory | KIT, ICE MAKER - KIT TO BE USED FOR TAPPING 3/8" - 1-3/8" COPPER TUBING, KIT INCLUDES 25 FT. OF FDA APPROVED 1/4" O.D NON-TOXIC POLYETHYLENE TUBING (120 PSI MIN),SELF-TAPPING SADDLE VALVE W/RUBBER WASHER AND COMPRESSION SLEEVE,TWO BRASS INS | JOHNSTONE SUPPLY B-80516 JOHNSTONE SUPPLY PT25 |  | EA | 318 |  | 0
CLPAA020 | Priority Two - Inventory | CLAMP, 6", CLAMP MUST HAVE TWO BOLT HOLES ON EACH END. CLAMPS TO BE SUPPLIED WITH 3-1/2" BOLTS AND NUTS, NOTE: CLAMPS ARE TO BE ASSEMBLED OR PACKAGED. | Per Description |  | EA | 6 |  | 0
CLPAA030 | Priority Two - Inventory | CLAMP, STELLAR, 8", CLAMP MUST HAVE TWO BOLT HOLES ON EACH END. CLAMPS TO BE SUPPLIED WITH 3 1/2" BOLTS AND NUTS. NOTE: CLAMPS ARE TO BE ASSEMBLED OR PACKAGED | Per Description |  | EA | 7 |  | 0
CLPBB030 | Priority Two - Inventory | CLAMP, BELL JOINT LEAK, 8" | SMITH-BLAIR INC. 274-0905-000 |  | EA | 2 |  | 0
CLPBB050 | Priority Two - Inventory | CLAMP, BELL JOINT LEAK, 12" | SMITH-BLAIR INC. 274-1320-000 |  | EA | 1 |  | 0
CLPBB239 | Priority Two - Inventory | CLAMP, FULL CIRCLE, 3/4" - FULL CIRCUMFERENCE BUNA GASKET WITH RECESSED ARMOUR PLATES, STAINLESS STEEL BAND, DUCTILE LU GS. 1.05 O.D. X 6" LENGTH, OR EQUAL | JCM 111-0105-6 SMITH-BLAIR INC. 244-010506-000 |  | EA | 56 |  | 0
CLPBB257 | Priority Two - Inventory | CLAMP, FULL CIRCLE, 1" - FULL CIRCUMFERENCE, GASKET WITH RECESSED ARMOUR PLATES, STAINLESS STEEL BAND, DUCTILE LUGS, 1.32 O.D. X 6" LENGTH, OR EQUAL | JCM 111-0132-6 SMITH-BLAIR INC. 244-013206-000 |  | EA | 51 |  | 0
CLPBB270 | Priority Two - Inventory | CLAMP, FULL CIRCLE, 1-1/4" - FULL CIRCUMFERENCE GASKET WITH RECESSED ARMOUR PLATES, STAINLESS STEEL BAND, DUCTILE LUGS. 1.66 O.D. X 6" LENGTH , OR EQUAL | JCM 111-0166-6 SMITH-BLAIR INC. 244-016606-000 |  | EA | 39 |  | 0
CLPBB294 | Priority Two - Inventory | CLAMP, FULL CIRCLE, 1-1/2" - FULL CIRCUMFERENCE GASKET WITH RECESSED ARMOUR PLATES, STAINLESS STEEL BAND, DUCTILE LUGS. 1.90 O.D. X 6" LENGTH. | JCM 111-0190-6 SMITH-BLAIR INC. 244-019006-000 |  | EA | 26 |  | 0
CLPBB313 | Priority Two - Inventory | CLAMP, FULL CIRCLE, 2" - FULL CIRCUMFERENCE BUNA GASKET WITH RECESSED ARMOUR PLATES, STAINLESS STEEL BAND, DUCTILE LUGS. 2.38 O.D. X 6" LENGTH, OR EQUAL | JCM 111-0238-6 SMITH-BLAIR INC. 244-023806-000 |  | EA | 37 |  | 0
CLPCC100 | Priority One - Inventory | CLAMP, FULL CIRCLE, 2.35-2.63 X 7-1/2", (NOTE: ALL 7-1/2" CLAMPS MUST HAVE 3 BOLTS MINIMUM) | FORDFLEX F1-263-7.5 SMITH-BLAIR INC. 226-023807-000 |  | EA | 240 |  | 0
CLPCC200 | Priority Two - Inventory | CLAMP, FULL CIRCLE, 2.70-3.00 X 7-1/2", (NOTE: ALL 7-/2" CLAMPS MUST HAVE 3 BOLTS MINIMUM) | FORDFLEX F1-300-7.5 SMITH-BLAIR INC. 226-027507-000 |  | EA | 28 |  | 0
CLPCC300 | Priority Two - Inventory | CLAMP, FULL CIRCLE, 2.97-3.25 X 7-1/2" SMITH-BLAIR, FORDLEX, OR EQUAL (NOTE: ALL 7-1/2" CLAMPS MUST HAVE 3 BOLTS MINIMUM) | FORDFLEX F1-325-7.5 SMITH-BLAIR INC. 226-03007-000 |  | EA | 12 |  | 0
CLPCC400 | Priority Two - Inventory | CLAMP, FULL CIRCLE, 3.46-3.70 X 7-1/2", (NOTE: ALL 7-1/2" CLAMPS MUST HAVE 3 BOLTS MINIMUM) | FORDFLEX F1-370-7.5 SMITH-BLAIR INC. 226-035007-000 |  | EA | 26 |  | 0
CLPCC500 | Priority Two - Inventory | CLAMP, FULL CIRCLE, 3.73-4.00 X 7-1/2", NOTE: ALL 7-1/2" CLAMPS MUST HAVE 3 BOLTS MINIMUM | FORDFLEX F1-400-7.5 SMITH-BLAIR INC. 226-037507-000 |  | EA | 19 |  | 0
CLPCC600 | Priority Two - Inventory | CLAMP, FULL CIRCLE, 3.96-4.25 X 7-1/2", (NOTE: ALL 7-1/2" CLAMPS MUST HAVE 3 BOLTS MINIMUM) | FORDFLEX F1-425-7.5 SMITH-BLAIR INC. 226-040007-000 |  | EA | 21 |  | 0
CLPCC700 | Priority Two - Inventory | CLAMP, FULL CIRCLE, 4.45-4.73 X 7-1/2", (NOTE: ALL 7-1/2" CLAMPS MUST HAVE 3 BOLTS MINIMUM) | FORDFLEX F1-473-7.5 POWERSEAL CORP. MODEL 3121 4X X 8 SMITH-BLAIR INC. 226-045007-000 |  | EA | 28 |  | 0
CLPCC800 | Priority Two - Inventory | CLAMP, FULL CIRCLE, 4.74-5.14 X 7-1/2", (NOTE: ALL 7-1/2" CLAMPS MUST HAVE 3 BOLTS MINIMUM) | FORDFLEX F1-514-7.5 SMITH-BLAIR INC. 226-048007-000 |  | EA | 55 |  | 0
CLPCC850 | Priority Two - Inventory | CLAMP , FULL CIRCLE REPAIR, 4.74 - 5.14 X 15", FOR WATER AND SEWER LINES OF PVC, DI AND CI PIPE, TO BE MADE OF STAINLESS STEEL AND HAVE RUBBER GASKET GLUED TO THE INSIDE, ( NOTE: ALL 15" CLAMPS MUST HAVE MINIMUM OF 4 BOLTS, WASHERS & NUTS) | FORDFLEX F151415 SMITH-BLAIR INC. 226-048015-000 |  | EA | 33 |  | 0
CLPCC900 | Priority Two - Inventory | CLAMP, FULL CIRCLE, 4.95-5.35 X 7-1/2" NOTE: ALL 7-1/2" CLAMPS MUST HAVE 3 BOLTS MINIMUM | FORDFLEX F1-535-7.5 SMITH-BLAIR INC. 226-050007-000 |  | EA | 26 |  | 0
CLPCC950 | Priority Two - Inventory | CLAMP , FULL CIRCLE REPAIR, 6.84 - 7.24 X 15", FOR WATER AND SEWER LINES OF PVC, DI AND CI PIPE, TO BE MADE OF STAINLESS STEEL AND HAVE RUBBER GASKET GLUED TO THE INSIDE, ( NOTE: ALL 15" CLAMPS MUST HAVE MINIMUM OF 4 BOLTS, WASHERS & NUTS) | FORDFLEX F172415 SMITH-BLAIR INC. 226-069015-000 |  | EA | 23 |  | 0
CLPDD000 | Priority Two - Inventory | CLAMP, FULL CIRCLE, 5.22-5.62 (O.D.) X 7-1/2". (NOTE: ALL 7-1/2" CLAMPS MUST HAVE 3 BOLTS MINIMUM) | FORDFLEX F1-562 X 7.5 SMITH-BLAIR INC. 226-052507-000 |  | EA | 8 |  | 0
CLPDD100 | Priority Two - Inventory | CLAMP, FULL CIRCLE, 5.95-6.35 (O.D.) X 7-1/2", (NOTE: ALL 7-1/2" CLAMPS MUST HAVE 3 BOLTS MINIMUM) | FORDFLEX F1-635 X 7.5 POWERSEAL CORP. MODEL 3121 6X X 8 SMITH-BLAIR INC. 226-060007-000 |  | EA | 11 |  | 0
CLPDD200 | Priority Two - Inventory | CLAMP FULL CIRCLE 6" O.D. 6.56-6.96 X 7-1/2" (NOTE: ALL 7-1/2" CLAMPS MUST HAVE 3 BOLTS MINIMUM) | FORDFLEX F1-696-7.5 FORDFLEX F1-696-75 SMITH-BLAIR INC. 226-066307-000 |  | EA | 18 |  | 0
CLPDD300 | Priority Two - Inventory | CLAMP, REPAIR FULL CIRCLE 6" O.D. 6.84- 7.24 X 7-1/2", (NOTE: ALL 7-1/2" CLAMPS MUST HAVE 3 BOLTS MINIMUM) | FORDFLEX F1-724-7.5 SMITH-BLAIR INC. 226-069007-000 |  | EA | 65 |  | 0
CLPDD400 | Priority Two - Inventory | CLAMP, FULL CIRCLE, 7.05-7.45 X 12.5", | FORDFLEX F1-745-12.5 SMITH-BLAIR INC. 226-071012-000 |  | EA | 29 |  | 0
CLPDD700 | Priority Two - Inventory | CLAMP, FULL CIRCLE, 8.54-8.94 (O.D.) X 12.5" | FORDFLEX F1-894-12.5 SMITH-BLAIR INC. 226-086312-000 |  | EA | 18 |  | 0
CLPDD800 | Priority Two - Inventory | CLAMP, FULL CIRCLE, 8.99-9.39 X 12.5", | FORDFLEX F1-939-12.5 SMITH-BLAIR INC. 226-090512-000 |  | EA | 40 |  | 0
CLPDD900 | Priority Two - Inventory | CLAMP, FULL CIRCLE, 9.27-9.67 (O.D.) X 12.5" | FORDFLEX F1-967-12.5 SMITH-BLAIR INC. 226-094012-000 |  | EA | 15 |  | 0
CLPEE000 | Priority Two - Inventory | CLAMP, FULL CIRCLE, 9.70-10.10 (O.D.) X 12.5 | FORDFLEX F1-1010-12.5 SMITH-BLAIR INC. 226-100012-000 |  | EA | 3 |  | 0
CLPEE100 | Priority Two - Inventory | CLAMP, FULL CIRCLE, 10.64-11.04 (O.D.) X 12.5. | FORDFLEX F1-1104-12.5 SMITH-BLAIR INC. 226-107512-000 |  | EA | 4 |  | 0
CLPEE200 | Priority Two - Inventory | CLAMP, FULL CIRCLE, 11.04-11.44 (O.D.) X 12.5 | FORDFLEX F1-1144-12.5 SMITH-BLAIR INC. 226-111012-000 |  | EA | 13 |  | 0
CLPEE400 | Priority Two - Inventory | CLAMP, FULL CIRCLE, 11.75-12.15 (O.D.) X 12.5 | FORDFLEX F1-1215-12.5 SMITH-BLAIR INC. 226-117512-000 |  | EA | 4 |  | 0
CLPEE500 | Priority Two - Inventory | CLAMP, FULL CIRCLE, 12.00 -12.40 (O.D.) X 12.5. | FORDFLEX F1-1240-12.5 SMITH-BLAIR INC. 226-120012-000 |  | EA | 4 |  | 0
CLPEE650 | Priority Two - Inventory | CLAMP, FULL CIRCLE, 12.62-13.02 (O.D.) X 12.5". | FORDFLEX F1-1302-12.5 SMITH-BLAIR INC. 226-127512-000 |  | EA | 4 |  | 0
CLPEE700 | Priority Two - Inventory | CLAMP, FULL CIRCLE, 13.14-13.50 (O.D.) X 12.5" | FORDFLEX F1-1350-12.5 POWERSEAL CORP. TO BE SUPPLIED SMITH-BLAIR INC. 226-132012-000 |  | EA | 17 |  | 0
CLPEE800 | Priority Two - Inventory | CLAMP, FULL CIRCLE, 13.40-13.80 (O.D) X 12.5". | FORDFLEX F1-1380-12.5 SMITH-BLAIR INC. 226-134012-000 |  | EA | 1 |  | 0
CLPEE900 | Priority Two - Inventory | CLAMP, FULL CIRCLE, 15.07-15.82 (O.D.) X 20". | FORDFLEX F2-1582-20 SMITH-BLAIR INC. 228-20150720-000 |  | EA | 3 |  | 0
CLPFF000 | Priority Two - Inventory | CLAMP, FULL CIRCLE, 17.15-17.90 (O.D.) X 20" | FORDFLEX F2-1790-20 SMITH-BLAIR INC. 228-171520-000 |  | EA | 8 |  | 0
CLPFF200 | Priority Two - Inventory | CLAMP, FULL CIRCLE, 21.52-22.27 (O.D.) X 30". | FORDFLEX F2-2227-30 SMITH-BLAIR INC. 228-20215230-000 |  | EA | 5 |  | 0
CLPFF400 | Priority Two - Inventory | CLAMP, FULL CIRCLE - 25.70-26.80 (O.D.) X 30" (MINIMUM), TRIPLE BAND CLAMP. | FORDFLEX F3-2680-30 JCM 102-2580-30 SMITH-BLAIR INC. 228-257030-000 |  | EA | 5 |  | 0
CLPFF500 | Priority Two - Inventory | CLAMP, FULL CIRCLE, 31.70-32.80 (O.D) X 30", ALL STAINLESS STEEL, INCLUDING S/S NUTS AND BOLTS. | FORD F3-3290-30 |  | EA | 2 |  | 0
CLPGG010 | Priority Two - Inventory | CLAMP, REPAIR, HANDI-BAND, 1/2" X 3". *********** NO SUBSTITUTE ************** | JCM 110-0084-3 SMITH-BLAIR INC. 245-008403-000 |  | EA | 44 |  | 0
CLPGG020 | Priority Two - Inventory | CLAMP, REPAIR, HANDI-BAND, 1/2" X 6". | JCM 110-0084-6 SMITH-BLAIR INC. 245-008406-000 |  | EA | 14 |  | 0
CLPGG030 | Priority One - Inventory | CLAMP, REPAIR, HANDI-BAND, 3/4" X 3" *********** NO SUBSTITUTE ************** | JCM 110-0105-3 SMITH-BLAIR INC. 245-010503-000 |  | EA | 342 |  | 0
CLPGG040 | Priority Two - Inventory | CLAMP, REPAIR, HANDI-BAND 3/4" X 6" ********** NO SUBSTITUTE ********** | JCM 110-0105-6 SMITH-BLAIR INC. 245-010506-000 |  | EA | 25 |  | 0
CLPGG050 | Priority One - Inventory | CLAMP, REPAIR, HANDI-BAND, 1" X 3". *********** NO SUBSTITUTE ************** | JCM 110-0132-3 SMITH-BLAIR INC. 245-013203-000 |  | EA | 257 |  | 0
CLPGG060 | Priority Two - Inventory | CLAMP, HANDI-BAND, 1" X 6". *********** NO SUBSTITUTE ************** | JCM 110-0132-6 SMITH-BLAIR INC. 245-013206-000 |  | EA | 24 |  | 0
CLPGG070 | Priority Two - Inventory | CLAMP, HANDI-BAND, 1-1/4" X 3". *********** NO SUBSTITUTE ************** | JCM 110-0166-3 SMITH-BLAIR INC. 245-016603-000 |  | EA | 165 |  | 0
CLPGG080 | Priority Two - Inventory | CLAMP, HANDI-BAND, 1-1/2" X 3". *********** NO SUBSTITUTE ************** | JCM 110-0190-3 SMITH-BLAIR INC. 245-019003-000 |  | EA | 160 |  | 0
CLPGG090 | Priority Two - Inventory | CLAMP, HANDI-BAND, 1-1/2" X 6". *********** NO SUBSTITUTE ************** | JCM 110-0190-6 SMITH-BLAIR INC. 245-019006-000 |  | EA | 15 |  | 0
CLPGG100 | Priority One - Inventory | CLAMP, HANDI-BAND, 2" X 3". *********** NO SUBSTITUTE ************** | JCM 110-0238-3 SMITH-BLAIR INC. 245-00023803-000 |  | EA | 804 |  | 0
CLPGG110 | Priority Two - Inventory | CLAMP, HANDI-BAND, 2" X 6". *********** NO SUBSTITUTE ************** | JCM 110-0238-6 SMITH-BLAIR INC. 245-023806-000 |  | EA | 70 |  | 0
CLPHH010 | Priority Two - Inventory | CLAMP, HOSE (WORM GEAR),#1, 7/32" - 5/8" ALL STAINLESS STEEL. DIXON #MAH-4 | DIXON MAH-4 |  | EA | 9 |  | 0
CLPHH020 | Priority Two - Inventory | CLAMP, HOSE (WORM GEAR),#6, 3/8" - 7/8", ALL STAINLESS STEEL. DIXON #HSS-6 | DIXON HSS-6 |  | EA | 8 |  | 0
CLPHH030 | Priority Two - Inventory | CLAMP, HOSE (WORM GEAR), #8, 7/16" - 1", ALL STAINLESS STEEL. | DIXON HSS-8 |  | EA | 9 |  | 0
CLPHH040 | Priority Two - Inventory | CLAMP, HOSE (WORM GEAR),#10, 9/16" - 1-1/16, ALL STAINELESS STEEL. DIXON #HSS-10 | DIXON HSS-10 |  | EA | 8 |  | 0
CLPHH050 | Priority Two - Inventory | CLAMP, HOSE (WORM GEAR), #16, 11/16"- 1-1/2", ALL STAINLESS STEEL DIXON #HSS-16 | DIXON HSS-16 |  | EA | 2 |  | 0
CLPHH080 | Priority Two - Inventory | CLAMP, HOSE (WORM GEAR, #32, 1-9/16" - 2-1/2" ALL STAINLESS STEEL. DIXON #HSS-32 | DIXON HSS-32 |  | EA | 7 |  | 0
CLPHH090 | Priority Two - Inventory | CLAMP, HOSE (WORM GEAR), #36, 1-13/16" - 2-3/4", ALL STAINLESS STEEL. DIXON #HSS-36 | DIXON HSS-36 |  | EA | 9 |  | 0
CLPHH120 | Priority Two - Inventory | CLAMP, HOSE (WORM GEAR), #96, 3-5/8" - 6-1/2", ALL STAINLESS STEEL. | DIXON HSS-96 |  | EA | 48 |  | 0
CLPHH130 | Priority Two - Inventory | CLAMP, HOSE (WORM GEAR), #104, 4-1/8" - 7", ALL STAINLESS STEEL. DIXON #HSS-104 | DIXON HSS-104 |  | EA | 50 |  | 0
CLPHH140 | Priority One - Inventory | CLAMP, HOSE (WORM GEAR), #128, 5-5/8" - 8-1/2", ALL STAINLESS STEEL. DIXON #HSS-128 | DIXON HSS-128 |  | EA | 225 |  | 0
CLPHH142 | Priority Two - Inventory | CLAMP, HOSE (WORM GEAR), #188, 9-3/8" - 12-1/4", ALL STAINLESS STEEL. DIXON #HSS-188 | DIXON HSS-188 |  | EA | 12 |  | 0
CLPHH147 | Priority Two - Inventory | CLAMP, HOSE, 5" INSIDE DIAMETER ALL CLAMPS TO BE "FAST-LOK" BRAND "K-CLAMPS" ALL CLAMPS MUST BE HEAVY DUTY,STAINLESS STEEL. | DIXON KS-20 FAST-LOK KS-20 |  | EA | 100 |  | 0
CLPHH148 | Priority Two - Inventory | CLAMP, HOSE #KS-28 7" INSIDE DIAMETER ALL CLAMPS TO BE "FAST-LOK" BRAND "K-CLAMPS" ALL CLAMPS MUST BE HEAVY DUTY, STAINLESS STEEL. | FAST-LOK KS-28 |  | EA | 88 |  | 0
CLPJJ600 | Priority Two - Inventory | CLAMP, SERVICE, 1.61-1.92 (O.D.) X 1", COPPER TO COPPER THREAD, SERVICE CLAMP MUST HAVE THE MINIMUM O.D. RANGE NOTED | SMITH-BLAIR INC. 313-019209-000 |  | EA | 12 |  | 0
CLPJJ900 | Priority Two - Inventory | CLAMP, SERVICE, 2.35-2.56 (O.D.) X 1", COPPER TO COPPER THREAD, SERVICE CLAMP MUST HAVE THE MINIMUM O.D. RANGE NOTED | FORD F202 (3.80-4.25) FORD F202-250-CC4-I POWERSEAL CORP. 34132A1CC SMITH-BLAIR INC. 313-025609-000 |  | EA | 99 |  | 0
CLPKK000 | Priority Two - Inventory | CLAMP, SERVICE, 2.38 X 1", BRONZE, COPPER TO COPPER THREAD. | FORD S70-204 MUELLER H-13420 |  | EA | 74 |  | 0
CLPKK500 | Priority Two - Inventory | CLAMP, SERVICE, 2.97-3.54 (O.D.) X 1", COPPER TO COPPER THREAD, SERVICE CLAMP MUST HAVE THE MINIMUM O.D. RANGE NOTED | SMITH-BLAIR INC. 313-035409-000 |  | EA | 14 |  | 0
CLPKK650 | Priority Two - Inventory | CLAMP, SERVICE, 3.74 - 4.55 X 1-1/2",NPT | SMITH-BLAIR INC. 315-000-45512-000 |  | EA | 1 |  | 0
CLPKK900 | Priority Two - Inventory | CLAMP, SERVICE, 3.74-4.13 (O.D.) X 1", COPPER TO COPPER THREAD, SERVICE CLAMP MUST HAVE THE MINIMUM O.D. RANGE NOTED | FORD F202 (3.80-4.25) SMITH-BLAIR INC. 313-041309-000 |  | EA | 62 |  | 0
CLPLL000 | Priority Two - Inventory | CLAMP, SERVICE, 4.50 X 1", BRONZE, COPPER TO COPPER THREAD. MUELLER , CLOW , FORD, OR EQUAL. | CLOW 3401 FORD S70-404 MUELLER H-13428 |  | EA | 5 |  | 0
CLPLL100 | Priority Two - Inventory | CLAMP, SERVICE, 4.74-5.14 (O.D.) X 3/4", COPPER TO COPPER THREAD, SERVICE CLAMP MUST HAVE THE MINIMUM O.D. RANGE NOTED | FORD F202 (4.74-5.26) POWER SEAL 3413-4B x ?CC SMITH BLAIR 313-00051407-000 |  | EA | 3 |  | 0
CLPLL200 | Full Service | CLAMP, SERVICE, 4.74-5.63 (O.D.) X 1", COPPER TO COPPER THREAD, SERVICE CLAMP MUST HAVE THE MINIMUM O.D. RANGE NOTED | FORD F202 (4.74-5.26) POWERSEAL CORP. 34134B1CC SMITH-BLAIR INC. 313-00051409-000 |  | EA | 149 |  | 0
CLPLL400 | Full Service | CLAMP, SERVICE, 4.74-5.14 (O.D.) X 2", COPPER TO COPPER THREAD, SERVICE CLAMP MUST HAVE THE MINIMUM O.D. RANGE NOTED | POWER SEAL 3413-4C x 2CC SMITH-BLAIR INC. 313-051415-000 |  | EA | 21 |  | 0
CLPLL700 | Priority Two - Inventory | CLAMP, SERVICE, 5.94 - 6.70 (O.D.) X 1", COPPER TO COPPER THREAD, SERVICE CLAMP MUST HAVE THE MINIMUM O.D. RANGE NOTED | FORD F202 (5.94-6.69) SMITH-BLAIR INC. 313-66309 |  | EA | 11 |  | 0
CLPMM050 | Priority Two - Inventory | CLAMP, SERVICE, 6.84 - 7.60 (O.D.) X 2", IPT, SERVICE CLAMP MUST HAVE THE MINIMUM O.D. RANGE NOTED | Per Description |  | EA | 2 |  | 0
CLPMM200 | Full Service | CLAMP, SERVICE, 6.84 - 7.60 (O.D.) X 1" COPPER TO COPPER THREAD, SERVICE CLAMP MUST HAVE THE MINIMUM O.D. RANGE NOTED | FORD F202 (6.84-7.60) POWERSEAL CORP. 34136B1CC SMITH-BLAIR INC. 313-076009-000 |  | EA | 386 |  | 0
CLPMM400 | Full Service | CLAMP, SERVICE, 6.84 - 7.60 (O.D.) X 2", COPPER TO COPPER THREAD, SERVICE CLAMP MUST HABE THE MINIMUM O.D. RANGE NOTED | FORD F202 (6.84-7.60) POWERSEAL CORP. 34136B2CC SMITH-BLAIR INC. 313-076015-000 |  | EA | 25 |  | 0
CLPMM475 | Priority Two - Inventory | CLAMP, SERVICE, 8.54 - 10.10 (O.D.) X 2", SS, NPT, SERVICE CLAMP MUST HAVE THE MINIMUM O.D. RANGE NOTED | Per Description |  | EA | 15 |  | 0
CLPMM575 | Priority Two - Inventory | CLAMP, SERVICE, 7.79 - 8.72 (O.D.) X 1", COPPER TO COPPER THREAD, SERVICE CLAMP MUST HAVE THE MINIMUM O.D. RANGE NOTED. | SMITH-BLAIR INC. 13-087209-000 |  | EA | 7 |  | 0
CLPMM700 | Priority Two - Inventory | CLAMP, SERVICE, 8.63 X 1", COPPER TO COPPER THREAD, BRONZE | FORD S70-804 MUELLER H-13433 |  | EA | 2 |  | 0
CLPNN100 | Full Service | CLAMP, SERVICE, 8.54 - 10.10 (O.D.) X 1" COPPER TO COPPER THREAD, SERVICE CLAMP MUST HAVE THE MINIMUM O.D. RANGE NOTED | FORD F202 (4.74-5.26) POWERSEAL CORP. 34138B1CC SMITH-BLAIR INC. 313-00101009-000 |  | EA | 382 |  | 0
CLPNN300 | Full Service | CLAMP, SERVICE, 8.54 - 10.10 (O.D.) X 2" COPPER TO COPPER THREAD, SERVICE CLAMP MUST HAVE THE MINIMUM O.D. RANGE NOTED | POWERSEAL CORP. 34138B2CC SMITH-BLAIR INC. 313-101015-000 |  | EA | 30 |  | 0
CLPNN600 | Full Service | CLAMP, SERVICE, 10.64 - 12.12 (O D) X 1" COPPER TO COPPER THREAD, SERVICE CLAMP MUST HAVE THE MINIMUM O.D. RANGE NOTED | POWERSEAL CORP. 341310B1CC SMITH-BLAIR INC. 313-121209-000 |  | EA | 40 |  | 0
CLPNN800 | Full Service | CLAMP, SERVICE, 10.64 - 12.12(O.D.) X 2" COPPER TO COPPER THREAD, SERVICE CLAMP MUST HAVE THE MINIMUM O.D. RANGE NOTED | SMITH-BLAIR INC. 313-121215-000 |  | EA | 14 |  | 0
CLPPP000 | Full Service | CLAMP, SERVICE, 12.62 - 14.32 (O D) X 1" COPPER TO COPPER THREAD, SERVICE CLAMP MUST HAVE THE MINIMUM O.D. RANGE NOTED | FORD F2021438CC4 POWERSEAL CORP. 341312B1CC SMITH-BLAIR INC. 313-143209-000 |  | EA | 90 |  | 0
CLPPP200 | Full Service | CLAMP, SERVICE, 12.62 - 14.32(O.D.) X 2" COPPER TO COPPER THREAD, SERVICE CLAMP MUST HAVE THE MINIMUM O.D. RANGE NOTED | FORD F2021438CC7 POWERSEAL CORP. 341312B2CC SMITH-BLAIR INC. 313-143215-000 |  | EA | 18 |  | 0
CLPQQ012 | Full Service | CLAMP, SERVICE, 17.40-18.88 (O.D.) X 1", COPPER TO COPPER THREAD, DOUBLE STRAP CARBON STEEL (ELECTRO-GALVANIZED) WITH DI-CHROMATE SEAL, NUTS/WASHERS DI-CHROMATE SEALED | FORD FC2021840CC4 POWERSEAL CORP. 341316A1CC SMITH-BLAIR INC. 313-188809-000 |  | EA | 38 |  | 0
CLPQQ034 | Full Service | CLAMP, SERVICE 17.40-18.88 (O.D.) X 2", COPPER TO COPPER THREAD, DOUBLE STRAP STRAPS-CARBON STEEL (ELECTRO-GALVANIZED) WITH DI-CHROMATE SEAL, NUTS/WASHERS DI-CHROMATE SEALED | SMITH-BLAIR INC. 313-188815-000 |  | EA | 8 |  | 0
CLPQQ045 | Priority Two - Inventory | CLAMP, SERVICE 21.35 - 22.10 (O.D.) X 1" COPPER TO COPPER THREAD, LARGE PIPE O.D. STRAPS (CARBON STEEL MUST HAVE ELECTRO- GALVANIZING), NUTS- CARBON STEEL, WASHERS TO BE HEMISPHERICAL | SMITH-BLAIR INC. 366-221009-000 |  | EA | 1 |  | 0
CLPQQ056 | Priority Two - Inventory | CLAMP, SERVICE, 21.35 - 22.10 (O.D.) X 2", COPPER TO COPPER THREAD, LARGE PIPE O.D. STRAPS (CARBON STEEL WITH ELECTRO- GALVANIZING), NUTS- CARBON STEEL, WASHERS TO BE HEMISPHERICAL | SMITH-BLAIR INC. 366-221015-000 |  | EA | 3 |  | 0
CLPQQ078 | Priority Two - Inventory | CLAMP, SERVICE, 17.40-18.88 (O.D.) X 2", NPT, DOUBLE STRAP, STRAPS-CARBON STEEL (ELECTRO GALVANIZED) WITH DI-CHROMATE SEAL, NUTS AND WASHERS DI-CHROMATE SEALED, SADDLE MUST HAVE MINIMUM O.D. RANGE NOTED. | SMITH-BLAIR INC. 313-188814-000 |  | EA | 1 |  | 0
CLPQQ089 | Priority Two - Inventory | CLAMP, SERVICE, 25.55-26.32 (O.D.) X 2" NPT, TRIPLE STRAP, STRAPS AND NUTS TO BE CARBON STEEL, DUCTILE IRON BODY,SADDLE MUST HAVE MINIMUM O.D. RANGE NOTED. | SMITH-BLAIR INC. 366-263214-000 |  | EA | 1 |  | 0
CLPQQ126 | Priority Two - Inventory | CLAMP , SERVICE 25. 75 TO 25. 85 O.D. RANGE X 1" COPPER TO COPPER THREAD , DOUBLE STRAPS , STRAP-CARBON STEEL. ( ELECTRO-GALVANIZED ) WITH DI-CHROME SEAL , NUTS/WASHERS DI-CHROME. | FORD FC202 (25.60-26.50) JCM 406-2650-09CC SMITH-BLAIR INC. 317-00258009 |  | EA | 1 |  | 0
CLPQQ136 | Priority Two - Inventory | CLAMP, SERVICE 4" X 2" IPT, O.D. 4.74"-5.26" DOUBLE BOLT STAINLESS STEEL BAND, MUST HAVE MINIMUM O.D. RANGE NOTED | FORD FC202 (4.74-5.26) SMITH BLAIR 317-00051414-000 |  | EA | 4 |  | 0
CLPQQ146 | Priority Two - Inventory | CLAMP, SERVICE 6" X 2" IPT, O.D. 6.84"-7.60" DOUBLE BOLT STAINLESS STEEL BAND, MUST HAVE MINIMUM O.D. RANGE NOTED | FORD FC202 (6.84-7.60) SMITH BLAIR 317-00076014-000 |  | EA | 5 |  | 0
CLPQQ156 | Priority Two - Inventory | CLAMP, SERVICE 8" X 2" IPT, O.D. 8.99"-9.79" DOUBLE BOLT STAINLESS STEEL BAND, MUST HAVE MINIMUM O.D. RANGE NOTED | FORD FC202 (8.99-9.79) SMITH BLAIR 317-00101014-000 |  | EA | 5 |  | 0
CLPQQ166 | Priority Two - Inventory | CLAMP, SERVICE 10" X 2" IPT, O.D. 10.75"-11.10" DOUBLE BOLT STAINLESS STEEL BAND, MUST HAVE MINIMUM O.D. RANGE NOTED | FORD FC202 (10.75-11.10) SMITH BLAIR 317-00121214-000 |  | EA | 3 |  | 0
CLPQQ176 | Priority Two - Inventory | CLAMP, SERVICE 12" X 2" IPT, O.D. 12.75"-13.20" DOUBLE BOLT STAINLESS STEEL BAND, MUST HAVE MINIMUM O.D. RANGE NOTED | FORD FC202 (12.75-13.20) SMITH BLAIR 317-00143214-000 |  | EA | 6 |  | 0
CLPQQ186 | Priority Two - Inventory | CLAMP, SERVICE 16" X 2" IPT, O.D. 17.40"-18.40" DOUBLE BOLT STAINLESS STEEL BAND, MUST HAVE MINIMUM O.D. RANGE NOTED | FORD FC202 (17.40-18.40) SMITH BLAIR 317-00178014-000 |  | EA | 4 |  | 0
CLPQQ206 | Priority Two - Inventory | CLAMP, SERVICE 24" X 2" IPT, O.D. 25.60"-26.50" DOUBLE BOLT STAINLESS STEEL BAND, MUST HAVE MINIMUM O.D. RANGE NOTED | FORD FC202 (25.60-26.50) SMITH BLAIR 317-00258014-000 |  | EA | 3 |  | 0
FASAA020 | Full Service | BOLT, EYE 3/4" - OFFSET, NATIONAL COURSE THREAD, 4-1/2" LONG, BOLT MUST MEET ASTM A-242 SPECIFICATIONS FOR MATERIALS, HIGH STRENGTH, CORROSION RESISTANT, 839 BLACK ROLLED STEEL MINIMUM. 50 EACH PER BOX. | Per Description |  | EA | 731 |  | 0
FASCC045 | Full Service | LUG, TIE (DUC), DUCTILE - USED WITH TIE RODS TO RESTRAIN MJ FITTINGS, LUGS MUST ACCEPT 3/4" ALL-THREAD ROD. 72,000 LB. TENSILE STRENGTH (MIN.), 50,000 LB. YIELD STRENGTH (MIN.), APPROVED MANUF. ONLY, *** NO SUBSTITUE*** | ASTRAL CORPORATION S14 ROMAC INDUSTRIES DUCTILE LUG |  | EA | 804 |  | 0
FASCC500 | Priority Two - Inventory | NUT, HEX, 5/8"-11, ZINC PLATED | Per Description |  | EA | 29 |  | 0
FASCC600 | Priority Two - Inventory | NUT, HEX HEAD 3/4", PLAIN, NATIONAL COURSE THREAD (BLACK) | Per Description |  | EA | 170 |  | 0
FASCC700 | Full Service | NUT, HEX HEAD - 3/4"-10, STANDARD GRADE, HEAVY PATTERN, NATIONAL COURSE THREAD (50 OR 100 PER BOX OR BAG) | Per Description |  | EA | 1500 |  | 0
FASCC910 | Full Service | WASHER, FLAT 3/4", ROUND CUT, 1/8" THICK 2" OUTSIDE DIAMETER, USS ZINC PLATED | Per Description |  | EA | 990 |  | 0
FASCC921 | Priority Two - Inventory | WASHER, FLAT, 4" X 4" SQUARE, 1/8" THICK CARBON STEEL WITH 7/8" CENTER HOLE | Per Description |  | EA | 33 |  | 0
FTGAA005 | Priority Two - Inventory | FLANGE, ADAPTER 3", FOR USE WITH DUCTILE IRON PIPE, TO BE SUPPLIED WITH GASKET. | Per Description |  | EA | 2 |  | 0
FTGAA015 | Priority Two - Inventory | FLANGE, ADAPTER 8", FOR USE WITH DUCTILE IRON PIPE, TO BE SUPPLIED WITH GASKET. | Per Description |  | EA | 1 |  | 0
FTGAA200 | Priority Two - Inventory | FLANGE, ADAPTER, 4", FOR USE WITH CAST OR DUCTILE IRON PIPE, TO BE SUPPLIED WITH GASKET. | Per Description |  | EA | 2 |  | 0
FTGAA300 | Priority Two - Inventory | UNIFLANGE, FLANGE, ADAPTER, 6", FOR USE WITH CAST OR DUCTILE IRON PIPE, TO BE SUPPLIED WITH GASKET | UNIFLANGE 200C OR 400C |  | EA | 1 |  | 0
FTGAE030 | Priority Two - Inventory | ADAPTER, BRASS - 2-1/2" FEMALE NATIONAL STANDARD THREAD (FNST) X 2" FEMALE IRON PIPE THREAD (FIPT), RIGID HEXAGON (FIPT 2") X SWIVEL CONNECTION (FNST - 2-1/2") | DESANNO 73 DIXON RSF25F20T SEALFAST K35R25NST2NPT |  | EA | 94 |  | 0
FTGAE040 | Priority Two - Inventory | ADAPTER, BRASS - 2-1/2" MALE NATIONAL STANDARD THREAD (MNST) X 2" FEMALE IRON PIPE THREAD (FIPT). | MOON 356 POWHATTAN U.F.S. 15216-2 |  | EA | 15 |  | 0
FTGAE050 | Priority Two - Inventory | ADAPTER, BRASS - 2-1/2" FEMALE NATIONAL STANDARD THREAD (FNST) X 2" MALE IRON PIPE THREAD (MIPT), SWIVEL CONNECTION (FNST-2-1/2") X RIGID HEXAGON (MIPT-2") | DESANNO 72 DIXON SM25F20T |  | EA | 8 |  | 0
FTGAE115 | Priority Two - Inventory | ADAPTER, BULL HEAD SERVICE 2" FIP INLET: (4) FOUR 1" FIP OUTLETS: | FORD Y11-474-NL |  | EA | 9 |  | 0
FTGAE200 | Priority Two - Inventory | BUSHING, NO LEAD BRASS - 1"CC X 3/4"CC THREAD, BUSHING TO BE USED IN SERVICE SADDLES TO REDUCE DOWN SIZE OF THREAD. | FORD BBAA-43-NL |  | EA | 45 |  | 0
FTGAE250 | Priority Two - Inventory | BUSHING, BRASS - 1-1/2"CC X 1"CC THREAD, BUSHING TO BE USED IN SERVICE SADDLES TO REDUCE DOWN SIZE OF THREAD. | FORD BBAA64 |  | EA | 30 |  | 0
FTGAE300 | Priority Two - Inventory | BUSHING, NO LEAD BRASS - 2"CC X 1-1/2"CC THREAD, BUSHING TO BE USED IN SERVICE SADDLES TO REDUCE DOWN SIZE OF THREAD. FORD OR EQUAL | FORD BBAA-76-NL |  | EA | 12 |  | 0
FTGAE510 | Priority Two - Inventory | BUSHING, PIPE - BRASS, 1/4"MIPT X 1/8" FIPT. | BARNETT BRASS 110-4-20 |  | EA | 3 |  | 0
FTGAE530 | Priority Two - Inventory | BUSHING, PIPE - BRASS, 3/8"MIPT X 1/4" FIPT. | Per Description |  | EA | 5 |  | 0
FTGAE540 | Priority Two - Inventory | BUSHING, PIPE - BRASS, 1/2"MIPT X 1/4" FIPT. | Per Description |  | EA | 12 |  | 0
FTGAE550 | Priority Two - Inventory | BUSHING, PIPE - BRASS, 1/2"MIPT X 3/8" FIPT | Per Description |  | EA | 6 |  | 0
FTGAE560 | Priority Two - Inventory | BUSHING, PIPE - BRASS, 3/4" X 1/4". | Per Description |  | EA | 30 |  | 0
FTGAE570 | Priority Two - Inventory | BUSHING, PIPE - BRASS 3/4" X 3/8". | Per Description |  | EA | 17 |  | 0
FTGAE580 | Priority One - Inventory | BUSHING, PIPE-NO LEAD BRASS, 3/4"MIPT X 1/2"FIPT | MERIT BRASS XNL114 3/4"x1/2" |  | EA | 892 |  | 0
FTGAE590 | Priority One - Inventory | BUSHING, PIPE - NO LEAD BRASS 1"MIPT X 1/2"FIPT. | MERIT BRASS XNL114 1"x1/2" |  | EA | 270 |  | 0
FTGAE600 | Priority One - Inventory | BUSHING, PIPE - NO LEAD BRASS 1"MIPT X 3/4"FIPT. | MERIT BRASS XNL114 1"x3/4" |  | EA | 1190 |  | 0
FTGAE606 | Priority Two - Inventory | BUSHING, PIPE - NO LEAD BRASS 1-1/2" X 3/4". | MERIT BRASS XNL114 1-1/2"x3/4" |  | EA | 30 |  | 0
FTGAE610 | Priority Two - Inventory | BUSHING, METER-NO LEAD BRASS, 2" (MALE) X 1-1/2" (FEMALE), THREADED MALE SIDE TO HAVE A MACHINED SEAT FOR METER INSTALLATION. **** METER BUSHINGS ONLY ---- STANDARD BUSHINGS ARE NOT ACCEPTABLE **** | GRAND HAVEN BRASS 2008 |  | EA | 110 |  | 0
FTGAE620 | Priority Two - Inventory | BUSHING, METER - NO LEAD BRASS, 2-1/2" (MALE) X 2" (FEMALE), THREADED MALE SIDE TO HAVE A MACHINED SEAT FOR METER INSTALLATION. **** METER BUSHINGS ONLY ---- STANDARD BUSHINGS ARE NOT ACCEPTABLE **** | BBIM-77-NL |  | EA | 39 |  | 0
FTGAJ040 | Priority Two - Inventory | COUPLING BRASS 1/2" | Per Description |  | EA | 12 |  | 0
FTGAJ050 | Priority One - Inventory | COUPLING, PIPE - NO LEAD BRASS, 3/4". | MERIT BRASS XNL111 3/4" |  | EA | 482 |  | 0
FTGAJ650 | Priority Two - Inventory | ELL, PIPE - NO LEAD BRASS, 45 DEGREE, 3/4". | MERIT BRASS XNL102 3/4" |  | EA | 39 |  | 0
FTGAJ720 | Priority Two - Inventory | ELL, PIPE - BRASS, 90 DEGREE, 1/4". | Per Description |  | EA | 12 |  | 0
FTGAJ756 | Priority One - Inventory | ELL, PIPE - NO LEAD BRASS, 90 DEGREE, 3/4". | MERIT BRASS XNL101 3/4" |  | EA | 257 |  | 0
FTGAJ782 | Priority Two - Inventory | ELL, PIPE - NO LEAD BRASS, 90 DEGREE, 1-1/2". | MERIT BRASS XNL101 1-1/2" |  | EA | 97 |  | 0
FTGAJ797 | Priority One - Inventory | ELL, PIPE - NO LEAD BRASS, 90 DEGREE, 2". | MERIT BRASS XNL101 2" |  | EA | 240 |  | 0
FTGAJ920 | Priority Two - Inventory | ELL, PIPE - BRASS,STREET,90 DEGREE, 1/4" | Per Description |  | EA | 6 |  | 0
FTGAJ950 | Priority Two - Inventory | ELL, PIPE - BRASS, STREET,90 DEGREE,3/4" | Per Description |  | EA | 130 |  | 0
FTGAL086 | Priority Two - Inventory | NIPPLE, PIPE - NO-LEAD BRASS, 1/4" X CLOSE. | Per Description |  | EA | 10 |  | 0
FTGAL098 | Priority Two - Inventory | NIPPLE, PIPE - NO-LEAD BRASS, 1/4" X 2". | Per Description |  | EA | 8 |  | 0
FTGAL100 | Priority Two - Inventory | NIPPLE, PIPE - NO-LEAD BRASS, 1/4" X 3". | Per Description |  | EA | 12 |  | 0
FTGAL130 | Priority Two - Inventory | NIPPLE, PIPE - NO-LEAD BRASS, 1/4" X 6". | Per Description |  | EA | 4 |  | 0
FTGAL210 | Priority Two - Inventory | NIPPLE, PIPE - NO-LEAD BRASS, 3/8" X CLOSE. | Per Description |  | EA | 4 |  | 0
FTGAL220 | Priority Two - Inventory | NIPPLE, PIPE - NO-LEAD BRASS, 3/8" X 2". | Per Description |  | EA | 2 |  | 0
FTGAL270 | Priority Two - Inventory | NIPPLE, PIPE - NO-LEAD BRASS, 3/8" X 8". | Per Description |  | EA | 2 |  | 0
FTGAL310 | Priority Two - Inventory | NIPPLE, PIPE - NO-LEAD BRASS, 1/2" X CLOSE. | Per Description |  | EA | 37 |  | 0
FTGAL320 | Priority Two - Inventory | NIPPLE, PIPE - NO-LEAD BRASS, 1/2" X 3". | Per Description |  | EA | 52 |  | 0
FTGAL330 | Priority Two - Inventory | NIPPLE, PIPE - NO-LEAD BRASS, 1/2" X 4". | Per Description |  | EA | 1 |  | 0
FTGAL350 | Priority Two - Inventory | NIPPLE, PIPE - NO-LEAD BRASS, 1/2" X 6". | Per Description |  | EA | 11 |  | 0
FTGAL410 | Priority One - Inventory | NIPPLE, PIPE - NO-LEAD BRASS, 3/4" X CLOSE. | Per Description |  | EA | 618 |  | 0
FTGAL420 | Priority One - Inventory | NIPPLE, PIPE - NO-LEAD BRASS, 3/4" X 3". | Per Description |  | EA | 690 |  | 0
FTGAL430 | Priority Two - Inventory | NIPPLE, PIPE - NO-LEAD BRASS, 3/4" X 5". | Per Description |  | EA | 71 |  | 0
FTGAL440 | Priority One - Inventory | NIPPLE, PIPE - NO-LEAD BRASS, 3/4" X 6". | Per Description |  | EA | 249 |  | 0
FTGAL450 | Priority Two - Inventory | NIPPLE, PIPE - NO-LEAD BRASS, 3/4" X 10". | Per Description |  | EA | 78 |  | 0
FTGAL510 | Priority One - Inventory | NIPPLE, PIPE - NO-LEAD BRASS, 1" X CLOSE. | Per Description |  | EA | 458 |  | 0
FTGAL523 | Priority One - Inventory | NIPPLE, PIPE - NO-LEAD BRASS, 1" X 3". | Per Description |  | EA | 507 |  | 0
FTGAL610 | Priority One - Inventory | NIPPLE, PIPE - NO-LEAD BRASS, 1-1/2" X CLOSE. | Per Description |  | EA | 580 |  | 0
FTGAL617 | Priority Two - Inventory | NIPPLE, PIPE - NO-LEAD BRASS, 1-1/2" X 3". | Per Description |  | EA | 116 |  | 0
FTGAL620 | Priority Two - Inventory | NIPPLE, PIPE - NO-LEAD BRASS, 1-1/2" X 4". | Per Description |  | EA | 73 |  | 0
FTGAL639 | Priority One - Inventory | NIPPLE, PIPE - NO-LEAD BRASS, 1-1/2" X 6". | Per Description |  | EA | 202 |  | 0
FTGAL710 | Priority One - Inventory | NIPPLE, PIPE - NO-LEAD BRASS 2" X CLOSE. | Per Description |  | EA | 670 |  | 0
FTGAL720 | Priority One - Inventory | NIPPLE, PIPE - NO-LEAD BRASS, 2" X 4". | Per Description |  | EA | 235 |  | 0
FTGAL730 | Priority One - Inventory | NIPPLE, PIPE - NO-LEAD BRASS, 2" X 6". | Per Description |  | EA | 370 |  | 0
FTGAL740 | Priority One - Inventory | NIPPLE, PIPE - NO-LEAD BRASS, 2" X 12". | Per Description |  | EA | 222 |  | 0
FTGAN510 | Priority Two - Inventory | PLUG, PIPE - BRASS, 1/8". | Per Description |  | EA | 18 |  | 0
FTGAN520 | Priority Two - Inventory | PLUG, PIPE - BRASS, 1/4". | Per Description |  | EA | 52 |  | 0
FTGAN530 | Priority Two - Inventory | PLUG, PIPE - BRASS, 3/8". | Per Description |  | EA | 18 |  | 0
FTGAN540 | Priority Two - Inventory | PLUG, PIPE - BRASS, 1/2". | Per Description |  | EA | 28 |  | 0
FTGAN550 | Priority Two - Inventory | PLUG, PIPE - BRASS, 3/4". | Per Description |  | EA | 39 |  | 0
FTGAN560 | Priority Two - Inventory | PLUG, PIPE - BRASS, 1-1/2". | Per Description |  | EA | 3 |  | 0
FTGAN630 | Priority Two - Inventory | PLUG, MUELLER - BRASS, 1". | Per Description |  | EA | 3 |  | 0
FTGAN660 | Priority Two - Inventory | PLUG, MUELLER - BRASS, 2". | Per Description |  | EA | 11 |  | 0
FTGAR020 | Priority Two - Inventory | TEE, PIPE - NO-LEAD BRASS, 1/4" X 1/4" X 1/4". | Per Description |  | EA | 2 |  | 0
FTGAR050 | Priority Two - Inventory | TEE, PIPE - NO-LEAD BRASS, 3/4" X 3/4" X 3/4". | Per Description |  | EA | 35 |  | 0
FTGAR070 | Priority One - Inventory | TEE, PIPE - NO-LEAD BRASS,1" X 1" X 1" CTS | FORD T444-444 |  | EA | 475 |  | 0
FTGAT120 | Full Service | BEND, DUCTILE IRON, 6", 11-1/4 DEGREE, MECHANICAL JOINT.(TO BE SUPPLIED WITHOUT ACCESSORIES). | Per Description |  | EA | 7 |  | 0
FTGAT130 | Full Service | BEND, DUCTILE IRON, 8", 11-1/4 DEGREE, MECHANICAL JOINT.(TO BE SUPPLIED WITHOUT ACCESSORIES). | Per Description |  | EA | 6 |  | 0
FTGAT150 | Full Service | BEND, DUCTILE IRON, 12", 11-1/4 DEGREE, MECHANICAL JOINT.(TO BE SUPPLIED WITHOUT ACCESSORIES). | Per Description |  | EA | 3 |  | 0
FTGAT220 | Full Service | BEND, DUCTILE IRON, 6", 22-1/2 DEGREE, MECHANICAL JOINT. (TO BE SUPPLIED WITHOUT ACCESSORIES). | Per Description |  | EA | 11 |  | 0
FTGAT230 | Full Service | BEND, DUCTILE IRON, 8", 22-1/2 DEGREE, MECHANICAL JOINT.(TO BE SUPPLIED WITHOUT ACCESSORIES). | Per Description |  | EA | 6 |  | 0
FTGAT260 | Full Service | BEND, DUCTILE IRON, 14", 22-1/2 DEGREE, MECHANICAL JOINT, EPOXYLINED TO BE SUPPLIED WITHOUT ACCESSORIES | Per Description |  | EA | 1 |  | 0
FTGAT310 | Full Service | BEND, DUCTILE IRON, 4", 45 DEGREE, MECHANICAL JOINT.(TO BE SUPPLIED WITHOUT ACCESSORIES). | Per Description |  | EA | 13 |  | 0
FTGAT320 | Full Service | BEND, DUCTILE IRON, 6", 45 DEGREE, MECHANICAL JOINT.(TO BE SUPPLIED WITHOUT ACCESSORIES). | Per Description |  | EA | 52 |  | 0
FTGAT330 | Full Service | BEND, DUCTILE IRON, 8", 45 DEGREE, MECHANCIAL JOINT, WITHOUT ACCESSORIES. | Per Description |  | EA | 54 |  | 0
FTGAT350 | Full Service | BEND, DUCTILE IRON, 12", 45 DEGREE, MECHANICAL JOINT,WITHOUT ACCESSORIES. | Per Description |  | EA | 11 |  | 0
FTGAT360 | Priority Two - Inventory | BEND, DUCTILE IRON, 14", 45 DEGREE, MECHANICAL JOINT, EPOXYLINED, WITHOUT ACCESSORIES | Per Description |  | EA | 1 |  | 0
FTGAT395 | Priority Two - Inventory | BEND, DUCTILE IRON, 3", 90 DEGREE, MECHANICAL JOINT.(TO BE SUPPLIED WITHOUT ACCESSORIES). | Per Description |  | EA | 32 |  | 0
FTGAT400 | Priority Two - Inventory | BEND, DUCTILE IRON, 3", 90 DEGREE, FLANGED. | STAR PIPE PRODUCTS ORDER BY DESCRIPTION TYLER PIPE ORDER BY DESCRIPTION U.S. PIPE ORDER BY DESCRIPTION |  | EA | 89 |  | 0
FTGAT410 | Full Service | BEND, DUCTILE IRON, 4", 90 DEGREE, MECHANICAL JOINT.(TO BE SUPPLIED WITHOUT ACCESSORIES). | Per Description |  | EA | 42 |  | 0
FTGAT415 | Full Service | BEND, DUCTILE IRON, 4", 90 DEGREE, FLANGED. | STAR PIPE PRODUCTS ORDER BY DESCRIPTION TYLER PIPE ORDER BY DESCRIPTION U.S. PIPE ORDER BY DESCRIPTION |  | EA | 54 |  | 0
FTGAT420 | Full Service | BEND, DUCTILE IRON, 6", 90 DEGREE, MECHANICAL JOINT.(TO BE SUPPLIED WITHOUT ACCESSORIES). | Per Description |  | EA | 95 |  | 0
FTGAT425 | Full Service | BEND, DUCTILE IRON, 6", 90 DEGREE, FLANGED. | Per Description |  | EA | 29 |  | 0
FTGAT430 | Full Service | BEND, DUCTILE IRON, 8", 90 DEGREE, MECHANICAL JOINT.(TO BE SUPPLIED WITHOUT ACCESSORIES). | Per Description |  | EA | 45 |  | 0
FTGAT435 | Full Service | BEND, DUCTILE IRON, 8", 90 DEGREE, FLANGED. | Per Description |  | EA | 26 |  | 0
FTGAT440 | Full Service | BEND, DUCTILE IRON, 10", 90 DEGREE, MECHANICAL JOINT.(TO BE SUPPLIED WITHOUT ACCESSORIES). | Per Description |  | EA | 3 |  | 0
FTGAT445 | Full Service | BEND, DUCTILE IRON, 10", 90 DEGREE, FLANGED. | Per Description |  | EA | 5 |  | 0
FTGAT450 | Full Service | BEND, DUCTILE IRON, 12", 90 DEGREE, MECHANICAL JOINT (TO BE SUPPLIED WITHOUT ACCESSORIES). | Per Description |  | EA | 24 |  | 0
FTGAT604 | Priority Two - Inventory | BEND, DUCTILE IRON, 8", 22-1/2 DEGREE, MECHANICAL JOINT, 40-MIL EPOXYLINED, WITHOUT ACCESSORIES. | Per Description |  | EA | 4 |  | 0
FTGAT630 | Priority Two - Inventory | BEND, DUCTILE IRON, 4", 45 DEGREE, MECHANICAL JOINT, 40-MIL EPOXYLINED, WITHOUT ACCESSORIES. | Per Description |  | EA | 11 |  | 0
FTGAT632 | Priority Two - Inventory | BEND, DUCTILE IRON, 6", 45 DEGREE, MECHANICAL JOINT, 40-MIL EPOXYLINED, WITHOUT ACCESSORIES | Per Description |  | EA | 14 |  | 0
FTGAT634 | Priority Two - Inventory | BEND, DUCTILE IRON, 8", 45 DEGREE, MECHANICAL JOINT, 40-MIL EPOXYLINED, WITHOUT ACCESSORIES. | Per Description |  | EA | 7 |  | 0
FTGAT636 | Priority Two - Inventory | BEND, DUCTILE IRON, 10", 45 DEGREE, MECHANICAL JOINT, 40-MIL EPOXYLINED, WITHOUT ACCESSORIES. | Per Description |  | EA | 1 |  | 0
FTGAT638 | Priority Two - Inventory | BEND, DUCTILE IRON, 12", 45 DEGREE, MECHANICAL JOINT, 40-MIL EPOXYLINED,WITHOUT ACCESSORIES | Per Description |  | EA | 6 |  | 0
FTGAT662 | Priority Two - Inventory | BEND, DUCTILE IRON, 6", 90 DEGREE, MECHANICAL JOINT, 40-MIL EPOXYLINED, WITHOUT ACCESSORIES. | Per Description |  | EA | 7 |  | 0
FTGAT668 | Priority Two - Inventory | BEND, DUCTILE IRON, 12", 90 DEGREE, MECHANICAL JOINT, 40-MIL EPOXYLINED, WITHOUT ACCESSORIES. | Per Description |  | EA | 1 |  | 0
FTGAT772 | Priority Two - Inventory | BEND, DUCTILE IRON, 14", 90 DEGREE, MECHANICAL JOINT, 40-MIL EPOXYLINED, WITHOUT ACCESSORIES | Per Description |  | EA | 1 |  | 0
FTGAV020 | Full Service | CAP, DUCTILE IRON, 6", MECHANICAL JOINT. (TO BE SUPPLIED WITHOUT ACCESSORIES). | Per Description |  | EA | 5 |  | 0
FTGAV030 | Full Service | CAP, DUCTILE IRON, 8", MECHANICAL JOINT. (TO BE SUPPLIED WITHOUT ACCESSORIES). | Per Description |  | EA | 4 |  | 0
FTGBB262 | Priority Two - Inventory | FLANGE, THREADED,REDUCING, 7-1/2" FLANGE WITH A 2" THREADED TAP, 125 LB. CLASS, 4-HOLE, CAST/DUCTILE, MUST MEET ANSI AND ASTM. (FLANGE FOR 3" PIPE WITH A 2" THREADED TAP) | GRINNELL 1016 SMITH COOPER 17RT1020074 STOCKHAM VALVES AND FITTINGS 491 |  | EA | 1 |  | 0
FTGBB287 | Priority Two - Inventory | FLANGE, THREADED, REDUCING, 9" FLANGE WIAH A 2" THREADED TAP, 125 LB. CLASS, 8-HOLE, CAST/DUCTILE, MUST MEET ANSI & ASTM. (FLANGE FOR 4" PIPE WITH A 2" THREADED TAP) | SMITH-COOPER INTERNATIONAL 18RT1020090 STOCKHAM VALVES AND FITTINGS 491 |  | EA | 1 |  | 0
FTGBD030 | Full Service | OFFSET, DUCTILE IRON, MECHANICAL JOINT, 6", W/12" DROP, FULL BODY, WITHOUT ACCESSORIES. | Per Description |  | EA | 4 |  | 0
FTGBD040 | Full Service | OFFSET, DUCTILE IRON, MECHANICAL JOINT, 6", W/18" DROP, FULL BODY, WITHOUT ACCESSORIES. | Per Description |  | EA | 14 |  | 0
FTGBD050 | Full Service | OFFSET, DUCTILE IRON, MECHANICAL JOINT, 8", W/12" DROP, FULL BODY, WITHOUT ACCESSORIES. | Per Description |  | EA | 3 |  | 0
FTGBD060 | Full Service | OFFSET, CAST IRON, MECHANICAL JOINT, 8", W/18" DROP, FULL BODY, DUCTILE IRON, WITHOUT ACCESSORIES. | Per Description |  | EA | 4 |  | 0
FTGBD100 | Full Service | OFFSET, DUCTILE IRON, MECHANICAL JOINT, 12", W/18"DROP, FULL BODY, WITHOUT ACCESSORIES. | Per Description |  | EA | 12 |  | 0
FTGBF007 | Full Service | PLUG, DUCTILE IRON, 3" TAPPED 2", MJ. | Per Description |  | EA | 11 |  | 0
FTGBF010 | Full Service | PLUG, DUCTILE IRON, MECHANICAL JOINT, 4" WITHOUT ACCESSORIES. | Per Description |  | EA | 12 |  | 0
FTGBF030 | Full Service | PLUG, DUCTILE IRON, MECHANICAL JOINT, 4" TAPPED 2",WITHOUT ACCESSORIES. | Per Description |  | EA | 35 |  | 0
FTGBF040 | Full Service | PLUG, DUCTILE IRON, MECHANICAL JOINT, 6" WITHOUT ACCESSORIES. | Per Description |  | EA | 11 |  | 0
FTGBF070 | Full Service | PLUG, DUCTILE IRON, MECHANICAL JOINT, 6" TAPPED 2", WITHOUT ACCESSORIES. | Per Description |  | EA | 43 |  | 0
FTGBF080 | Full Service | PLUG, DUCTILE IRON, MECHANCIAL JOINT, 8" WITHOUT ACCESSORIES. | Per Description |  | EA | 10 |  | 0
FTGBF090 | Full Service | PLUG, DUCTILE IRON, MECHANICAL JOINT, 8" TAPPED 2", WITHOUT ACCESSORIES. | Per Description |  | EA | 19 |  | 0
FTGBF130 | Full Service | PLUG, DUCTILE IRON, MECHANICAL JOINT,10" TAPPED 2", WITHOUT ACCESSORIES. | Per Description |  | EA | 4 |  | 0
FTGBF160 | Full Service | PLUG, DUCTILE IRON, MECHANICAL JOINT,12" TAPPED 2". WITHOUT ACCESSORIES. | Per Description |  | EA | 3 |  | 0
FTGBH000 | Full Service | REDUCER, DUCTILE IRON, MECHANICAL JOINT, 4" X 3", WITHOUT ACCESSORIES. | Per Description |  | EA | 12 |  | 0
FTGBH010 | Full Service | REDUCER, DUCTILE IRON, MECHANICAL JOINT, 6" X 4", WITHOUT ACCESSORIES. | Per Description |  | EA | 8 |  | 0
FTGBH020 | Full Service | REDUCER, DUCTILE IRON, MECHANICAL JOINT, 8" X 4", WITHOUT ACCESSORIES. | Per Description |  | EA | 5 |  | 0
FTGBH030 | Full Service | REDUCER, DUCTILE IRON, MECHANICAL JOINT, 8" X 6", WITHOUT ACCESSORIES. | Per Description |  | EA | 10 |  | 0
FTGBH060 | Full Service | REDUCER, DUCTILE IRON, MECHANICAL JOINT, 10" X 8",WITHOUT ACCESSORIES. | Per Description |  | EA | 1 |  | 0
FTGBH070 | Priority Two - Inventory | REDUCER, DUCTILE IRON, MECHANICAL JOINT, 12" X 4", EXPOXYLINED, WITHOUT ACCESSORIES | Per Description |  | EA | 1 |  | 0
FTGBH075 | Priority Two - Inventory | REDUCER, DUCTILE IRON, MECHANICAL JOINT, 12" X 6", EXPOXYLINED, WITHOUT ACCESSORIES | Per Description |  | EA | 1 |  | 0
FTGBH085 | Priority Two - Inventory | REDUCER, DUCTILE IRON, MECHANICAL JOINT, 12" X 8", EXPOXYLINED, WITHOUT ACCESSORIES | Per Description |  | EA | 1 |  | 0
FTGBH095 | Priority Two - Inventory | REDUCER, DUCTILE IRON, MECHANICAL JOINT, 12" X 10", EXPOXYLINED, WITHOUT ACCESSORIES | Per Description |  | EA | 1 |  | 0
FTGBH100 | Full Service | REDUCER, DUCTILE IRON, MECHANICAL JOINT, 12" X 10", WITHOUT ACCESSORIES. | Per Description |  | EA | 1 |  | 0
FTGBH105 | Priority Two - Inventory | REDUCER, DUCTILE IRON, MECHANICAL JOINT, 14" X 12", EXPOXYLINED, WITHOUT ACCESSORIES | Per Description |  | EA | 1 |  | 0
FTGBH205 | Priority Two - Inventory | SPOOL, DUCTILE IRON, FLANGED X FLANGED, 8" X 3 FOOT. | Per Description |  | EA | 1 |  | 0
FTGBK003 | Full Service | SLEEVE, DUCTILE IRON, MECHANICAL JOINT, 3", SHORT PATTERN, WITHOUT ACCESSORIES DOMESTIC ORIGIN CASTINGS ONLY. UNION, TYLER, U.S. PIPE, OR EQUAL. | STAR PIPE PRODUCTS ORDER BY DESCRIPTION TYLER PIPE ORDER BY DESCRIPTION U.S. PIPE ORDER BY DESCRIPTION |  | EA | 28 |  | 0
FTGBK010 | Full Service | SLEEVE, DUCTILE IRON, MECHANICAL JOINT, 4", SHORT PATTERN, WITHOUT ACCESSORIES | STAR PIPE PRODUCTS ORDER BY DESCRIPTION TYLER PIPE ORDER BY DESCRIPTION U.S. PIPE ORDER BY DESCRIPTION |  | EA | 30 |  | 0
FTGBK015 | Full Service | SLEEVE, DUCTILE IRON, MECHANICAL JOINT, 4", 12 LONG PATTERN, WITHOUT ACCESSORIES. | STAR PIPE PRODUCTS Description TYLER PIPE Description US PIPE Description |  | EA | 3 |  | 0
FTGBK021 | Full Service | SLEEVE, DUCTILE IRON, 4", "GROUND DOWN". SHORT PATTERN, STANDARD MJ SLEEVE AND ONE (1) ACCESSORY PACK TO BE "GROUND DOWN" TO AN ID OF 5.25". THE OTHER END OF SLEEVE WILL REMAIN STANDARD. ** SHIP ASSEMBLED ** | STAR ORDER BY DESCRIPTION TYLER PIPE ORDER BY DESCRIPTION U.S. PIPE ORDER BY DESCRIPTION |  | EA | 3 |  | 0
FTGBK025 | Full Service | SLEEVE, DUCTILE IRON, 4", "GROUND DOWN". 12 LONG PATTERN, STANDARD MJ SLEEVE AND ONE (1) ACCESSORY | STAR PIPE PRODUCTS Description TYLER PIPE Description US PIPE Description |  | EA | 1 |  | 0
FTGBK030 | Full Service | SLEEVE, DUCTILE IRON, MECHANICAL JOINT, 6", SHORT PATTERN, WITHOUT ACCESSORIES. | STAR PIPE PRODUCTS ORDER BY DESCRIPTION TYLER PIPE ORDER BY DESCRIPTION U.S. PIPE ORDER BY DESCRIPTION |  | EA | 27 |  | 0
FTGBK035 | Full Service | SLEEVE, DUCTILE IRON, MECHANICAL JOINT, 6", 12 LONG PATTERN, WITHOUT ACCESSORIES. | STAR PIPE PRODUCTS Description TYLER PIPE Description US PIPE Description |  | EA | 10 |  | 0
FTGBK042 | Full Service | SLEEVE, DUCTILE IRON, 6","GROUND DOWN". 12 LONG PATTERN, STANDARD MJ NE (1) ACCESSORY | STAR PIPE PRODUCTS ORDER BY DESCRIPTION TYLER PIPE ORDER BY DESCRIPTION U.S. PIPE ORDER BY DESCRIPTION |  | EA | 7 |  | 0
FTGBK045 | Full Service | SLEEVE, 6" DUCTILE IRON, GROUND DOWN, SHORT PATTERN, STANDARD MJ SLEEVE AND (1) ACCESSORY PACK TO BE "GROUND DOWN" TO AN ID OF 7.40" ONE END OF A STANDARD SLEEVE AND THE OTHER END WILL REMAIN STANDARD. ** SHIP ASSEMBLED. ** | M & H 446753 STAR PIPE PRODUCTS ORDER BY DESCRIPTION TYLER PIPE ORDER BY DESCRIPTION U.S. PIPE ORDER BY DESCRIPTION |  | EA | 7 |  | 0
FTGBK050 | Full Service | SLEEVE, DUCTILE IRON, MECHANICAL JOINT, 8", SHORT PATTERN, WITHOUT ACCESSORIES. | STAR PIPE PRODUCTS ORDER BY DESCRIPTION TYLER PIPE ORDER BY DESCRIPTION U.S. PIPE ORDER BY DESCRIPTION |  | EA | 20 |  | 0
FTGBK052 | Full Service | SLEEVE, DUCTILE IRON, MECHANICAL JOINT, 8", 12 LONG PATTERN, WITHOUT ACCESSORIES | STAR PIPE PRODUCTS Description TYLER PIPE Description US PIPE Description |  | EA | 15 |  | 0
FTGBK061 | Full Service | SLEEVE, DUCTILE IRON, MECHANICAL JOINT, 10", 12" LONG PATTERN, WITHOUT ACCESSORIES. | STAR PIPE PRODUCTS ORDER BY DESCRIPTION TYLER PIPE ORDER BY DESCRIPTION U.S. PIPE ORDER BY DESCRIPTION |  | EA | 7 |  | 0
FTGBK071 | Full Service | SLEEVE, DUCTILE IRON, MECHANICAL JOINT, 12", 12 LONG PATTERN, WITHOUT ACCESSORIES. | STAR PIPE PRODUCTS ORDER BY DESCRIPTION TYLER PIPE ORDER BY DESCRIPTION U.S. PIPE ORDER BY DESCRIPTION |  | EA | 23 |  | 0
FTGBK075 | Full Service | SLEEVE, DUCTILE IRON, 12","GROUND DOWN". 12 LONG PATTERN, STANDARD MJ SLEEVE AND ONE (1) ACCESSORY PACK TO BE "GROUND DOWN" TO AN ID OF 13.70". THE OTHER END OF THE SLEEVE WILL REMAIN STANDARD. ** SHIP ASSEMBLED**. | STAR PIPE PRODUCTS ORDER BY DESCRIPTION TYLER PIPE ORDER BY DESCRIPTION U.S. PIPE ORDER BY DESCRIPTION |  | EA | 5 |  | 0
FTGBK085 | Full Service | SLEEVE, DUCTILE IRON, 14","GROUND DOWN". 15? LONG PATTERN, STANDARD MJ SLEEVE AND ONE (1) ACCESSORY | STAR PIPE PRODUCTS ORDER BY DESCRIPTION TYLER PIPE ORDER BY DESCRIPTION U.S. PIPE ORDER BY DESCRIPTION |  | EA | 1 |  | 0
FTGBK090 | Full Service | SLEEVE, DUCTILE IRON, MECHANICAL JOINT, 16", 15" LONG PATTERN, WITHOUT ACCESSORIES. | STAR PIPE PRODUCTS ORDER BY DESCRIPTION TYLER PIPE ORDER BY DESCRIPTION U.S. PIPE ORDER BY DESCRIPTION |  | EA | 17 |  | 0
FTGBK095 | Full Service | SLEEVE, DUCTILE IRON, 16","GROUND DOWN". 15? LONG PATTERN STANDARD MJ SLEEVE AND ONE (1) ACCESSORY | STAR PIPE PRODUCTS ORDER BY DESCRIPTION TYLER PIPE ORDER BY DESCRIPTION U.S. PIPE ORDER BY DESCRIPTION |  | EA | 1 |  | 0
FTGBK100 | Full Service | SLEEVE, CAST IRON, MECHANICAL JOINT, 18", 15" LONG PATTERN, WITHOUT ACCESSORIES. | STAR PIPE PRODUCTS ORDER BY DESCRIPTION TYLER PIPE ORDER BY DESCRIPTION U.S. PIPE ORDER BY DESCRIPTION |  | EA | 4 |  | 0
FTGBK110 | Full Service | SLEEVE, CAST IRON, MECHANICAL JOINT, 20", 15" LONG PATTERN, WITHOUT ACCESSORIES. | STAR PIPE PRODUCTS ORDER BY DESCRIPTION TYLER PIPE ORDER BY DESCRIPTION U.S. PIPE ORDER BY DESCRIPTION |  | EA | 8 |  | 0
FTGBK120 | Full Service | SLEEVE, DUCTILE IRON, 20","GROUND DOWN". 15? LONG PATTERN STANDARD MJ SLEEVE AND ONE (1) ACCESSORY | STAR PIPE PRODUCTS ORDER BY DESCRIPTION TYLER PIPE ORDER BY DESCRIPTION U.S. PIPE ORDER BY DESCRIPTION |  | EA | 1 |  | 0
FTGBK130 | Full Service | SLEEVE, CAST IRON, MECHANICAL JOINT, 24", 15" LONG PATTERN, WITHOUT ACCESSORIES. | STAR PIPE PRODUCTS ORDER BY DESCRIPTION TYLER PIPE ORDER BY DESCRIPTION U.S. PIPE ORDER BY DESCRIPTION |  | EA | 4 |  | 0
FTGBK308 | Full Service | INSTA-VALVE, 8", COMPLETE FITTING O.D RANGE 8.85-9.25 FOR CI,DI,AC, PVC -SS SLEEVE & NOZZLE CS FLANGE -HYDRA-STOP LBS. 192 | HYDRA-STOP 2108131000-250-CS |  | EA | 7 |  | 0
FTGBK312 | Full Service | INSTA-VALVE, 12", COMPLETE FITTING O.D RANGE 13.00-13.35 FOR CI,DI,AC, PVC -SS SLEEVE & NOZZLE CS FLANGE -HYDRA-STOP LBS. 430 | HYDRA-STOP 2212141100-250-CS |  | EA | 2 |  | 0
FTGBK530 | Full Service | SLEEVE, TAPPING, 6" X 4", ALL STAINLESS STEEL, FULL CIRCLE GASKET, SLEEVE MUST HAVE A MINIMUM O.D.RANGE OF 6.90 - 7.10, SLEEVE TO BE FURNISHED W/ ALL NECESSARY HARDWARE, SLEEVE TO BE SUPPLIED AS PER JEA SPECIFICATIONS | Per Description |  | EA | 3 |  | 0
FTGBK540 | Full Service | SLEEVE, TAPPING, 6" X 6", ALL STAINLESS STEEL, FULL CIRCLE GASKET, SLEEVE MUST HAVE A MINIMUM O.D. RANGE OF 6.90-7.10, SLEEVE TO BE FURNISHED W/ ALL NECESSARY HARDWARE - SLEEVE TO BE SUPPLIED AS PER SPECIFICATIONS | Per Description |  | EA | 4 |  | 0
FTGBK544 | Full Service | SLEEVE, TAPPING, 6" X 6", ALL STAINLESS STEEL, FULL CIRCLE GASKET, SLEEVE MUST HAVE A MINIMUM O.D.RANGE OF 7.10 - 7.30, SLEEVE TO BE FURNISHED W/ ALL NECESSARY HARDWARE - SLEEVE TO BE SUPPLIED AS PER PER SPECIFICATIONS | Per Description |  | EA | 2 |  | 0
FTGBK560 | Full Service | SLEEVE, TAPPING, 8" X 4", ALL STAINLESS STEEL, FULL CIRCLE GASKET, SLEEVE MUST HAVE A MINIMUM O.D.RANGE OF 9.05 - 9.35, SLEEVE TO BE FURNISHED W/ ALL NECESSARY HARDWARE - SLEEVE TO BE SUPPLIED AS PER PER SPECIFICATIONS | Per Description |  | EA | 3 |  | 0
FTGBK570 | Full Service | SLEEVE, TAPPING, 8" X 6", ALL STAINLESS STEEL, FULL CIRCLE GASKET, SLEEVE MUST HAVE A MINIMUM O.D.RANGE OF 9.05 - 9.35, SLEEVE TO BE FURNISHED W/ ALL NECESSARY HARDWARE - SLEEVE TO BE SUPPLIED AS PER SPECIFICATIONS | Per Description |  | EA | 8 |  | 0
FTGBK580 | Full Service | SLEEVE, TAPPING, 8" X 8", ALL STAINLESS STEEL, FULL CIRCLE GASKET, SLEEVE MUST HAVE A MINIMUM O.D.RANGE OF 9.05 - 9.35 SLEEVE TO BE FURNISHED W/ ALL NECESSARY HARDWARE - SLEEVE TO BE SUPPLIED AS PER SPECIFICATIONS | Per Description |  | EA | 5 |  | 0
FTGBK600 | Full Service | SLEEVE, TAPPING, 10" X 4", ALL STAINLESS STEEL, FULL CIRCLE GASKET, SLEEVE MUST HAVE A MINIMUM O.D.RANGE OF 11.10-11.40, SLEEVE TO BE FURNISHED W/ ALL NECESSARY HARDWARE - SLEEVE TO BE SUPPLIED AS PER SPECIFICATIONS | Per Description |  | EA | 2 |  | 0
FTGBK670 | Full Service | SLEEVE, TAPPING, 12" X 8", ALL STAINLESS STEEL, FULL CIRCLE GASKET, SLEEVE MUST HAVE A MINIMUM O.D.RANGE OF 13.16-13.50, SLEEVE TO BE FURNISHED W/ ALL NECESSARY HARDWARE - SLEEVE TO BE SUPPLIED AS PER SPECIFICATIONS | Per Description |  | EA | 3 |  | 0
FTGBK710 | Full Service | SLEEVE, TAPPING, 16" X 4", ALL STAINLESS STEEL, FULL CIRCLE GASKET, SLEEVE MUST HAVE A MINIMUM O.D.RANGE OF 17.40-17.80, SLEEVE TO BE FURNISHED W/ ALL NECESSARY HARDWARE - SLEEVE TO BE SUPPLIED AS PER PER SPECIFICATIONS | FORD FTSS178004 |  | EA | 3 |  | 0
FTGBK720 | Full Service | SLEEVE, TAPPING, 16" X 6", ALL STAINLESS STEEL, FULL CIRCLE GASKET, SLEEVE MUST HAVE A MINIMUM O.D.RANGE OF 17.40-17.80 SLEEVE TO BE FURNISHED W/ ALL NECESSARY HARDWARE - SLEEVE TO BE SUPPLIED AS PER SPECIFICATIONS | FORD FTSS178006 |  | EA | 2 |  | 0
FTGBK760 | Full Service | SLEEVE, TAPPING, 20" X 4", ALL STAINLESS STEEL, FULL CIRCLE GASKET, SLEEVE MUST HAVE A MINIMUM O.D.RANGE OF 21.40-21.80, SLEEVE TO BE FURNISHED W/ ALL NECESSARY HARDWARE - SLEEVE TO BE SUPPLIED AS PER SPECIFICATIONS | Per Description |  | EA | 2 |  | 0
FTGBK770 | Full Service | SLEEVE, TAPPING, 20" X 6", ALL STAINLESS STEEL, FULL CIRCLE GASKET, SLEEVE MUST HAVE A MINIMUM O.D.RANGE OF 21.40-21.80, SLEEVE TO BE FURNISHED W/ ALL NECESSARY HARDWARE - SLEEVE TO BE SUPPLIED AS PER SPECIFICATIONS | Per Description |  | EA | 1 |  | 0
FTGBM000 | Full Service | TEE, DUCTILE IRON, MECHANICAL JOINT, 3" X 3" X 3",WITHOUT ACCESSORIES. | Per Description |  | EA | 1 |  | 0
FTGBM010 | Full Service | TEE, DUCTILE IRON, MECHANICAL JOINT, 4" X 4" X 4",WITHOUT ACCESSORIES, | Per Description |  | EA | 4 |  | 0
FTGBM030 | Full Service | TEE, DUCTILE IRON, MECHANICAL JOINT, 6" X 6" X 4",WITHOUT ACCESSORIES. | Per Description |  | EA | 12 |  | 0
FTGBM040 | Full Service | TEE, DUCTILE IRON, MECHANICAL JOINT, 6" X 6" X 6",WITHOUT ACCESSORIES. | Per Description |  | EA | 26 |  | 0
FTGBM060 | Full Service | TEE, DUCTILE IRON, MECHANICAL JOINT, 8" X 8 X 4", WITHOUT ACCESSORIES. | Per Description |  | EA | 6 |  | 0
FTGBM070 | Full Service | TEE, DUCTILE IRON, MECHANICAL JOINT, 8" X 8" X 6", WITHOUT ACCESSORIES. | Per Description |  | EA | 30 |  | 0
FTGBM080 | Full Service | TEE, DUCTILE IRON, MECHANICAL JOINT, 8" X 8" X 8",WITHOUT ACCESSORIES. | Per Description |  | EA | 19 |  | 0
FTGBM140 | Full Service | TEE, DUCTILE IRON, MECHANICAL JOINT, 12" X 12" X 6",WITHOUT ACCESSORIES. | Per Description |  | EA | 16 |  | 0
FTGBM530 | Full Service | TEE, DUCTILE IRON, 3" X 3" X 3", FLANGED | STAR PIPE PRODUCTS ORDER BY DESCRIPTION TYLER PIPE ORDER BY DESCRIPTION U.S. PIPE ORDER BY DESCRIPTION |  | EA | 82 |  | 0
FTGBM535 | Full Service | TEE, DUCTILE IRON, 4" X 4" X 4", FLANGED | STAR PIPE PRODUCTS ORDER BY DESCRIPTION TYLER PIPE ORDER BY DESCRIPTION U.S. PIPE ORDER BY DESCRIPTION |  | EA | 37 |  | 0
FTGBM540 | Full Service | TEE, DUCTILE IRON, 6" X 6" X 6", FLANGED | Per Description |  | EA | 22 |  | 0
FTGBM545 | Full Service | TEE, DUCTILE IRON, 8" X 8" X 8", FLANGED | Per Description |  | EA | 16 |  | 0
FTGBM550 | Full Service | TEE, DUCTILE IRON, 10" X 10" X 10", FLANGED | Per Description |  | EA | 8 |  | 0
FTGBM600 | Priority Two - Inventory | TEE, DUCTILE IRON, MECHANICAL JOINT, 4" X 4" X 4", 40-MIL EPOXYLINED, WITHOUT ACCESSORIES | Per Description |  | EA | 1 |  | 0
FTGBQ100 | Priority One - Inventory | GASKET, SEWER SADDLE 6.30-6.66 UNIVERSAL GASKET FOR ROMAC STYLE CB SEWER SADDLE (GASKET FOR USE WITH A SDR 35 LATERAL), OR EQUAL. | FORD FSS-GASKET-6-S ROMAC INDUSTRIES CB-6.30-6.66 |  | EA | 306 |  | 0
FTGBQ300 | Priority Two - Inventory | CASTING SADDLE (BODY) FOR ROMAC SEWER SADDLE- BODY ONLY | FORD FSS-SADDLE-4 ROMAC INDUSTRIES CB-4.63 |  | EA | 8 |  | 0
FTGBQ500 | Priority One - Inventory | CASTING SADDLE (BODY) - BODY ONLY | FORD FSS-SADDLE-6 ROMAC INDUSTRIES CB-6.66-6.90 |  | EA | 309 |  | 0
FTGBQ800 | Priority One - Inventory | STRAP, SEWER SADDLE, 48", FOR SEWER SADDLE | FORD FSS-BAND-1440 ROMAC INDUSTRIES CB-S48 |  | EA | 342 |  | 0
FTGBQ900 | Priority Two - Inventory | STRAP, SEWER SADDLE, 96", FOR SEWER SADDLE | FORD FSS-BAND-2580 ROMAC INDUSTRIES CB-S96 |  | EA | 5 |  | 0
FTGBU310 | Priority Two - Inventory | NO LEAD COUPLING, ADAPTER - 3/4", CORPORATION STOP, OLD STYLE, 1/8 BEND, WIPED LEAD FEMALE THREAD (WITH SEAT) X CTS COMPRESSION. FORD OR EQUAL | FORD LA104-33G |  | EA | 5 |  | 0
FTGBU320 | Priority Two - Inventory | NO LEAD COUPLING, ADAPTER - 1", CORPORATION STOP OLD STYLE, 1/8 BEND, (#LA104-44G), WIPED LEAD FEMALE THREAD (WITH SEAT) X CTS COMPRESSION. | FORD LA104-44G-NL |  | EA | 3 |  | 0
FTGBU390 | Priority Two - Inventory | NO LEAD COUPLING, ADAPTER - STRAIGHT, 1/2" INTERNAL COUPLING THREAD X 3/4" COPPER TUBE NUT. COUPLING THREAD TO HAVE SEAT (INCLUDES GASKET). | FORD C102-13-NL |  | EA | 2 |  | 0
FTGBU400 | Priority Two - Inventory | NO LEAD COUPLING, ADAPTER,CORPORATION STOP,3/4", (#C104-33G) OLD STYLE, STRAIGHT, WIPED LEAD FEMALE THREAD (WITH SEAT) X CTS COMPRESSION. | FORD C104-33-G-NL |  | EA | 4 |  | 0
FTGBU404 | Priority Two - Inventory | COUPLING, ADAPTER, CORPORATION STOP, 1", (#C104-44G) OLD STYLE, STRAIGHT, WIPED LEAD FEMALE THREAD (WITH SEAT) X CTS COMPRESSION. | FORD C104-44G |  | EA | 8 |  | 0
FTGBU410 | Priority Two - Inventory | NO LEAD COUPLING, ADAPTER 1", STRAIGHT, FEMALE IRON PIPE THREAD (#C14-44G) X CTS COMPRESSION. FORD, OR EQUAL. | FORD C14-44G |  | EA | 9 |  | 0
FTGBW120 | Priority Two - Inventory | NO LEAD COUPLING, CORPORATION STOP, 1", 1/8 BEND INLET: FEMALE COPPER TUBE NUT THREAD, OUTLET: COPPER TUBE NUT. | FORD LA21-44 MUELLER 15063 |  | EA | 7 |  | 0
FTGBY010 | Priority Two - Inventory | COUPLING, BOLTED - 1/2", FOR GALVANIZED PIPE (.840OD), STEEL CONSTRUCTION, BOLT SIZE = 7/16" DIAMETER X 6-5/8" LENGTH, SLEEVE LENGTH 3 1/2", 1500 PSI MINIMUM WORKING PRESSURE. | DRESSER INDUSTRIES, INC. 38 W/ARMORED GASKET SMITH BLAIR 411-00008401-015 |  | EA | 32 |  | 0
FTGBY020 | Priority Two - Inventory | COUPLING, BOLTED - 3/4", FOR GALVANIZED PIPE (1.050 OD), STEEL CONSTRUCTION, BOLT SIZE =7/16" DIAMETER X 6-5/8"LENGTH COUPLING LENGTH 4-1/2", 1500 PSI MINIMUM WORKING PRESSURE, DRESSER STYLE 38 W/ ARMORED GASKET | DRESSER INDUSTRIES 0038-0003-013 SMITH BLAIR 411-00010501-015 |  | EA | 70 |  | 0
FTGBY030 | Priority Two - Inventory | COUPLING,BOLTED - 1",FOR GALVANIZED PIPE (1.315 OD), STEEL CONSTRUCTION, BOLT SIZE = 1/2" DIAMETER X 7" LENGTH, COUPLING 5", 1500 PSI MIN. WORKING PRESSURE. (STYLE 38 W/ARMORED GASKET) | DRESSER INDUSTRIES, INC. 0038-0004-013 SMITH BLAIR 411-00013201-015 |  | EA | 62 |  | 0
FTGBY040 | Priority Two - Inventory | COUPLING, BOLTED- 1-1/4", FOR GALVANIZED PIPE (1.66 OD), STEEL CONSTRUCTION, BOLT SIZE = 1/2" DIAMETER X 7" LENGTH, COUPLING LENGTH 5", 1500 PSI MINIMUM WORKING PRESSURE | DRESSER INDUSTRIES, INC. 38 W/ARMORED GASKET SMITH BLAIR 411-00016601-015 |  | EA | 70 |  | 0
FTGBY050 | Priority Two - Inventory | COUPLING, BOLTED- 1-1/2", FOR GALVANIZED PIPE (1.90 OD), STEEL CONSTRUCTION, BOLT SIZE = 1/2" DIAMETER X 7" LENGTH, COUPLING LENGTH 5", 1500 PSI MINIMUM WORKING PRESSURE | DRESSER INDUSTRIES, INC. 38 W/ARMORED GASKET SMITH BLAIR 411-00019001-015. |  | EA | 141 |  | 0
FTGBY060 | Priority One - Inventory | COUPLING,BOLTED - 2",FOR GALVANIZED PIPE (2.375 OD), STEEL CONSTRUCTION, BOLT SIZE=5/8" DIAMETER X 8" LENGTH, COUPLING LENGTH 5", 1500 PSI MINIMUM WORKING PRESSURE, 2 BOLTS | DRESSER INDUSTRIES, INC. 38-0012-013 SMITH BLAIR 411-00023851-015 |  | EA | 402 |  | 0
FTGBY070 | Priority Two - Inventory | COUPLING,BOLTED - 2-1/2", FOR GALVANIZED PIPE (2.875 OD), STEEL CONSTRUCTION, BOLT SIZE = 5/8" DIAMETER X 8" LENGTH, COUPLING LENGTH 5", 1500 PSI MINIMUM WORKING PRESSURE, 3 BOLTS | DRESSER INDUSTRIES, INC. 38 W/ARMORED GASKET SMITH BLAIR 411-00028801-015 |  | EA | 6 |  | 0
FTGBY080 | Priority Two - Inventory | COUPLING, BOLTED - 3", FOR GALVANIZED PIPE (3.50 OD), STEEL CONSTRUCTION, BOLT SIZE = 5/8" DIAMETER X 6" LENGTH, COUPLING LENGTH 5", 1100 PSI MINIMUM WORKING PRESSURE, 4 BOLTS | DRESSER INDUSTRIES, INC. 0038-9187-013 |  | EA | 7 |  | 0
FTGBY210 | Priority Two - Inventory | COUPLING BOLTLESS 1/2" GALVANIZED, LONG. | DRESSER INDUSTRIES, INC. STYLE 65 W/ARMORED GASKET TPS 6000-0840-150 |  | EA | 113 |  | 0
FTGBY220 | Priority One - Inventory | COUPLING BOLTLESS 3/4" GALVANIZED, LONG. DRESSER STYLE 65 W/ ARMORED GASKET | DRESSER INDUSTRIES, INC. STYLE 65 W/ARMORED GASKET TPS 6000-1050-150 |  | EA | 981 |  | 0
FTGBY230 | Priority One - Inventory | COUPLING BOLTLESS 1" GALVANIZED, LONG. DRESSER STYLE 65 W/ ARMORED GASKET | DRESSER INDUSTRIES, INC. STYLE 65 W/ARMORED GASKET TPS 6000-1315-150 |  | EA | 685 |  | 0
FTGBY240 | Priority Two - Inventory | COUPLING BOLTLESS 1-1/4" GALVANIZED, LONG. | DRESSER INDUSTRIES, INC. STYLE 65 W/ARMORED GASKET TPS 6000-1660-150 |  | EA | 166 |  | 0
FTGBY250 | Priority Two - Inventory | COUPLING BOLTLESS 1-1/2" GALVANIZED, LONG | DRESSER INDUSTRIES, INC. STYLE 65 W/ARMORED GASKET TPS 6000-19000-150 |  | EA | 174 |  | 0
FTGBY260 | Priority One - Inventory | COUPLING BOLTLESS 2" GALVANIZED, LONG. | DRESSER INDUSTRIES, INC. STYLE 65 W/ARMORED GASKET TPS 6000-2375-150 |  | EA | 358 |  | 0
FTGBY410 | Priority Two - Inventory | NO LEAD COUPLING, STRAIGHT BRONZE - 1" COPPER FLARE NUT ONE END, 1" FEMALE IRON PIPE THREAD OTHER END. | FORD C21-44 MUELLER H-15450 |  | EA | 1 |  | 0
FTGCA060 | Priority Two - Inventory | COUPLING, FLEXIBLE - 4" X 4", CLAY/PVC. | FERNCO 1002-44 |  | EA | 130 |  | 0
FTGCA070 | Priority One - Inventory | COUPLING, FLEXIBLE, 4" X 4", PVC/PVC. | FERNCO 1056-44 |  | EA | 460 |  | 0
FTGCA090 | Priority Two - Inventory | COUPLING, FLEXIBLE - 6" X 4", CLAY/PVC. | FERNCO 1002-64 |  | EA | 47 |  | 0
FTGCA100 | Priority Two - Inventory | COUPLING, FLEXIBLE - 6" X 4", PVC/CLAY | FERNCO 1002-46 |  | EA | 98 |  | 0
FTGCA110 | Priority One - Inventory | COUPLING, FLEXIBLE - 6" X 4", PVC/PVC. | FERNCO 1056-64 |  | EA | 386 |  | 0
FTGCA130 | Priority One - Inventory | COUPLING, FLEXIBLE - 6" X 6", CLAY/PVC. | FERNCO 1002-66 |  | EA | 222 |  | 0
FTGCA140 | Priority One - Inventory | COUPLING, FLEXIBLE - 6" X 6", PVC/PVC. | FERNCO 1056-66 INDIANA SEAL CO. 156-66 |  | EA | 730 |  | 0
FTGCA155 | Priority Two - Inventory | COUPLING, FLEXIBLE - 8" X 6", CLAY/PVC | FERNCO 1002-86 |  | EA | 5 |  | 0
FTGCA160 | Priority Two - Inventory | COUPLING, FLEXIBLE - 8" X 6", PVC/PVC. | FERNCO 1056-86 |  | EA | 20 |  | 0
FTGCA180 | Priority One - Inventory | COUPLING, FLEXIBLE - 8" X 8", CLAY/PVC. | FERNCO 1002-88 |  | EA | 224 |  | 0
FTGCA190 | Priority Two - Inventory | COUPLING, FLEXIBLE - 8" X 8", PVC/PVC. | FERNCO 1056-88 |  | EA | 197 |  | 0
FTGCA210 | Priority Two - Inventory | COUPLING, FLEXIBLE - 10" X 10", CLAY/PVC | FERNCO 1022-1010 |  | EA | 44 |  | 0
FTGCA220 | Priority Two - Inventory | COUPLING, FLEXIBLE - 10" X 10", PVC/PVC. | FERNCO 1056-1010 |  | EA | 50 |  | 0
FTGCA240 | Priority Two - Inventory | COUPLING, FLEXIBLE - 12" X 12", CLAY/PVC | FERNCO 1002-1212 |  | EA | 23 |  | 0
FTGCA250 | Priority Two - Inventory | COUPLING, FLEXIBLE - 12" X 12", PVC/PVC. | FERNCO 1056-1212 |  | EA | 20 |  | 0
FTGCA410 | Priority Two - Inventory | SADDLE TEE, DFW 6", WITH CLAMPS, SADDLE DESIGN TO ACCOMMODATE 6" - 12" POLYETHYLENE PIPE USED IN SLIP LINNING SEWER SYSTEMS, INLET RANGE FROM SCH-40 DOWN TO SDR-26, COLOR BLACK | N D S DFW-6T/C |  | EA | 5 |  | 0
FTGCE050 | Priority Two - Inventory | BUSHING, PIPE - GALVANIZED, 3/4" MIPT X 1/2" FIPT. | Per Description |  | EA | 39 |  | 0
FTGCE110 | Priority Two - Inventory | BUSHING, PIPE - GALVANIZED, 1-1/4" MITP X 3/4" FIPT. | Per Description |  | EA | 31 |  | 0
FTGCE120 | Priority Two - Inventory | BUSHING, PIPE - GALVANIZED, 1-1/4" MIPT X 1" FIPT. | Per Description |  | EA | 91 |  | 0
FTGCE140 | Priority Two - Inventory | BUSHING, PIPE - GALVANIZED, 1-1/2" MIPT X 3/4" FIPT. | Per Description |  | EA | 26 |  | 0
FTGCE150 | Priority Two - Inventory | BUSHING, PIPE - GALVANIZED, 1-1/2" MIPT X 1" FIPT. | Per Description |  | EA | 119 |  | 0
FTGCE155 | Priority Two - Inventory | BUSHING, PIPE - GALVANIZED, 1-1/2" MIPT X 1-1/4" FIPT. | Per Description |  | EA | 19 |  | 0
FTGCE165 | Priority Two - Inventory | BUSHING, PIPE - GALVANIZED, 2" MIPT X 3/4" FIPT. | Per Description |  | EA | 36 |  | 0
FTGCE170 | Priority Two - Inventory | BUSHING, PIPE - GALVANIZED, 2" MIPT X 1" FIPT. | Per Description |  | EA | 180 |  | 0
FTGCE190 | Priority Two - Inventory | BUSHING, PIPE - GALVANIZED, 2" MIPT X 1-1/2" FIPT. | Per Description |  | EA | 63 |  | 0
FTGCE220 | Priority Two - Inventory | BUSHING, PIPE - GALVANIZED, 2-1/2" MIPT X 1-1/2" FIPT. | Per Description |  | EA | 1 |  | 0
FTGCE230 | Priority Two - Inventory | BUSHING, PIPE - GALVANIZED, 2-1/2" MIPT X 2" FIPT. | Per Description |  | EA | 1 |  | 0
FTGCE270 | Priority Two - Inventory | BUSHING, PIPE - GALVANIZED, 3" MIPT X 2" FIPT. | Per Description |  | EA | 8 |  | 0
FTGCH050 | Priority Two - Inventory | COUPLING, PIPE - GALVANIZED, 3/4" FIPT X 3/4" FIPT. | Per Description |  | EA | 182 |  | 0
FTGCH060 | Priority One - Inventory | COUPLING, PIPE - GALVANIZED, 1" FIPT X 1" FIPT. | Per Description |  | EA | 267 |  | 0
FTGCH070 | Priority Two - Inventory | COUPLING, PIPE - GALVANIZED, 1-1/4" FIPT X 1-1/4" FIPT. | Per Description |  | EA | 62 |  | 0
FTGCH080 | Priority Two - Inventory | COUPLING, PIPE - GALVANIZED, 1-1/2" FIPT X 1-1/2" FIPT. | Per Description |  | EA | 97 |  | 0
FTGCH090 | Priority Two - Inventory | COUPLING, PIPE - GALVANIZED, 2" FIPT X 2" FIPT. MUST BE SMOOTH OUTSIDE, NO RIDGES. | Per Description |  | EA | 137 |  | 0
FTGCH100 | Priority Two - Inventory | COUPLING, PIPE - GALVANIZED, 2-1/2" FIPT X 2-1/2" FIPT. | Per Description |  | EA | 4 |  | 0
FTGCH110 | Priority Two - Inventory | COUPLING, PIPE - GALVANIZED, 3" FIPT X 3" FIPT | Per Description |  | EA | 2 |  | 0
FTGCH920 | Priority Two - Inventory | COUPLING, 2" , PIPE - 304 STAINLESS STEEL, FIPT X FIPT. ** NO SUBSTITUTE ** | Per Description |  | EA | 84 |  | 0
FTGCL040 | Priority Two - Inventory | ELL, PIPE - GALVANIZED, 3/4" FIPT BOTH ENDS. 45 DEGREE. | Per Description |  | EA | 21 |  | 0
FTGCL050 | Priority Two - Inventory | ELL, PIPE - GALVANIZED, 1" FIPT BOTH ENDS. 45 DEGREE. | Per Description |  | EA | 19 |  | 0
FTGCL060 | Priority Two - Inventory | ELL, PIPE - GALVANIZED, 1-1/4" FIPT BOTH ENDS. 45 DEGREE. | Per Description |  | EA | 18 |  | 0
FTGCL070 | Priority Two - Inventory | ELL, PIPE - GALVANIZED, 1-1/2" FIPT BOTH ENDS. 45 DEGREE. | Per Description |  | EA | 12 |  | 0
FTGCL080 | Priority Two - Inventory | ELL, PIPE - GALVANIZED, 2" FIPT BOTH ENDS. 45 DEGREE. | Per Description |  | EA | 56 |  | 0
FTGCL240 | Priority Two - Inventory | ELL, PIPE - GALVANIZED, 3/4" FIPT BOTH ENDS. 90 DEGREE. | Per Description |  | EA | 45 |  | 0
FTGCL250 | Priority One - Inventory | ELL, PIPE - GALVANIZED, 1" FIPT BOTH ENDS. 90 DEGREE | Per Description |  | EA | 220 |  | 0
FTGCL260 | Priority Two - Inventory | ELL, PIPE - GALVANIZED, 1-1/4" FIPT BOTH ENDS. 90 DEGREE. | Per Description |  | EA | 24 |  | 0
FTGCL270 | Priority Two - Inventory | ELL, PIPE - GALVANIZED, 1-1/2" FIPT BOTH ENDS. 90 DEGREE. | Per Description |  | EA | 22 |  | 0
FTGCL280 | Priority Two - Inventory | ELL, PIPE - GALVANIZED, 2" FIPT BOTH ENDS. 90 DEGREE. | Per Description |  | EA | 72 |  | 0
FTGCL425 | Priority Two - Inventory | ELL, PIPE - STREET, GALVANIZED, 3/4" FIPT X 3/4" MIPT. 90 DEGREE. | Per Description |  | EA | 116 |  | 0
FTGCL430 | Priority Two - Inventory | ELL, PIPE - STREET, GALVANIZED, 1" FIPT X 1" MIPT. 90 DEGREE. | Per Description |  | EA | 150 |  | 0
FTGCL440 | Priority Two - Inventory | ELL, PIPE - STREET,GALVANIZED, 1-1/4" FIPT X 1-1/4" MIPT. 90 DEGREE. | Per Description |  | EA | 7 |  | 0
FTGCL450 | Priority Two - Inventory | ELL, PIPE - STREET, GALVANIZED, 1-1/2" FIPT 1-1/2" MIPT. 90 DEGREE. | Per Description |  | EA | 8 |  | 0
FTGCL460 | Priority Two - Inventory | ELL, PIPE - STREET, GALVANIZED, 2" FIPT X 2" MIPT. 90 DEGREE. | Per Description |  | EA | 12 |  | 0
FTGCL920 | Priority Two - Inventory | ELL, 2" , 90 DEGREE, PIPE - 304 STAINLESS STEEL, FIPT BOTH ENDS. ** NO SUBSTITUTE ** | Per Description |  | EA | 15 |  | 0
FTGCN310 | Priority Two - Inventory | NIPPLE, PIPE - GALVANIZED, 3/4" X 2" MIPT BOTH ENDS. | Per Description |  | EA | 2 |  | 0
FTGCN330 | Priority Two - Inventory | NIPPLE, PIPE - GALVANIZED, 3/4" X 3" MIPT BOTH ENDS. | Per Description |  | EA | 13 |  | 0
FTGCN360 | Priority Two - Inventory | NIPPLE, PIPE - GALVANIZED, 3/4" X 6" MIPT BOTH ENDS. | Per Description |  | EA | 7 |  | 0
FTGCN390 | Priority Two - Inventory | NIPPLE, PIPE - GALVANIZED, 3/4" X 12" MIPT BOTH ENDS. | Per Description |  | EA | 6 |  | 0
FTGCN410 | Priority Two - Inventory | NIPPLE, PIPE - GALVANIZED, 1" X 2" MIPT BOTH ENDS. | Per Description |  | EA | 5 |  | 0
FTGCN420 | Priority Two - Inventory | NIPPLE, PIPE - GALVANIZED, 1" X 3" MIPT BOTH ENDS. | Per Description |  | EA | 4 |  | 0
FTGCN430 | Priority Two - Inventory | NIPPLE, PIPE - GALVANIZED, 1" X 4" MIPT BOTH ENDS. | Per Description |  | EA | 14 |  | 0
FTGCN440 | Priority Two - Inventory | NIPPLE, PIPE - GALVANIZED, 1" X 5" MIPT BOTH ENDS. | Per Description |  | EA | 10 |  | 0
FTGCN450 | Priority Two - Inventory | NIPPLE, PIPE - GALVANIZED, 1" X 6" MIPT BOTH ENDS. | Per Description |  | EA | 183 |  | 0
FTGCN460 | Priority Two - Inventory | NIPPLE, PIPE - GALVANIZED, 1" X 8" MIPT BOTH ENDS. | Per Description |  | EA | 3 |  | 0
FTGCN470 | Priority Two - Inventory | NIPPLE, PIPE - GALVANIZED, 1" X 10" MIPT BOTH ENDS. | Per Description |  | EA | 5 |  | 0
FTGCN480 | Priority Two - Inventory | NIPPLE, PIPE - GALVANIZED, 1" X 12" MIPT BOTH ENDS. | Per Description |  | EA | 55 |  | 0
FTGCN490 | Priority Two - Inventory | NIPPLE, PIPE - GALVANIZED,1-1/4" X CLOSE MIPT BOTH ENDS. | Per Description |  | EA | 46 |  | 0
FTGCN500 | Priority Two - Inventory | NIPPLE, PIPE - GALVANIZED, 1-1/4" X 3" MIPT BOTH ENDS. | Per Description |  | EA | 80 |  | 0
FTGCN510 | Priority Two - Inventory | NIPPLE, PIPE - GALVANIZED, 1-1/4" X 4" MIPT BOTH ENDS. | Per Description |  | EA | 10 |  | 0
FTGCN520 | Priority Two - Inventory | NIPPLE, PIPE - GALVANIZED, 1-1/4" X 5" MIPT BOTH ENDS. | Per Description |  | EA | 3 |  | 0
FTGCN530 | Priority Two - Inventory | NIPPLE, PIPE - GALVANIZED, 1-1/4" X 6" MIPT BOTH ENDS. | Per Description |  | EA | 73 |  | 0
FTGCN550 | Priority Two - Inventory | NIPPLE, PIPE - GALVANIZED, 1-1/4" X 10" MIPT BOTH ENDS. | Per Description |  | EA | 2 |  | 0
FTGCN560 | Priority Two - Inventory | NIPPLE, PIPE - GALVANIZED, 1-1/4" X 12" MIPT BOTH ENDS. | Per Description |  | EA | 20 |  | 0
FTGCN580 | Priority Two - Inventory | NIPPLE, PIPE - GALVANIZED, 1-1/2" X 3" MIPT BOTH ENDS. | Per Description |  | EA | 10 |  | 0
FTGCN590 | Priority Two - Inventory | NIPPLE, PIPE - GALVANIZED, 1-1/2" X 4" MIPT BOTH ENDS. | Per Description |  | EA | 6 |  | 0
FTGCN610 | Priority Two - Inventory | NIPPLE, PIPE - GALVANIZED, 1-1/2" X 6" MIPT BOTH ENDS. | Per Description |  | EA | 32 |  | 0
FTGCN620 | Priority Two - Inventory | NIPPLE, PIPE - GALVANIZED, 1-1/2" X 8" MIPT BOTH ENDS. | Per Description |  | EA | 4 |  | 0
FTGCN630 | Priority Two - Inventory | NIPPLE, PIPE - GALVANIZED, 1-1/2" X 10" MIPT BOTH ENDS. | Per Description |  | EA | 1 |  | 0
FTGCN640 | Priority Two - Inventory | NIPPLE, PIPE - GALVANIZED, 1-1/2" X 12" MIPT BOTH ENDS. | Per Description |  | EA | 40 |  | 0
FTGCN650 | Priority Two - Inventory | NIPPLE, PIPE - GALVANIZED, 2" X CLOSE MIPT BOTH ENDS. | Per Description |  | EA | 7 |  | 0
FTGCN670 | Priority Two - Inventory | NIPPLE, PIPE - GALVANIZED, 2" X 4" MIPT BOTH ENDS. | Per Description |  | EA | 2 |  | 0
FTGCN690 | Priority Two - Inventory | NIPPLE, PIPE - GALVANIZED, 2" X 6" MIPT BOTH ENDS. | Per Description |  | EA | 20 |  | 0
FTGCN710 | Priority Two - Inventory | NIPPLE, PIPE - GALVANIZED, 2" X 10" MIPT BOTH ENDS. | Per Description |  | EA | 1 |  | 0
FTGCN720 | Priority Two - Inventory | NIPPLE, PIPE - GALVANIZED, 2" X 12" MIPT BOTH ENDS. | Per Description |  | EA | 24 |  | 0
FTGCN750 | Priority Two - Inventory | NIPPLE, PIPE - GALVANIZED, 2-1/2" X 6" MIPT BOTH ENDS. | Per Description |  | EA | 3 |  | 0
FTGCN760 | Priority Two - Inventory | NIPPLE, PIPE - GALVANIZED, 2-1/2" X 8" MIPT BOTH ENDS. | Per Description |  | EA | 1 |  | 0
FTGCN840 | Priority Two - Inventory | NIPPLE, PIPE - GALVANIZED, 3" X 6" MIPT BOTH ENDS. | Per Description |  | EA | 1 |  | 0
FTGCN960 | Priority Two - Inventory | NIPPLE, PIPE, 2" X 3", 304 STAINLESS STEEL, MIPT BOTH ENDS. | Per Description |  | EA | 79 |  | 0
FTGCN965 | Priority Two - Inventory | NIPPLE, PIPE, 2" X CLOSE END, 304 STAINLESS STEEL, MIPT BOTH ENDS. | Per Description |  | EA | 86 |  | 0
FTGCN970 | Priority Two - Inventory | NIPPLE, PIPE, 2" X 12" , 304 STAINLESS STEEL, MIPT BOTH ENDS. ** NO SUBSTITUTE ** | Per Description |  | EA | 32 |  | 0
FTGCP050 | Priority Two - Inventory | SQUARE HEAD PLUG, PIPE - GALVANIZED, 3/4" MIPT. | Per Description |  | EA | 25 |  | 0
FTGCP060 | Priority Two - Inventory | SQUARE HEAD PLUG, PIPE - GALVANIZED, 1" MIPT. | Per Description |  | EA | 30 |  | 0
FTGCP070 | Priority Two - Inventory | SQUARE HEAD PLUG, PIPE - GALVANIZED, 1-1/4" MIPT. | Per Description |  | EA | 11 |  | 0
FTGCP080 | Priority Two - Inventory | SQUARE HEAD PLUG, PIPE - GALVANIZED, 1-1/2" MIPT. | Per Description |  | EA | 11 |  | 0
FTGCP085 | Priority Two - Inventory | SQUARE HEAD PLUG, PIPE - GALVANIZED, 2" MIPT. | Per Description |  | EA | 62 |  | 0
FTGCR070 | Priority Two - Inventory | REDUCER, PIPE - GALVANIZED, 3/4" X 1/2" FIPT BOTH ENDS. | Per Description |  | EA | 1 |  | 0
FTGCR080 | Priority Two - Inventory | REDUCER, PIPE - GALVANIZED, 1" X 1/2" FIPT BOTH ENDS. | Per Description |  | EA | 7 |  | 0
FTGCR090 | Priority Two - Inventory | REDUCER, PIPE - GALVANIZED, 1" X 3/4" FIPT BOTH ENDS. | Per Description |  | EA | 17 |  | 0
FTGCR120 | Priority Two - Inventory | REDUCER, PIPE - GALVANIZED, 1-1/4" X 1" FIPT BOTH ENDS. | Per Description |  | EA | 7 |  | 0
FTGCR150 | Priority Two - Inventory | REDUCER, PIPE - GALVANIZED, 1-1/2" X 1" FIPT BOTH ENDS. | Per Description |  | EA | 17 |  | 0
FTGCR160 | Priority Two - Inventory | REDUCER, PIPE - GALVANIZED, 1-1/2" X 1-1/4" FIPT BOTH ENDS. | Per Description |  | EA | 3 |  | 0
FTGCR180 | Priority Two - Inventory | REDUCER, PIPE - GALVANIZED, 2" X 3/4" FIPT BOTH ENDS. | Per Description |  | EA | 2 |  | 0
FTGCR190 | Priority Two - Inventory | REDUCER, PIPE - GALVANIZED, 2" X 1" FIPT BOTH ENDS. | Per Description |  | EA | 7 |  | 0
FTGCR210 | Priority Two - Inventory | REDUCER, PIPE - GALVANIZED, 2" X 1-1/2" FIPT BOTH ENDS. | Per Description |  | EA | 2 |  | 0
FTGCR220 | Priority Two - Inventory | REDUCER, PIPE - GALVANIZED, 2-1/2" X 2" FIPT BOTH ENDS. | Per Description |  | EA | 3 |  | 0
FTGCR230 | Priority Two - Inventory | REDUCER, PIPE - GALVANIZED, 3" X 2" FIPT BOTH ENDS. | Per Description |  | EA | 1 |  | 0
FTGCT050 | Priority Two - Inventory | TEE, PIPE - GALVANIZED, 3/4"X 3/4"X 3/4" FIPT. | Per Description |  | EA | 31 |  | 0
FTGCT070 | Priority Two - Inventory | TEE, PIPE - GALVANIZED,1" X 1" X 1" FIPT | Per Description |  | EA | 51 |  | 0
FTGCT090 | Priority Two - Inventory | TEE, PIPE - GALVANIZED, 1-1/4" X 1-1/4" X 1-1/4" FIPT. | Per Description |  | EA | 18 |  | 0
FTGCT100 | Priority Two - Inventory | TEE, PIPE - GALVANIZED, 1-1/2" X 1-1/2" X 1-1/2" FIPT. | Per Description |  | EA | 62 |  | 0
FTGCT120 | Priority Two - Inventory | TEE, PIPE - GALVANIZED, 2" X 2" X 2" FIPT. | Per Description |  | EA | 70 |  | 0
FTGCX100 | Priority Two - Inventory | GASKET MATERIAL - RED RUBBERIZED, 1/16" THICKNESS X 3' WIDTH, APPROXIMATELY 30 FT LENGTH. (TO BE SHIPPED IN 30 FT. ROLLS ONLY) | Per Description |  | FT | 29 |  | 0
FTGCX150 | Priority Two - Inventory | GASKET MATERIAL - RED RUBBERIZED, 1/8" THICKNESS X 3' WIDTH (TO BE SHIPPED IN 30 FT. ROLLS ONLY) | Per Description |  | FT | 63 |  | 0
FTGCZ110 | Priority Two - Inventory | NO LEAD COUPLING, STRAIGHT 3/4", (#C04-33) FEMALE COPPER THREAD X COMPRESSION, COMPRESSION END FOR 250 PSI POLYBUTYLENE TUBING | FORD C04-33-NL |  | EA | 128 |  | 0
FTGCZ120 | Priority Two - Inventory | NO LEAD COUPLING, STRAIGHT 1", FEMALE COPPER THREAD X COMPRESSION, COMPRESSION END FOR 250 PSI POLYBUTYLENE TUBING. | FORD C04-44-NL |  | EA | 76 |  | 0
FTGCZ130 | Priority Two - Inventory | NO LEAD COUPLING, STRAIGHT 1-1/2", FEMALE COPPER THREAD X COMPRESSION, COMPRESSION FOR 250 PSI POLYBUTYLENE TUBING. | FORD C04-66-NL |  | EA | 13 |  | 0
FTGCZ210 | Priority Two - Inventory | NO LEAD COUPLING, STRAIGHT 2", (#C04-77), FEMALE COPPER THREAD X COMPRESSION. COMPRESSION FOR 250 PSI POLYBUTYLENE TUBING. | FORD C04-77-NL |  | EA | 19 |  | 0
FTGCZ220 | Priority One - Inventory | NO LEAD COUPLING, STRAIGHT 3/4", COMPRESSION X COMPRESSION , FOR POLYBUTYLENE TUBING. | FORD C44-33 FORD C44-33-NL MCDONALD 4758T MUELLER 15403 |  | EA | 1272 |  | 0
FTGCZ230 | Priority One - Inventory | NO LEAD COUPLING, STRAIGHT 1", COMPRESSION X COMPRESSION, FOR POLYBUTYLENE TUBING. | FORD C44-44-NL |  | EA | 776 |  | 0
FTGCZ310 | Priority Two - Inventory | NO LEAD COUPLING, STRAIGHT 1 1/2", (#C44-66), COMPRESSION X COMPRESSION. FOR POLYBUTYLENE TUBING. | FORD C44-66-NL |  | EA | 72 |  | 0
FTGCZ320 | Priority Two - Inventory | NO LEAD COUPLING, STRAIGHT 2", COMPRESSION X COMPRESSION. FOR POLYBUTYLENE TUBING. | FORD C44-77-NL |  | EA | 113 |  | 0
FTGCZ330 | Priority One - Inventory | NO LEAD COUPLING,STRAIGHT,3/4", MIP TO COMPRESSION, FOR POLYBUTYLENE TUBING. | FORD C84-33-NL |  | EA | 2413 |  | 0
FTGCZ410 | Priority One - Inventory | NO LEAD COUPLING, STRAIGHT,1", MIP TO COMPRESSION, FOR POLYBUTYLENE TUBING. | FORD C84-44-NL |  | EA | 1676 |  | 0
FTGCZ420 | Priority Two - Inventory | NO LEAD COUPLING, STRAIGHT, 1-1/2", MIP TO COMPRESSION, FOR POLYBUTYLENE TUBING. | FORD C84-66-NL |  | EA | 177 |  | 0
FTGCZ430 | Priority One - Inventory | NO LEAD COUPLING, STRAIGHT, 2", MIP TO COMPRESSION, FOR POLYBUTYLENE TUBING. | FORD C84-77-NL |  | EA | 274 |  | 0
FTGCZ500 | Priority Two - Inventory | NO LEAD COUPLING, CORPORATION STOP, 3/4", 1/8 BEND INLET: INSIDE COPPER TUBE NUT THREAD, OUTLET: COMPRESSION (OR PACK JOINT) FOR CTS POLYBUTYLENE TUBING. | FORD LA04-33-NL MCDONALD 4750-T |  | EA | 10 |  | 0
FTGDD093 | Priority Two - Inventory | CEMENT, PVC CHEMICAL, HD, HIGH VISCOSITY, QUART | EZ WELD EZ WELD 216 SUPERDUTY OATEY CO. 31008 |  | QT | 5 |  | 0
FTGDD110 | Priority Two - Inventory | CEMENT, PVC CHEMICAL - GALLON CANS, FOR SCH40 FITTINGS 1/2" THROUGH 2" SIZE, CLEAR. | EZ WELD 205 OATEY CO. 31016 |  | GL | 14 |  | 0
FTGDD130 | Priority One - Inventory | CEMENT, PVC-HEAVY DUTY,"BLUE" INDUSTRIAL GRADE CEMENT FOR SCH 80, MEDIUM BODIED FAST SET,FAST CURING. WET/DRY PVC CEMENT QUART CANS ONLY. | OATEY CO. 30894 |  | EA | 290 |  | 0
FTGDD210 | Priority Two - Inventory | CLEANER, PVC - PVC PIPE AND FITTING CLEANER, CHEMICAL FORMULA WHICH ALLOWS QUICK CLEANING AND RAPID EVAPORATION. E-Z WELD PIPE CLEANER OR EQUAL ---- **** ONE GALLON CONTAINERS ONLY **** | EZ WELD EZ WELD 214-05 OATEY CO. 30766 |  | GL | 52 |  | 0
FTGDD310 | Priority One - Inventory | LUBRICANT, PVC, EASE ON PIPE JOINT LUBRICANT, CONCORD CHEMICAL CO. OR ACCEPTABLE EQUAL FOR ASSEMBLY OF PUSH ON PIPE JOINTS WITH RUBBER OR SYNTHETIC RUBBER TYPE GASKETS. **** ONE GALLON CONTAINERS ONLY **** | Per Description |  | GL | 316 |  | 0
FTGDF100 | Priority Two - Inventory | ADAPTER, PIPE - PVC, SCH 40, 2", BELL X FEMALE PIPE THREAD. | Per Description |  | EA | 1 |  | 0
FTGDF115 | Priority One - Inventory | ADAPTER, PIPE - PVC, SCH 40, 3/4", SLIP X FEMALE PIPE THREAD. | Per Description |  | EA | 715 |  | 0
FTGDF118 | Priority One - Inventory | ADAPTER, REDUCING, 3/4" SLIP X 1/2" FEMALE PIPE THREAD, SCH40. | Per Description |  | EA | 294 |  | 0
FTGDF120 | Priority One - Inventory | ADAPTER, PIPE - PVC, SCH 40, 1", SLIP X FEMALE PIPE THREAD. | Per Description |  | EA | 360 |  | 0
FTGDF122 | Priority One - Inventory | ADAPTER, REDUCING, 1" SLIP X 3/4" FEMALE PIPE THREAD, SCH40. | Per Description |  | EA | 273 |  | 0
FTGDF125 | Priority Two - Inventory | ADAPTER, PIPE - PVC, SCH 40, 1 1/4", SLIP X FEMALE PIPE THREAD. | Per Description |  | EA | 8 |  | 0
FTGDF132 | Priority Two - Inventory | BUSHING, PIPE-PVC, SCH 40, 1 1/2"-SLIP X 1" FEMALE PIPE THREAD. | Per Description |  | EA | 10 |  | 0
FTGDF134 | Priority Two - Inventory | ADAPTER, PIPE - PVC, SCH 40, 2", SLIP X FEMALE PIPE THREAD. | Per Description |  | EA | 4 |  | 0
FTGDF135 | Priority Two - Inventory | ADAPTER, PIPE - PVC, SCH 40, 1/2" SLIP X 3/4" MALE PIPE THREAD. | Per Description |  | EA | 1 |  | 0
FTGDF140 | Priority Two - Inventory | ADAPTER, PIPE - PVC, SCH 40, 1/2", SLIP X MALE PIPE THREAD. | Per Description |  | EA | 7 |  | 0
FTGDF145 | Priority Two - Inventory | ADAPTER, PIPE- PVC, SCH 40, 3/4", SLIP X MALE PIPE THREAD. | Per Description |  | EA | 165 |  | 0
FTGDF150 | Priority Two - Inventory | ADAPTER, PIPE - PVC, SCH 40, 1", SLIP X MALE PIPE THREAD. | Per Description |  | EA | 66 |  | 0
FTGDF160 | Priority Two - Inventory | ADAPTER, PIPE - PVC, SCH 40, 1-1/2", SLIP X MALE PIPE THREAD. | Per Description |  | EA | 73 |  | 0
FTGDF165 | Priority Two - Inventory | ADAPTER, PIPE - PVC, SCH 40, 2", SLIP X MALE PIPE THREAD. | Per Description |  | EA | 76 |  | 0
FTGDF190 | Priority Two - Inventory | BUSHING, REDUCING, 3/4" SLIP X 1/2" FIPT PVC SCH40 | Per Description |  | EA | 110 |  | 0
FTGDF200 | Priority Two - Inventory | BUSHING, PVC - SCH 40, 3/4" X 1/2", REDUCING BUSHING, SLIP X SLIP. | Per Description |  | EA | 20 |  | 0
FTGDF210 | Priority Two - Inventory | BUSHING, PVC - SCH 40, 1" X 3/4", REDUCING BUSHING, SLIP X SLIP. | Per Description |  | EA | 124 |  | 0
FTGDF227 | Priority Two - Inventory | BUSHING, PVC - SCH 40, 1" X 1-1/4", REDUCING BUSHING, SLIP X SLIP. | Per Description |  | EA | 63 |  | 0
FTGDF240 | Priority Two - Inventory | BUSHING, PVC - SCH 40, 1-1/4" X 1-1/2", REDUCING BUSHING, SLIP X SLIP | Per Description |  | EA | 82 |  | 0
FTGDF246 | Priority Two - Inventory | BUSHING, PVC - SCH 40, 2" X 1-1/2", REDUCING BUSHING, SLIP X SLIP. | Per Description |  | EA | 190 |  | 0
FTGDF250 | Priority Two - Inventory | CAP, PVC - SCH 40, 1/2", SLIP. | Per Description |  | EA | 11 |  | 0
FTGDF260 | Priority Two - Inventory | CAP, PVC - SCH 40, 3/4", SLIP. | Per Description |  | EA | 65 |  | 0
FTGDF279 | Priority Two - Inventory | CAP, PVC - SCH40, 1", SLIP. | Per Description |  | EA | 85 |  | 0
FTGDF290 | Priority Two - Inventory | CAP, PVC - SCH 40, 2". SLIP. | Per Description |  | EA | 8 |  | 0
FTGDF300 | Priority Two - Inventory | CAP, PVC - SCH 40, 4", SLIP. | Per Description |  | EA | 3 |  | 0
FTGDF350 | Priority Two - Inventory | COUPLING, PVC - SCH 40, 1/2",SLIP X SLIP | Per Description |  | EA | 52 |  | 0
FTGDF355 | Priority One - Inventory | COUPLING, PVC - SCH 40, 3/4",SLIP X SLIP | Per Description |  | EA | 732 |  | 0
FTGDF360 | Priority One - Inventory | COUPLING, PVC - SCH 40, 1", SLIP X SLIP. | Per Description |  | EA | 514 |  | 0
FTGDF370 | Priority Two - Inventory | COUPLING, PVC - SCH 40, 1-1/2", SLIP X SLIP. | Per Description |  | EA | 67 |  | 0
FTGDF375 | Priority Two - Inventory | COUPLING, PVC - SCH 40, 2", SLIP X SLIP. | Per Description |  | EA | 26 |  | 0
FTGDF385 | Priority Two - Inventory | COUPLING, PVC - SCH 40, 4", SLIP X SLIP. | Per Description |  | EA | 2 |  | 0
FTGDH505 | Priority Two - Inventory | ELL, PVC - SCH 40, 45 DEGREE, 3/4", SLIP X SLIP. | Per Description |  | EA | 117 |  | 0
FTGDH510 | Priority Two - Inventory | ELL, PVC - 45 DEGREE, 1", SLIP X SLIP, SCH40. | Per Description |  | EA | 33 |  | 0
FTGDH513 | Priority Two - Inventory | ELL, PVC - 45 DEGREE, 1-1/4", SCH40, SLIP X SLIP. | Per Description |  | EA | 1 |  | 0
FTGDH515 | Priority Two - Inventory | ELL, PVC - SCH 40, 45 DEGREE, 1 1/2", SLIP X SLIP. | Per Description |  | EA | 12 |  | 0
FTGDH525 | Priority Two - Inventory | ELL, PVC - SCH 40, 45 DEGREE, 2", SLIP X SLIP | Per Description |  | EA | 20 |  | 0
FTGDH600 | Priority Two - Inventory | ELL, PVC - SCH 40, 90 DEGREE, 1/2", SLIP X SLIP. | Per Description |  | EA | 68 |  | 0
FTGDH610 | Priority One - Inventory | ELL, PVC - SCH 40, 90 DEGREE, 3/4", SLIP X SLIP. | Per Description |  | EA | 551 |  | 0
FTGDH615 | Priority Two - Inventory | ELL, PVC - SCH 40, 90 DEGREE, 3/4", SLIP X FEMALE PIPE THREAD. | Per Description |  | EA | 55 |  | 0
FTGDH620 | Priority One - Inventory | ELL, PVC - SCH 40, 90 DEGREE, 1", SLIP X SLIP. | Per Description |  | EA | 260 |  | 0
FTGDH625 | Priority Two - Inventory | ELL, PVC - SCH 40, 90 DEGREE, 1" X 3/4", 1" SLIP X 3/4" FEMALE PIPE THREAD. | Per Description |  | EA | 11 |  | 0
FTGDH627 | Priority Two - Inventory | ELL, STREET 1", PVC, SCH40, 90 DEGREE, FEMALE SLIP X MALE PIPE THREAD. | Per Description |  | EA | 14 |  | 0
FTGDH640 | Priority Two - Inventory | ELL, PVC - SCH 40, 90 DEGREE, 1-1/2", SLIP X SLIP. | Per Description |  | EA | 123 |  | 0
FTGDH650 | Priority Two - Inventory | ELL, PVC - SCH 40, 90 DEGREE, 2", SLIP X SLIP. | Per Description |  | EA | 22 |  | 0
FTGDH710 | Priority Two - Inventory | PLUG, PVC - SCH 40, 1/2", MALE PIPE THREAD. | Per Description |  | EA | 1 |  | 0
FTGDH720 | Priority Two - Inventory | PLUG, PVC - SCH 40, 3/4", MALE PIPE THREAD. | Per Description |  | EA | 1 |  | 0
FTGDH745 | Priority Two - Inventory | PLUG, PVC - SCH 40, 4", THREADED | Per Description |  | EA | 6 |  | 0
FTGDH815 | Priority Two - Inventory | TEE, PVC - SCH 40, 1/2", SLIP X SLIP X SLIP. | Per Description |  | EA | 12 |  | 0
FTGDH820 | Priority Two - Inventory | TEE, PVC - SCH 40, 3/4", SLIP X SLIP X FEMALE PIPE THREAD. | Per Description |  | EA | 1 |  | 0
FTGDH825 | Priority Two - Inventory | TEE, PVC - SCH 40, 3/4", SLIP X SLIP X SLIP. | Per Description |  | EA | 18 |  | 0
FTGDH830 | Priority Two - Inventory | TEE, PVC - SCH 40, 1", SLIP X SLIP X SLIP. | Per Description |  | EA | 20 |  | 0
FTGDH840 | Priority Two - Inventory | TEE, PVC - SCH40, 1-1/2", SLIP X SLIP X SLIP. | Per Description |  | EA | 18 |  | 0
FTGDH850 | Priority Two - Inventory | TEE, PVC - SCH 40, 2",SLIP X SLIP X SLIP. | Per Description |  | EA | 3 |  | 0
FTGDK075 | Priority One - Inventory | ADAPTER, PIPE - PVC, SCH 80, 1-1/2", SLIP X MALE IRON PIPE THREAD. | Per Description |  | EA | 244 |  | 0
FTGDK080 | Priority One - Inventory | ADAPTER, 2" PVC, SCH 80, SLIP X FEMALE IRON PIPE THREAD | Per Description |  | EA | 341 |  | 0
FTGDK085 | Priority One - Inventory | ADAPTER, PIPE - PVC, SCH 80, 2", SLIP X MALE IRON PIPE THREAD. | Per Description |  | EA | 257 |  | 0
FTGDK090 | Priority Two - Inventory | ADAPTER, PIPE - PVC, SCH 80, 3", SLIP X MALE IRON PIPE THREAD. | Per Description |  | EA | 1 |  | 0
FTGDK110 | Priority Two - Inventory | COUPLING, PVC - SCH 80, 1/2",SLIP X SLIP | Per Description |  | EA | 1 |  | 0
FTGDK120 | Priority Two - Inventory | COUPLING, PVC - SCH 80, 3/4",SLIP X SLIP | Per Description |  | EA | 26 |  | 0
FTGDK125 | Priority Two - Inventory | COUPLING, PVC - SCH 80, 3/4", THREADED. | Per Description |  | EA | 4 |  | 0
FTGDK130 | Priority Two - Inventory | COUPLING, PVC - SCH80, 1", SLIP X SLIP. | Per Description |  | EA | 32 |  | 0
FTGDK140 | Priority Two - Inventory | COUPLING, PVC - SCH 80, 1-1/4", SLIP X SLIP. | Per Description |  | EA | 28 |  | 0
FTGDK145 | Priority Two - Inventory | COUPLING, PVC - SCH 80, 1-1/2", SLIP X SLIP. | Per Description |  | EA | 120 |  | 0
FTGDK150 | Priority One - Inventory | COUPLING, PVC - SCH 80, 2", SLIP X SLIP. | Per Description |  | EA | 216 |  | 0
FTGDK155 | Priority Two - Inventory | COUPLING, PVC - SCH 80, 3", SLIP X SLIP. | Per Description |  | EA | 14 |  | 0
FTGDK180 | Priority Two - Inventory | ELL, PVC - SCH 80, 45 DEGREE, 1/2", SLIP X SLIP. | Per Description |  | EA | 1 |  | 0
FTGDK200 | Priority Two - Inventory | ELL, PVC-SCH 80, 45 DEGREE, 1-1/2", SLIP X SLIP. | Per Description |  | EA | 5 |  | 0
FTGDK207 | Priority Two - Inventory | ELL, PVC - SCH 80, 45 DEGREE, 3", SLIP X SLIP. | Per Description |  | EA | 12 |  | 0
FTGDK220 | Priority Two - Inventory | ELL, PVC - SCH 80, 1/2", 90 DEGREE, SLIP X SLIP. | Per Description |  | EA | 1 |  | 0
FTGDK235 | Priority Two - Inventory | ELL, PVC - SCH 80, 90 DEGREE, 3/4", THREADED | Per Description |  | EA | 1 |  | 0
FTGDK240 | Priority Two - Inventory | ELL, PVC - SCH 80, 90 DEGREE, 1", SLIP X SLIP. | Per Description |  | EA | 18 |  | 0
FTGDK250 | Priority Two - Inventory | ELL, PVC - SCH 80, 90 DEGREE, 1-1/4", SLIP X SLIP. | Per Description |  | EA | 1 |  | 0
FTGDK260 | Priority Two - Inventory | ELL, PVC - SCH 80, 90 DEGREE, 1-1/2", SLIP X SLIP | Per Description |  | EA | 73 |  | 0
FTGDK270 | Priority Two - Inventory | ELL, PVC - SCH 80, 2", 90 DEGREE, SLIP X SLIP. | Per Description |  | EA | 127 |  | 0
FTGDK470 | Priority Two - Inventory | TEE, PVC - SCH 80, 1", SLIP X SLIP X SLIP. | Per Description |  | EA | 1 |  | 0
FTGDK497 | Priority Two - Inventory | TEE, PVC - SCH 80, 2", SLIP X SLIP X SLIP. | Per Description |  | EA | 9 |  | 0
FTGDK723 | Priority Two - Inventory | NIPPLE, PVC - SCH 80, 1/2" X 3". | Per Description |  | EA | 1 |  | 0
FTGDK824 | Priority Two - Inventory | NIPPLE, PVC - SCH 80, 3/4" X 3". | Per Description |  | EA | 38 |  | 0
FTGDK848 | Priority Two - Inventory | NIPPLE, PVC - SCH 80, 3/4" X 5". | Per Description |  | EA | 29 |  | 0
FTGDK852 | Priority Two - Inventory | NIPPLE, PVC - SCH 80, 3/4" X 6",THREADED | Per Description |  | EA | 33 |  | 0
FTGDK904 | Priority Two - Inventory | NIPPLE, PVC - SCH 80, 1" X 4", THREADED. | Per Description |  | EA | 41 |  | 0
FTGDK912 | Priority Two - Inventory | NIPPLE, PVC - SCH 80, 1" X 6", THREADED. | Per Description |  | EA | 16 |  | 0
FTGDK928 | Priority Two - Inventory | NIPPLE, PVC - SCH 80, 1" X 8", THREADED. | Per Description |  | EA | 3 |  | 0
FTGDK936 | Priority Two - Inventory | NIPPLE, PVC - SCH 80, 1" X 12", THREADED . | Per Description |  | EA | 2 |  | 0
FTGDK975 | Priority Two - Inventory | NIPPLE, PVC - SCH 80, 1-1/4" X 6", THREADED. | Per Description |  | EA | 1 |  | 0
FTGDK991 | Priority Two - Inventory | NIPPLE, PVC - SCH 80, 1-1/4" X 12", THREADED. | Per Description |  | EA | 1 |  | 0
FTGDM027 | Priority Two - Inventory | NIPPLE, PVC - SCH 80, 1-1/2" X 4" | Per Description |  | EA | 7 |  | 0
FTGDM044 | Priority Two - Inventory | NIPPLE, PVC - SCH 80, 1-1/2" X 6" | Per Description |  | EA | 23 |  | 0
FTGDM082 | Priority One - Inventory | NIPPLE, PVC - SCH 80, 1-1/2" X 12" | Per Description |  | EA | 259 |  | 0
FTGDM149 | Priority Two - Inventory | NIPPLE, PVC - SCH 80, 2" X 6" | Per Description |  | EA | 45 |  | 0
FTGDM184 | Priority One - Inventory | NIPPLE, PVC - SCH 80, 2" X 12" | Per Description |  | EA | 274 |  | 0
FTGDQ104 | Priority Two - Inventory | BEND, PVC - SDR26, 22-1/2 DEGREE, 4", BELL X SPIGOT, SPIGOT END TO BE FULL CHAMFERED, BELL TO BE GASKETED. | Per Description |  | EA | 160 |  | 0
FTGDQ108 | Priority Two - Inventory | BEND, PVC - SDR26, 22-1/2 DEGREE, 6", BELL X BELL, BOTH BELL ENDS TO BE GASKETED. | Per Description |  | EA | 117 |  | 0
FTGDQ112 | Priority One - Inventory | BEND, PVC - SDR26, 22-1/2 DEGREE, 6", BELL X SPIGOT, SPIGOT TO BE CHAMFERED, BELL END TO BE GASKETED. | Per Description |  | EA | 233 |  | 0
FTGDQ144 | Priority Two - Inventory | BEND, PVC - SDR 26, 45 DEGREE, 4", BELL X BELL, BOTH ENDS GASKETED | Per Description |  | EA | 183 |  | 0
FTGDQ148 | Priority Two - Inventory | BEND, PVC - SDR26, 45 DEGREE, 6", BELL X BELL, BOTH ENDS GASKETED. | Per Description |  | EA | 182 |  | 0
FTGDQ152 | Priority One - Inventory | BEND, PVC - SDR26, 45 DEGREE, 6", BELL X SPIGOT, SPIGOT TO BE CHAMFERED, BELL TO BE GASKETED | Per Description |  | EA | 316 |  | 0
FTGDQ156 | Priority Two - Inventory | BEND, PVC - SDR26, 45 DEGREE, 8", BELL X SPIGOT, SPIGOT TO BE CHAMFERED, BELL TO BE GASKETED. | Per Description |  | EA | 8 |  | 0
FTGDQ172 | Priority Two - Inventory | BEND, PVC - SDR26, 90 DEGREE, 4", BELL X SPIGOT, SPIGOT TO BE CHAMFERED, BELL TO BE GASKETED. | Per Description |  | EA | 2 |  | 0
FTGDQ180 | Priority Two - Inventory | BEND, PVC - SDR26, 90 DEGREE, 6", BELL X SPIGOT, SPIGOT TO BE CHAMFERED, BELL TO BE GASKETED. | Per Description |  | EA | 8 |  | 0
FTGDQ260 | Priority Two - Inventory | CAP, PVC - SDR26. 6",BELL TO BE GASKETED | Per Description |  | EA | 6 |  | 0
FTGDQ382 | Priority Two - Inventory | COUPLING, PVC - 6", COUPLING TO FIT SDR-26 OD ON ONE END AND C900 OD ON THE OTHER, COUPLING TO BE BELLED & GASKETED ON BOTH ENDS. | THE HARRINGTON CORP (HARCO) 337-060 |  | EA | 4 |  | 0
FTGDQ410 | Priority One - Inventory | PLUG, PVC - SDR 26, 6", SLIP | Per Description |  | EA | 267 |  | 0
FTGDQ420 | Priority Two - Inventory | PLUG, PVC - SDR 26, 8", SLIP | Per Description |  | EA | 12 |  | 0
FTGDQ510 | Priority Two - Inventory | TEE, PVC - SDR26, 4", SANITARY SEWER TEE, BELL X BELL X BELL, ALL BELLS TO BE GASKETED. | Per Description |  | EA | 17 |  | 0
FTGDQ540 | Priority Two - Inventory | TEE, PVC - SDR26, 8" X 6", SANITARY SEWER TEE, BELL X BELL X BELL, ALL BELLS TO BE GASKETED. | Per Description |  | EA | 29 |  | 0
FTGDQ610 | Priority Two - Inventory | WYE, PVC - SDR26, 4" X 4" X 4", BELL X BELL X BELL, ALL BELLS TO BE GASKETED. | Per Description |  | EA | 12 |  | 0
FTGDQ620 | Priority Two - Inventory | WYE, PVC - SDR26, 6" X 6" X 6", BELL X BELL X BELL, ALL BELLS TO BE GASKETED. | Per Description |  | EA | 18 |  | 0
FTGDQ630 | Priority Two - Inventory | WYE, PVC - SDR26, 8" X 8" X 6", BELL X BELL X BELL. ALL BELLS TO BE GASKETED. | Per Description |  | EA | 27 |  | 0
FTGDU000 | Priority Two - Inventory | TEE, PVC - DR18, 8" X 8" X 6", ALL OUT- LETS TO BE BELLED AND GASKETED, C-900, ALL FITTINGS TO BE INJECTION MOLDED. | Per Description |  | EA | 2 |  | 0
FTGDU040 | Priority Two - Inventory | BEND, PVC - DR 18, 22 1/2 DEGREE, 6", C-900 (AWWA C 907: Class 150 rated). | Per Description |  | EA | 3 |  | 0
FTGDU203 | Full Service | RESTRAINER KIT, 3", TO INCLUDE GLAND, M.J. RUBBER GASKET, M.J. BOLTS AND NUTS. **MUST BE BOXED IN KIT FORM. ** | EBAA IRON 1103 SIGMA SLDEP3 STAR PIPE PRODUCTS SGDPPK03 |  | EA | 231 |  | 0
FTGDU214 | Full Service | RESTRAINER KIT, 4", TO INCLUDE GLAND, M.J. RUBBER GASKET, M.J. BOLTS AND NUTS. ** MUST BE BOXED IN KIT FORM. ** | EBAA IRON 1104 SIGMA SLDEP4 STAR PIPE PRODUCTS SGDPPK04 |  | EA | 107 |  | 0
FTGDU226 | Full Service | RESTRAINER KIT, 6", TO INCLUDE GLAND, M.J. RUBBER GASKET, M.J. BOLTS AND NUTS. ** MUST BE BOXED IN KIT FORM. ** | EBAA IRON 1106 SIGMA SLDEP6 STAR PIPE PRODUCTS SGDPPK06 |  | EA | 133 |  | 0
FTGDU238 | Full Service | RESTRAINER KIT, 8", TO INCLUDE GLAND, M.J. RUBBER GASKET, M.J. BOLTS AND NUTS. ** MUST BE BOXED IN KIT FORM. ** | EBAA IRON 1108 SIGMA SLDEP8 STAR PIPE PRODUCTS SGDPPK08 |  | EA | 67 |  | 0
FTGDU240 | Full Service | RESTRAINER KIT, 10", TO INCLUDE GLAND, M.J. RUBBER GASKET, M.J. BOLTS AND NUTS. ** MUST BE BOXED IN KIT FORM. ** | EBAA IRON 1110 SIGMA SLDEP10 STAR PIPE PRODUCTS SGDPPK10 |  | EA | 30 |  | 0
FTGDU256 | Full Service | RESTRAINER KIT, 12", TO INCLUDE GLAND, M.J. RUBBER GASKET, M.J. BOLTS AND NUTS. ** MUST BE BOXED IN KIT FORM. ** | EBAA IRON 1112 SIGMA SLDEP12 STAR PIPE PRODUCTS SGDPPK12 |  | EA | 22 |  | 0
FTGDU264 | Priority Two - Inventory | RESTRAINER KIT, 14", TO INCLUDE GLAND, M.J. RUBBER GASKET, M.J. BOLTS AND NUTS. ** MUST BE BOXED IN KIT FORM. ** | EBAA IRON 1114 |  | EA | 4 |  | 0
FTGDU266 | Full Service | RESTRAINER KIT, 16", TO INCLUDE GLAND, M.J. RUBBER GASKET, M.J. BOLTS AND NUTS. ** MUST BE BOXED IN KIT FORM ** | EBAA IRON 1116 |  | EA | 26 |  | 0
FTGDU287 | Priority Two - Inventory | RESTRAINER, MJ FITTING - 18", ONE PIECE GLAND REPLACES MJ FOLLOWER GLAND. USED WITH DUCTILE PIPE. ** MUST BE BOXED IN KIT FORM ** | EBAA IRON 1118 FORD SERIES 1400 SIGMA SLCEP18 STAR SGDPPK18 |  | EA | 11 |  | 0
FTGDU290 | Priority Two - Inventory | RESTRAINER KIT, 20", TO INCLUDE GLAND, MJ RUBBER GASKET, MJ BOLTS AND NUTS. ** MUST BE BOXED IN KIT FORM ** | EBAA IRON 1120 |  | EA | 14 |  | 0
FTGDU292 | Priority Two - Inventory | RESTRAINER KIT, 24", TO INCLUDE GLAND, MJ RUBBER GASKET, MJ BOLTS AND NUTS. ** MUST BE BOXED IN KIT FORM ** | EBAA IRON 1124 |  | EA | 9 |  | 0
FTGDU310 | Full Service | CIRCLE-LOK RESTRAINER KIT, 1500 CA, FOR 4" DR 18 & DR 25 PVC, KIT TO INCLUDE MEGALUG GLAND, MJ GASKET ONLY, MJ BOLTS AND NUTS. ** MUST BE BOXED IN KIT FORM ** | FORD UFR-1500-4A-I SIGMA SLCEP4 STAR PIPE PRODUCTS PVCPK4004 |  | EA | 362 |  | 0
FTGDU315 | Full Service | CIRCLE-LOK RESTRAINER KIT, 1500 CA, FOR 6" DR 18 & DR 25 PVC, KIT TO INCLUDE MEGALUG GLAND, MJ GASKET ONLY, MJ BOLTS AND NUTS. ** MUST BE BOXED IN KIT FORM ** | FORD UFR1500-6A-I SIGMA SLCEP6 STAR PIPE PRODUCTS PVCPK4006 |  | EA | 967 |  | 0
FTGDU320 | Full Service | CIRCLE-LOK RESTRAINER KIT, 1500 CA, FOR 8" DR 18 & DR 25 PVC, KIT TO INCLUDE MEGALUG GLAND, MJ GASKET ONLY, MJ BOLTS AND NUTS. ** MUST BE BOXED IN KIT FORM ** | FORD 81500 CA SIGMA SLCEP8 STAR PIPE PRODUCTS PVCPK4008 |  | EA | 514 |  | 0
FTGDU325 | Full Service | CIRCLE-LOK RESTRAINER KIT, 1500 CA, FOR 10" DR 18 & DR 25 PVC, KIT TO INCLUDE MEGALUG GLAND, MJ GASKET ONLY, MJ BOLTS AND NUTS. ** MUST BE BOXED IN KIT FORM ** | SIGMA SLCEP10 STAR PIPE PRODUCTS PVCPK4010 |  | EA | 50 |  | 0
FTGDU330 | Full Service | CIRCLE-LOK RESTRAINER KIT, 1500 CA, FOR 12" DR 18 & DR 25 PVC, KIT TO INCLUDE MEGALUG GLAND, MJ GASKET ONLY, MJ BOLTS AND NUTS. ** MUST BE BOXED IN KIT FORM ** | SIGMA SLCEP12 STAR PIPE PRODUCTS PVCPK4012 |  | EA | 191 |  | 0
FTGDU335 | Full Service | CIRCLE-LOK RESTRAINER KIT, 1500 CA, FOR 16" DR 18 & DR 25 PVC, KIT TO INCLUDE MEGALUG GLAND, MJ GASKET ONLY, MJ BOLTS AND NUTS. ** MUST BE BOXED IN KIT FORM ** | SIGMA SLCEP16 STAR PIPE PRODUCTS PVCPK4016 |  | EA | 66 |  | 0
FTGDW400 | Full Service | RESTRAINER, SPLIT GLAND, 4" - RESTRAINER FOR C-900 PVC PIPE. USED TO RESTRAIN MJ FITTINGS TO PVC PIPE. 360 DEGREE PIPE SUPPORT. | SIGMA PWM-C4 STARR PRC1004 UNIFLANGE 1300C |  | EA | 113 |  | 0
FTGDW500 | Full Service | RESTRAINER, SPLIT GLAND, 6" - RESTRAINER FOR C-900 PVC PIPE. USED TO RESTRAIN MJ FITTINGS TO PVC PIPE. 360 DEGREE PIPE SUPPORT. | SIGMA PWMC6 |  | EA | 403 |  | 0
FTGDW600 | Full Service | RESTRAINER, SPLIT GLAND, 8" - RESTRAINER FOR C-900 PVC PIPE. USED TO RESTRAIN MJ FITTINGS TO PVC PIPE. 360 DEGREE PIPE SUPPORT. | SIGMA PWM-C8 STAR PIPE PRODUCTS PRC1008 |  | EA | 547 |  | 0
FTGDW950 | Full Service | UNIFLANGE, RESTRAINER GLAND, 8", WITH BOLTS AND NUTS, FOR STEEL PIPE SIZE PVC PIPE, USED TO RESTRAIN MJ FITTINGS TO PVC PIPE. | SIGMA PVM-S8 STARR PRS1008 UNIFLANGE 1300S |  | EA | 4 |  | 0
FTGDW970 | Full Service | RESTRAINER, SPLIT GLAND, 10"- RESTRAINER FOR C-900 PVC PIPE. USED TO RESTRAIN MJ FITTINGS TO PVC PIPE. 360 DEGREE PIPE SUPPORT. | SIGMA PWM-C10 STARR PRC1010 UNIFLANGE 1300C |  | EA | 14 |  | 0
FTGDY000 | Full Service | RESTRAINER, SPLIT GLAND, 12"- RESTRAINER FOR C-900 PVC PIPE. USED TO RESTRAIN MJ FITTINGS TO PVC PIPE. 360 DEGREE PIPE SUPPORT. | SIGMA PWMC12 STAR PIPE PRODUCTS PRC1012 UNIFLANGE 1300C |  | EA | 113 |  | 0
FTGDY060 | Full Service | RESTRAINER, SPLIT GLAND, 16"- RESTRAINER FOR C-900 PVC PIPE. USED TO RESTRAIN MJ FITTINGS TO PVC PIPE. 360 DEGREE PIPE SUPPORT. | SIGMA PWM-C16 STARR PRC1016 |  | EA | 19 |  | 0
FTGDY080 | Priority Two - Inventory | RESTRAINER, FLANGE 8" TO BE USED FOR RESTRAINING BELL JOINTS OF C-900 PIPE. | FORD 1390C SIGMA PWP-C8 STARR PRC1108 |  | EA | 3 |  | 0
FTGDY100 | Priority Two - Inventory | RESTRAINER, FLANGE 12" TO BE USED FOR RESTRAINING BELL JOINTS OF C-900 PIPE | SIGMA PWP-C12 STARR PRC1112 |  | EA | 11 |  | 0
FTGDY120 | Priority Two - Inventory | RESTRAINER, FLANGE 20" TO BE USED FOR RESTRAINING BELL JOINTS OF C-900 PIPE | FORD 1390C SIGMA PWP-C20 STAR PRC1120 |  | EA | 8 |  | 0
FTGDY124 | Priority Two - Inventory | RESTRAINER, SPLIT X SPLIT, SERRATED, 24" PVC BELL JOINT RESTRAINT, TO BE USED FOR RESTRAINING BELL JOINTS OF C905 PIPE | FORD 1390C SIGMA PWP-C24 STAR PRC1124 |  | EA | 7 |  | 0
FTGDY200 | Priority Two - Inventory | RESTRAINER, UNIFLANGE 6", USED TO RESTRAIN PVC DR18 FITTINGS TO 6" C-900 PIPE. | FORD UFR1360-C-6-I SIGMA PWPFC6 |  | EA | 8 |  | 0
FTGDY218 | Priority Two - Inventory | RESTRAINER, UNIFLANGE 8", USED TO RESTRAIN PVC DR18 FITTINGS TO 8" C-900 PIPE. | SIGMA PWPF-C8 STAR PRC1208 UNIFLANGE 1360 |  | EA | 1 |  | 0
FTGDY504 | Full Service | SERIES 1390 PIPE RESTRAINER FOR DUCTILE IRON PIPE, 4", TO COME COMPLETE WITH THE FOLLOWING ITEMS, TWO CLAMPING RINGS, FOUR BOLTS & NUTS, THREADED RODS & NUTS. | Per Description |  | EA | 6 |  | 0
FTGDY506 | Full Service | PIPE RESTRAINER FOR DUCTILE IRON PIPE, 6", TO COME COMPLETE WITH THE FOLLOWING ITEMS, TWO CLAMPING RINGS, FOUR BOLTS & NUTS, THREADED RODS & NUTS. | Per Description |  | EA | 9 |  | 0
FTGDY508 | Full Service | PIPE RESTRAINER FOR DUCTILE IRON PIPE, 8", TO COME COMPLETE WITH THE FOLLOWING ITEMS, TWO CLAMPING RINGS, FOUR BOLTS & NUTS, THREADED RODS & NUTS | FORD 1390 SIGMA PWP-C8 STAR 1100C |  | EA | 14 |  | 0
FTGDY603 | Full Service | 1500 CA MEGA LUG KIT, TO FIT 3" IPS AND SCH-40 PVC PIPE, KIT TO INCLUDE - MEGA LUG GLAND, M.J. RUBBER GASKET, M.J. BOLTS & NUTS. | Per Description |  | EA | 13 |  | 0
FTGDY620 | Full Service | 1500 CA MEGA LUG KIT, TO FIT 20" DR -18 PVC PIPE, KIT TO INCLUDE - MEGA LUG GLAND, M.J. RUBBER GASKET, M.J. BOLTS & NUTS. MUST BE BOXED IN KIT FORM. | Per Description |  | EA | 29 |  | 0
FTGDY624 | Full Service | 1500 CA MEGA LUG KIT, TO FIT 24" DR -18 PVC PIPE, KIT TO INCLUDE - MEGA LUG GLAND, M.J. RUBBER GASKET, M.J. BOLTS & NUTS. | Per Description |  | EA | 12 |  | 0
FTGDY636 | Full Service | 1500 CA MEGA LUG RESTRAINER KIT, TO FIT 36" C905 PVC PIPE, KIT TO INCLUDE - MEGA LUG GLAND, M.J. RUBBER GASKET, M.J. BOLTS & NUTS. MUST HAVE ONE KIT PER BOX | Per Description |  | EA | 2 |  | 0
FTGEE003 | Priority Two - Inventory | COUPLING, 3", RANGE 3.13-3.36, FITS AC, DI, CI, PVC, HDPE - LENGTH 8.38" EPOXY COATED-WATER/SEWER APPLICATIONS - 2 EACH STAINLESS STEEL BOLTS (ON EACH END) STAB TYPE INSTALLATION (NO DISASSEMBLY REQUIRED) | ROMAC INDUSTRIES 260-0363631 (MACRO) |  | EA | 7 |  | 0
FTGEE005 | Priority Two - Inventory | COUPLING, 3" HYMAX, RANGE 3.46-4.33 EACH SIDE, FITS AC, DI, CI, PVC HDPE - LENGTH 8.7" - EPOXY COATED-WATER/SEWER APPLICATIONS - 2 EACH STAINLESS STEEL BOLTS (ON EACH END) STAB TYPE INSTALLATION (NO DISASSEMBLY REQUIRED) | KRAUSZ USA 2000-0433-260 (HYMAX) |  | EA | 65 |  | 0
FTGEE010 | Priority Two - Inventory | COUPLING, 4", MIN RANGE 4.40-5.60, FITS AC, DI, CI, PVC HDPE - LENGTH 8.7-11.19 EPOXY COATED-WATER/SEWER APPLICATIONS - 2 EACH STAINLESS STEEL BOLTS (ON EACH END) STAB TYPE INSTALLATION (NO DISASSEMBLY REQUIRED) | KRAUSZ USA 2000-0563-260 (HYMAX) |  | EA | 140 |  | 0
FTGEE012 | Priority Two - Inventory | COUPLING, 4", MIN RANGE 4.50-4.90, FITS DI, CI, PVC, PVC-IPS, HDPE,- LENGTH 11.85- SINGLE UNIT, FUSION BONDED EPOXY COATED-WATER/SEWER APPLICATIONS 2 STAINLESS STEEL BOLTS (ON EACH END) STAB TYPE INSTALLATION (NO DISASSEMBLY REQUIRED) | ROMAC INDUSTRIES 266-04901231 (ALPHA) |  | EA | 11 |  | 0
FTGEE040 | Priority Two - Inventory | COUPLING, 6", MIN RANGE 6.60-7.60, FITS AC, DI, CI, PVC HDPE - LENGTH 10.8-11.19 EPOXY COATED-WATER/SEWER APPLICATIONS - 2 EACH STAINLESS STEEL BOLTS (ON EACH END) STAB TYPE INSTALLATION (NO DISASSEMBLY REQUIRED) | KRAUSZ USA 2000-0768-260 (HYMAX) |  | EA | 154 |  | 0
FTGEE045 | Priority Two - Inventory | COUPLING, 6", MIN RANGE 6.60-7.00, FITS DI, CI, PVC, PVC-IPS, HDPE,- LENGTH 11.98- SINGLE UNIT, FUSION BONDED EPOXY COATED-WATER/SEWER APPLICATIONS 2 STAINLESS STEEL BOLTS (ON EACH END) STAB TYPE INSTALLATION (NO DISASSEMBLY REQUIRED) | ROMAC INDUSTRIES 266-07001211 (ALPHA) |  | EA | 18 |  | 0
FTGEE050 | Priority Two - Inventory | COUPLING, 8", MIN RANGE 8.60-9.75, FITS AC, DI, CI, PVC HDPE - LENGTH 10.8-11.19 EPOXY COATED-WATER/SEWER APPLICATIONS - 2 EACH STAINLESS STEEL BOLTS (ON EACH END) STAB TYPE INSTALLATION (NO DISASSEMBLY REQUIRED) | KRAUSZ USA 2000-0984-260 (HYMAX) |  | EA | 111 |  | 0
FTGEE054 | Priority Two - Inventory | COUPLING, 8", MIN RANGE 8.60-9.10, FITS DI, CI, PVC, PVC-IPS, HDPE,- LENGTH 13.19- SINGLE UNIT, FUSION BONDED EPOXY COATED-WATER/SEWER APPLICATIONS 2 STAINLESS STEEL BOLTS (ON EACH END) STAB TYPE INSTALLATION (NO DISASSEMBLY REQUIRED) | ROMAC INDUSTRIES 266-09101211 (ALPHA) |  | EA | 2 |  | 0
FTGEE060 | Priority Two - Inventory | COUPLING, 10", MIN RANGE 10.70-11.90, FITS AC, DI, CI, PVC HDPE - LENGTH 10.8-11.19- EPOXY COATED-WATER/SEWER APPLICATIONS - 2 EACH STAINLESS STEEL BOLTS (ON EACH END) STAB TYPE INSTALLATION (NO DISASSEMBLY REQUIRED) | KRAUSZ USA 2000-1200-260/K86056027216 (HY ROMAC INDUSTRIES 2601190831 (MACRO) |  | EA | 15 |  | 0
FTGEE065 | Priority Two - Inventory | COUPLING, 10", MIN RANGE 11.00-12.20, FITS AC, DI, CI, PVC HDPE - LENGTH 10.8-11.19- EPOXY COATED-WATER/SEWER APPLICATIONS - 2 EACH STAINLESS STEEL BOLTS (ON EACH END) STAB TYPE INSTALLATION (NO DISASSEMBLY REQUIRED) | KRAUSZ USA 2000-1226-260 (HYMAX OS) ROMAC INDUSTRIES 260-1220831 (MACRO XL) |  | EA | 7 |  | 0
FTGEE068 | Priority Two - Inventory | COUPLING, 10", MIN RANGE 10.75-11.20, FITS DI, CI, PVC, PVC-IPS, HDPE,- LENGTH 12.74- SINGLE UNIT, FUSION BONDED EPOXY COATED-WATER/SEWER APPLICATIONS 2 STAINLESS STEEL BOLTS (ON EACH END) STAB TYPE INSTALLATION (NO DISASSEMBLY REQUIRED) | ROMAC INDUSTRIES 266-11201211 (ALPHA) |  | EA | 1 |  | 0
FTGEE070 | Priority Two - Inventory | COUPLING, 12", MIN RANGE 12.70-13.66, FITS AC, DI, CI, PVC HDPE - LENGTH 10.8-11.19 EPOXY COATED-WATER/SEWER APPLICATIONS - 2 EACH STAINLESS STEEL BOLTS (ON EACH END) STAB TYPE INSTALLATION (NO DISASSEMBLY REQUIRED) | KRAUSZ USA 2000-1366-260/K86056031516 (HY ROMAC INDUSTRIES 2601380831 (MACRO) |  | EA | 19 |  | 0
FTGEE075 | Priority Two - Inventory | COUPLING, 12", MIN RANGE 13.15-14.40, FITS AC, DI, CI, PVC HDPE - LENGTH 10.8-11.19 EPOXY COATED-WATER/SEWER APPLICATIONS - 2 EACH STAINLESS STEEL BOLTS (ON EACH END) STAB TYPE INSTALLATION (NO DISASSEMBLY REQUIRED) | KRAUSZ USA 2000-1441-260 (HYMAX OS) ROMAC INDUSTRIES 260-1440831 (MACRO XL) |  | EA | 12 |  | 0
FTGEE080 | Priority Two - Inventory | COUPLING, 12", MIN RANGE 12.75-13.30, FITS DI, CI, PVC, PVC-IPS, HDPE,- LENGTH 13.30- SINGLE UNIT, FUSION BONDED EPOXY COATED-WATER/SEWER APPLICATIONS 2 STAINLESS STEEL BOLTS (ON EACH END) STAB TYPE INSTALLATION (NO DISASSEMBLY REQUIRED) | ROMAC INDUSTRIES 266-13301211 (ALPHA) |  | EA | 4 |  | 0
FTGEE600 | Priority Two - Inventory | SLEEVE, DUCTILE IRON, 4", MECHANICAL JOINT, 10-MIL EPOXYLINED, (TO BE SUPPLIED WITHOUT ACCESSORIES), UNION, TYLER, US PIPE, OR EQUAL | Per Description |  | EA | 1 |  | 0
FTGEE620 | Priority Two - Inventory | SLEEVE, DUCILE IRON, 6", MECHANICAL JOINT, 10-MIL EPOXYLINED, (TO BE SUPPLIED WITHOUT ACCESSORIES), UNION, TYLER, US PIPE, OR EQUAL | Per Description |  | EA | 1 |  | 0
FTGEE640 | Priority Two - Inventory | SLEEVE, DUCTILE IRON, 8", MECHANICAL JOINT, 10-MIL EPOXYLINED, (TO BE SUPPLIED WITHOUT ACCESSORIES), UNION, TYLER, US PIPE, OR EQUAL | Per Description |  | EA | 1 |  | 0
FTGEE660 | Priority Two - Inventory | SLEEVE, DUCTILE IRON, 10", MECHANICAL JOINT, 10-MIL EPOXYLINED, (TO BE SUPPLIED WITHOUT ACCESSORIES), UNION, TYLER, US PIPE, OR EQUAL | Per Description |  | EA | 1 |  | 0
FTGEE680 | Priority Two - Inventory | SLEEVE, DUCTILE IRON, 12", MECHANICAL JOINT, 10-MIL EXPOXYLINED, (TO BE SUPPLIED WITHOUT ACCESSORIES), UNION, TYLER, US PIPE, OR EQUAL | Per Description |  | EA | 1 |  | 0
FTGEE870 | Priority Two - Inventory | SLEEVE, DUCTILE IRON, 20", MECHANICAL JOINT, 10-MIL EXPOXYLINED, (TO BE SUPPLIED WITHOUT ACCESSORIES), UNION, TYLER, US PIPE, OR EQUAL | Per Description |  | EA | 2 |  | 0
FTGEE890 | Priority Two - Inventory | SLEEVE, DUCTILE IRON, 36", MECHANICAL JOINT, 10-MIL EXPOXYLINED, TO BE SUPPLIED WITHOUT ACCESSORIES | Per Description |  | EA | 1 |  | 0
FTGEE960 | Priority Two - Inventory | SLEEVE, DUCTILE IRON, 48", MECHANICAL JOINT, 10-MIL EXPOXYLINED, TO BE SUPPLIED WITHOUT ACCESSORIES | Per Description |  | EA | 1 |  | 0
FTGIP000 | Priority Two - Inventory | NO LEAD COUPLING, COMPRESSION, 1", CTS COMP X IPS COMP COUP. | FORD C46-44-NL |  | EA | 84 |  | 0
GAGAA060 | Priority Two - Inventory | GAUGE, STAINLESS STEEL, GLYCERIN FILLED, 2-1/2", 0-60 PSI, 1/4" LOWER MOUNT BRASS CONNECTION | U.S. GAUGE P5801 WIKA 21353-2.5-C-4-B |  | EA | 6 |  | 0
GAGAA070 | Priority Two - Inventory | GAUGE, STAINLESS STEEL, GLYCERIN FILLED, 2-1/2", 0-100 PSI, 1/4", 656 SERIES STAINLESS STEEL LOWER MOUNT CONNECTION | U.S. GAUGE 256010LG WIKA 9833574 |  | EA | 6 |  | 0
GAGAA080 | Priority Two - Inventory | GAUGE, GLYCERIN FILLED, 2-1/2",0-160 PSI | WIKA 213.53 WIKA 9767070 |  | EA | 17 |  | 0
GAGAA100 | Priority Two - Inventory | GAUGE, GLYCERIN FILLED 2-1/2", 0-300 PSI, 1/4", 656 SERIES STAINLESS STEEL LOWER MOUNT CONNECTION | SYSTEM COMPONENTS CORP. 7211 U.S. GAUGE 256013 U.S. GAUGE P555L |  | EA | 7 |  | 0
GKTAA700 | Priority Two - Inventory | GASKET, TRANSITION 3" - MJ X IPS GASKET, GASKET IS USED IN STD. MECHANICAL JOINT FITTING FOR USE ON IRON PIPE SIZE PIPE (STEEL PIPE), GASKET TO BE CONSTRUCTED OF VIRGIN SBR MEETING ASTM D2000 3 BA715 | SIGMA TG3 STAR MJGAST03 |  | EA | 4 |  | 0
GKTAA719 | Priority Two - Inventory | GASKET, TRANSITION 4" - MJ X IPS GASKET, GASKET IS USED IN STD. MECHANICAL JOINT FITTINGS FOR USE ON IRON PIPE SIZE PIPE (STEEL PIPE),GASKET TO BE CONSTRUCTED OF VIRGIN SBR MEETING ASTM D-2000 3 BA715. | Per Description |  | EA | 5 |  | 0
GKTAA727 | Priority Two - Inventory | GASKET, TRANSITION 6" - MJ X IPS GASKET, GASKET ISSUED IN STD. MECHANICAL JOINT FITTINGS FOR USE ON IRON PIPE SIZE PIPE (STEEL PIPE),GASKET TO BE CONSTRUCTED OF VIRGIN SBR MEETING ASTM D-2000 3 BA715. | Per Description |  | EA | 4 |  | 0
GKTAA735 | Priority Two - Inventory | GASKET, TRANSITION 8" - MJ X IPS GASKET, GASKET ISSUED IN STD. MECHANICAL JOINT FITTINGS FOR USE ON IRON PIPE SIZE PIPE (STEEL PIPE),GASKET TO BE CONSTRUCTED OF VIRGIN SBR MEETING ASTM D-2000 3 BA715. | Per Description |  | EA | 6 |  | 0
GKTAA743 | Priority Two - Inventory | GASKET, TRANSITION 10" - MJ X IPS GASKET GASKET IS USED IN STD. MECHANICAL JOINT FITTINGS FOR USE ON IRON PIPE SIZE PIPE (STEEL PIPE),GASKET TO BE CONSTRUCTED OF VIRGIN SBR MEETING ASTM D-2000 3 BA715. | Per Description |  | EA | 1 |  | 0
GKTAA751 | Priority Two - Inventory | GASKET, TRANSITION 12" - MJ X IPS GASKET GASKET IS USED IN STD. MECHANICAL JOINT FITTINGS FOR USE ON IRON PIPE SIZE PIPE (STEEL PIPE),GASKET TO BE CONSTRUCTED OF VIRGIN SBR MEETING ASTM D-2000 3BA715. | Per Description |  | EA | 6 |  | 0
HSEBB120 | Priority Two - Inventory | COUPLING, HOSE 4" - QUICK DISCONNECT, FEMALE COUPLING X FEMALE THREAD, ALUMINUM CONSTRUCTION. EVER-TITE PART "D" . | EVER-TITE D |  | EA | 4 |  | 0
HSEBB140 | Priority Two - Inventory | COUPLING, HOSE 4" - QUICK DISCONNECT, FEMALE QUICK DISCONNECT COUPLER ON ONE END, HOSE SHANK ON OTHER END, ALUMINUM CONSTRUCTION. | EVER-TITE C SEAL FAST C |  | EA | 38 |  | 0
HSEBB150 | Priority Two - Inventory | COUPLING, HOSE 4" -QUICK DISCONNECT,MALE ADAPTER (FOR QUICK DISCONNECT) ON ONE END, HOSE SHANK ON OTHER END, ALUMINUM CONSTRUCTION. | EVER-TITE E SEAL FAST E |  | EA | 37 |  | 0
HSEBB170 | Priority Two - Inventory | COUPLING, HOSE 6" - QUICK DISCONNECT, FEMALE QUICK DISCONNECT COUPLER ON ONE END, HOSE SHANK ON OTHER END, ALUMINUM CONSTRUCTION. | EVER-TITE C SEAL FAST C |  | EA | 44 |  | 0
HSEBB180 | Priority Two - Inventory | COUPLING, HOSE 6" -QUICK DISCONNECT,MALE ADAPTER (FOR QUICK DISCONNECT) ON ONE END, HOSE SHANK ON OTHER END, ALUMINUM CONSTRUCTION. EVER-TITE OR SEAL FAST | EVER-TITE E SEAL FAST E |  | EA | 43 |  | 0
HSECC112 | Priority Two - Inventory | COUPLING, ADAPTER - 4", MALE ADAPTER X FEMALE THREAD, PART A, FOR USE WITH QUICK DISCONNECT COUPLINGS, ALUMINUM CONSTRUCTION. | EVER-TITE PART-A |  | EA | 21 |  | 0
HSECC124 | Priority Two - Inventory | COUPLING, ADAPTER - 6", MALE ADAPTER X FEMALE THREAD, PART A, FOR USE WITH QUICK DISCONNECT COUPLINGS, ALUMINUM CONSTRUCTION. | EVER-TITE PART-A |  | EA | 6 |  | 0
HSECC151 | Priority Two - Inventory | STRAINER, HOSE 3" - STEEL STRAINER FOR USE ON 3" SUCTION HOSE. BASKET TYPE STRAINER IS USED TO KEEP SOLIDS LARGER THAN 3/8" FROM ENTERING SUCTION HOSE. STRAINER IS TO HAVE FEMALE THREAD FOR CONNECTION TO SUCTION HOSE. | Per Description |  | EA | 3 |  | 0
HSECC163 | Priority Two - Inventory | STRAINER, HOSE 4" - STEEL STRAINER FOR USE ON 4" SUCTION HOSE. BASKET TYPE STRAINER IS USED TO KEEP SOLIDS LARGER THAN 3/8" FROM ENTERING SUCTION HOSE. STRAINER IS TO HAVE FEMALE THREAD FOR CONNECTION TO SUCTION HOSE. | Per Description |  | EA | 1 |  | 0
HYDAA126 | Priority Two - Inventory | EXTENSION, FIRE HYDRANT, 6", FOR AMERICAN DARLING MARK 73 HYDRANT, 4-1/2" & B84B5, 5-1/4" VALVE OPENING W/STAINLESS STEEL BOLTS. | AMERICAN DARLING 8002025 |  | EA | 17 |  | 0
HYDAA135 | Priority Two - Inventory | EXTENSION, FIRE HYDRANT, 18", FOR AMERICAN DARLING MARK 73 HYDRANT, 4-1/2" & B84B5, 5-1/4" VALVE OPENING W/STAINLESS STEEL BOLTS. | AMERICAN DARLING 8005961 |  | EA | 1 |  | 0
HYDAA150 | Priority Two - Inventory | EXTENSION, FIRE HYDRANT, 12", FOR AMERICAN DARLING MARK 73 HYDRANT, 4-1/2" & B84B5, 5-1/4" VALVE OPENING W/STAINLESS STEEL BOLTS. | AMERICAN DARLING 8005960 |  | EA | 31 |  | 0
HYDAA205 | Priority Two - Inventory | REPAIR KIT, FIRE HYDRANT, 4-1/2" | AMERICAN DARLING MARK 73 |  | EA | 30 |  | 0
HYDBB030 | Priority Two - Inventory | KIT,REPAIR, BREAKAWAY FLANGE FOR CLOW F-2500, 4-1/2", FIRE HYDRANT. | CLOW R-1620562 |  | EA | 6 |  | 0
HYDDD250 | Priority One - Inventory | GREASE, FIRE HYDRANT, AMERICAN FLOW CONTROL HYDRANT GREASE (FOOD GRADE), 1 LB. CAULK TUBE "ORDER BY DESCRIPTION" | AMERICAN FLOW CONTROL NOT APPROVED Clarion 655699009-NLGI-NO.2 KEYSTONE LUBRICANTS 441636T Mystik FG-2 |  | EA | 200 |  | 0
HYDEE100 | Priority Two - Inventory | EXTENSION KIT, FIRE HYDRANT, 12" - KIT FOR MUELLER 4-1/2" FIRE HYDRANT, KIT INCLUDES: BARREL EXTENSION, STEEL STEM COUPLING, SOLID FLANGE, STAINLESS STEEL CLEVIS PINS,STAINLESS STEEL COTTER PINS, GASKET, BOLTS, NUTS AND CAN OF HYDRANT LUBRI | Per Description |  | EA | 1 |  | 0
HYDEE124 | Priority Two - Inventory | KIT, EXTENSION FIRE HYDRANT, 6" - 6" EXTENSION KIT FOR MUELLER 4-1/2" FIRE HYDRANT, KIT TO INCLUDE: BARREL EXTEN- SION, STEEL STEM COUPLING, SOLID FLANGE, STAINLESS STEEL CLEVIS PINS, STAINLESS STEEL COTTER PINS, GASKET, BOLTS AND NUTS, CAN | Per Description |  | EA | 1 |  | 0
HYDEE130 | Priority Two - Inventory | KIT, REPAIR, FIRE HYDRANT, 4-1/2",SAFETY FLANGE REPAIR KIT, (FOR CENTURIAN FIRE HYDRANT) WITH STEEL COUPLING (OLD MUELLER #A-24095). (FOR HYDRANTS MANUFACTURED AFTER 1972) | MUELLER A300 |  | EA | 16 |  | 0
HYDEE190 | Full Service | HYDRANT, FIRE, 5 1/4" VALVE OPENING, 3' BURY DEPTH. SUPPLIED W/O ACCESSORIES, YELLOW, 1-1/2" PENTAGON (5-SIDED) OPERATING NUTS, OPEN LEFT, ASSEMBLY NUTS AND BOLTS SHALL BE 304 STAINLESS STEEL, HYDRANTS MUST BE FORKLIFT ACCESSIBLE. | AMERICAN FLOW CONTROL B-84-B AVK 2780 - 3' M & H 129TY - 3' M&H 129TYNL - 3' MULLER A-423 - 3' US PIPE MET M94 - 3' |  | EA | 39 |  | 0
HYDEE200 | Full Service | HYDRANT, FIRE, 5 1/4" VALVE OPENING, 3-1/2' BURY DEPTH, SUPPLIED W/O ACCESSORIES, YELLOW, 1 1/2" PENTAGON (5-SIDED) OPERATING NUTS, OPEN LEFT, ASSEMBLY NUTS AND BOLTS SHALL BE 304 STAINLESS STEEL, HYDRANTS MUST BE FORKLIFT ACCESSIBLE. | AMERICAN FLOW CONTROL B-84-B - 3-1/2' AVK 2780 - 3 1/2' M & H 129TY - 5-1/4" X 3-1/2' M&H 129TYNL - 5-1/4 X 3-1/2 MULLER A423 - 3-1/2' US PIPE MET M94 - 3 - 1/2' |  | EA | 72 |  | 0
HYDEE210 | Full Service | HYDRANT, FIRE, 5 1/4" VALVE OPENING, 4' BURY DEPTH, SUPPLIED W/O ACCESSORIES, YELLOW, 1-1/2" PENTAGON (5-SIDED) OPERATING NUTS, OPEN LEFT, ASSEMBLY NUTS AND BOLTS SHALL BE 304 STAINLESS STEEL, HYDRANTS MUST BE FORKLIFT ACCESSIBLE. | AMERICAN FLOW CONTROL B-84-B - 4' AVK 2780 - 4' M & H 129 - 5-1/4" X 4' M&H 129TYNL - 5-1/4" X 4' MUELLER A-423 - 4' US PIPE MET M94 - 4' |  | EA | 10 |  | 0
HYDEE220 | Priority Two - Inventory | HYDRANT, FIRE, 5 1/4" VALVE OPENING, 4-1/2' BURY DEPTH, SUPPLIED W/O ACCESSORIES, YELLOW, 1-1/2" PENTAGON (5-SIDED) OPERATING NUTS, OPEN LEFT, ASSEMBLY BOLTS AND NUTS SHALL BE 304 STAINLESS STEEL, HYDRANTS MUST BE FORKLIFT ACCESSIBLE. | AMERICAN FLOW CONTROL B-84-B - 4.5' AVK 2780 - 4.5' M & H 129 - 5-1/4" X 4.5' M&H 129TYNL - 5-1/4" X 4.5' MUELLER A-423 - 4.5' US PIPE MET M94 - 4.5' |  | EA | 2 |  | 0
HYDEE240 | Priority Two - Inventory | KIT, REPAIR FIRE HYDRANT 5-1/4" MUELLER #A-301-00 WITH BRASS COUPLING | MUELLER A-301-00 |  | EA | 5 |  | 0
HYDFF200 | Priority Two - Inventory | KIT, REPAIR, TRAFFIC, YELLOW. | WATEROUS WT/77D |  | EA | 1 |  | 0
HYDGG015 | Priority Two - Inventory | CAP GASKET, HOSE NOZZLE, 2.5" DIA., RUBBER ASTM D2000, MUST FIT THE FOLLOWING FIRE HYDRANT HOSE CAPS, M & H, CLOW, MUELLER, KENNEDY AND U.S. PIPE | M & H 210041 |  | EA | 30 |  | 0
HYDGG030 | Priority Two - Inventory | WRENCH, FIRE HYDRANT, UNIVERSAL, ADJUST- ABLE. WRENCH TO FIT PENTAGON NUTS TO 1-1/2" AND SQUARE NUTS UP TO 1-1/4". SPANNER TO FIT LUG AND PIN STYLES OF HOSE COUPLINGS. 16" LONG X 7/8" DIAMETER HANDLE. HEAVY DUCTILE IRON HEAD. | RED HEAD 107 TRUMBLE 377-5960 |  | EA | 162 |  | 0
HYDGG100 | Priority Two - Inventory | KIT, REPAIR - TRAFFIC REPAIR KIT FOR U.S. PIPE METROPOLITAN MODEL FIRE HYDRANT, 4-1/2" VALVE OPENING FOR HYDRANTS MADE PRIOR TO 1994. | US PIPE 668619 |  | EA | 6 |  | 0
HYDGG224 | Priority Two - Inventory | KIT, TRAFFIC REPAIR - FOR M&HMODEL #129 FIRE HYDRANT, 5-1/4" VALVE OPENING. (1996 OR NEWER). | M & H 442129 |  | EA | 7 |  | 0
HYDRF100 | Priority One - Inventory | HYDRANT RAISED PAVEMENT MARKER, BLUE TWO-WAY REFLECTOR W/ADHESIVE PAD ATTACHED, 4.00"L X 4.00"W X 0.68"H, 48 PER CARTON | RAYOLITE AA2BP |  | EA | 1100 |  | 0
LBRAA310 | Priority Two - Inventory | GREASE CUTTING | MUELLER 88366 |  | EA | 42 |  | 0
MARCB001 | Priority One - Inventory | MARKER, CURB, 2-1/2" CIRCLES BLACK ON RED LABLED "POWER" | DAS MANUFACTURING INC. 2.5NPO REPNET INC. 2.5NPO |  | EA | 960 |  | 0
MHLAA100 | Priority Two - Inventory | COUPLING, MANHOLE 6" - PVC COUPLING FOR SDR26 PIPE, PIPE LENGTH MIN. 8 INCHES, COUPLING TO HAVE EXTERIOR EPOXY BONDED AGGREGATE TEXTURIZED TO ADHERE TO THE PVC COUPLING, EXTERIOR AGGREGATE TO PROVIDE BONDING SURFACE FOR GROUTING PURPOSES | Per Description |  | EA | 34 |  | 0
MHLAA110 | Priority Two - Inventory | COUPLING, MANHOLE 8", PVC COUPLING FOR SDR26 PIPE, PIPE LENGTH MIN. 8" COUPLING TO HAVE PERMANENT EXTERIOR EPOXY BONDED AGGREGATE TEXTURIZED TO ADHERE TO THE PVC COUPLING EXTERIOR AGGREGATED TO PROVIDE BONDING SURFACE FOR GROUTING PURPOSES. | Per Description |  | EA | 80 |  | 0
MHLAA120 | Priority Two - Inventory | COUPLING, MANHOLE 10" - PVC COUPLING FOR SDR26 PIPE, PIPE LENGTH MIN 8", COUPLING TO HAVE EXTERIOR EPOXY BONDED AGGREGATE TEXTURIZED TO ADHERE TO THE PVC COUPLING, EXTERIOR AGGREGATE TO PROVIDE BONDING SURFACE FOR GROUTING PURPOSES. | Per Description |  | EA | 9 |  | 0
MHLAA142 | Priority Two - Inventory | COUPLING, MANHOLE, 6", PVC COUPLING FOR DR18 PIPE, PIPE LENGTH MIN 8", COUPLING TO HAVE PERMANENT EXTERIOR EPOXY BONDED AGGREATE TEXTURIZED TO ADHERE TO THE COUPLING, COUPLING TO PROVIDE BONDING SURFACE FOR GROUTING PURPOSES. | Per Description |  | EA | 2 |  | 0
MHLAA145 | Priority Two - Inventory | COUPLING, MANHOLE, 8", PVC COUPLING FOR DR18 PIPE, COUPLING TO HAVE PERMANENT EXTERIOR EPOXY BONDED AGGREGATE TEXTURIZED TO ADHERE COUPLING, COUPLING TO PROVIDE BONDING SURFACE FOR GROUTING PURPOSES. NO ASBESTOS COUPLINGS ALLOWED BELLED X B | Per Description |  | EA | 4 |  | 0
MHLAA150 | Priority Two - Inventory | COVER, MANHOLE, NEW STYLE, COVER TO HAVE NEW "JEA" LOGO AS PER CURRENT GREY IRON CASTING BID. JEA STANDARD PLATE S-1. (SANITARY) NEW PLATE ONLY *** NO ALTERNATES OR SUBSTITUTES *** US FOUNDRY & MFG., OR EAST JORDAN IRON WORKS. | EAST JORDAN 00116122 U.S. FOUNDRY 8013352 |  | EA | 66 |  | 0
MHLAA155 | Priority One - Inventory | COVER AND FRAME, MANHOLE,(ASSEMBLED) W/NEOPRENE GASKET 60 DUROMETER AND PROTECTIVE SKIRT, COVER TO HAVE NEW JEA LOGO JEA STANDARD PLATE S-1, **U.S. FOUNDRY & MFG. OR EAST JORDAN IRON WORKS INC. ** | EAST JORDAN 00116122A01 U.S. FOUNDRY 8140149 |  | EA | 274 |  | 0
MHLAA240 | Priority Two - Inventory | SEALANT, JOINT, MANHOLE (RAM NEK),20 PCS PER BOX, EACH PIECE TO BE 1-1/2" WIDTH X 3-1/2' LENGTH, DENSITY OF SEALANT TO BE A MINIMUM OF 22.5 CUBIC INCH PER LINEAL FT. SELANT TO BE PACAKAGED 20 PIECES PER BOX. RAM NEK, CONSEAL, GULF STATES AS | Per Description |  | EA | 48 |  | 0
MHLAA319 | Priority Two - Inventory | RAINGUARD, INFLOW PROTECTOR WITH STRAP & VALVE. DEL LF-SV, (FRAME=ID 32", OD 34-1/4", COVER=O.D. 34-1/8") RAINGUARD MUST FIT CITY OF JACKSONVILLE LOGO FRAME W/COVER. L F MANUFACTURING (RAINGUARD O.D.= 33-5/8") OR EQUAL | Per Description |  | EA | 15 |  | 0
MHLFB058 | Priority Two - Inventory | MANHOLE, LINER, FIBERGLASS,42" OD X 8 FEET LONG, 3/8" MIN WALL THICKNESS, ONE PIECE CONSTRUCTION W / BARREL & CONCENTRIC CORBEL WITH 30" OPENING, 16,000 LB RATED (AASHO-H20). "DELIVER ON OPEN FLAT BED" | CONTAINMENT SOLUTIONS ORDER BY DESCRIPTION L.F. MANUFACTURING ORDER BY DESCRIPTION |  | EA | 3 |  | 0
MHLFB070 | Priority Two - Inventory | MANHOLE, LINER, FIBERGLASS,42" OD X 10 FEET LONG, 3/8" MIN WALL THICKNESS, ONE PIECE CONSTRUCTION W / BARREL & CONCENTRIC CORBEL WITH 30" OPENING, 16,000 LB RATED (AASHO-H20). "DELIVER ON OPEN FLAT BED" | CONTAINMENT SOLUTIONS ORDER BY DESCRIPTION L.F. MANUFACTURING ORDER BY DESCRIPTION |  | EA | 4 |  | 0
MHLFB080 | Priority Two - Inventory | MANHOLE, LINER, FIBERGLASS,42" OD X 4 FEET LONG, 3/8" MIN WALL THICKNESS, ONE PIECE CONSTRUCTION W / BARREL & CONCENTRIC CORBEL WITH 30" OPENING, 16,000 LB RATED (AASHO-H20). "DELIVER ON OPEN FLAT BED" | CONTAINMENT SOLUTIONS ORDER BY DESCRIPTION L.F. MANUFACTURING ORDER BY DESCRIPTION |  | EA | 6 |  | 0
MHLFB082 | Priority Two - Inventory | MANHOLE, LINER, FIBERGLASS,42" OD X 12 FEET LONG, 3/8" MIN WALL THICKNESS, ONE PIECE CONSTRUCTION W / BARREL & CONCENTRIC CORBEL WITH 30" OPENING, 16,000 LB RATED (AASHO-H20). "DELIVER ON OPEN FLAT BED" | CONTAINMENT SOLUTIONS ORDER BY DESCRIPTION L.F. MANUFACTURING ORDER BY DESCRIPTION |  | EA | 1 |  | 0
MHLFB095 | Priority Two - Inventory | MANHOLE, LINER, FIBERGLASS,42" OD X 15 FEET LONG, 3/8" MIN WALL THICKNESS, ONE PIECE CONSTRUCTION W / BARREL & CONCENTRIC CORBEL WITH 30" OPENING, 16,000 LB RATED (AASHO-H20). "DELIVER ON OPEN FLAT BED" | CONTAINMENT SOLUTIONS ORDER BY DESCRIPTION L.F. MANUFACTURING ORDER BY DESCRIPTION |  | EA | 1 |  | 0
MHLSE015 | Priority Two - Inventory | WRAPID SEAL CLOSURE, SHALL BE 18" WIDE, COLOR BLACK. | CANUSA CLS-18 |  | RO | 19 |  | 0
MTEAA210 | Priority One - Inventory | METER, BRONZE FLANGED (NO LEAD), 2" SET, W- (4) 3/4" DIAMETER X 2 1/2" SS LONG BOLTS/NUTS | FORD CF31-77-95260-007-NL |  | EA | 735 |  | 0
MTEAA220 | Priority One - Inventory | METER, BRONZE FLANGED (NO LEAD) 1-1/2" SET, W- (4) 5/8" DIAMETER X 2 1/2" SS LONG BOLTS/NUTS | FORD 4415FO FORD CF31-66-95260-008-NL |  | EA | 712 |  | 0
MTEAC010 | Priority One - Inventory | COUPLING, METER, 5/8" X 1/2" MIP OUTLET, CONSISTING OF HEX TO BARREL, NO LEAD BRONZE CONSTRUCTED, LENGTH OF 2-3/8" | FORD C38-11-2-375-NL |  | EA | 1360 |  | 0
MTEAC020 | Full Service | COUPLING, METER, 3/4" X 3/4" MIP OUTLET, CONSISTING OF HEX TO BARREL, NO LEAD BRONZE CONSTRUCTED. LENGTH OF 2-1/2". | FORD C38-23-2-5-NL |  | EA | 12400 |  | 0
MTEAC030 | Full Service | COUPLING, METER, 1" X 1" MIP OUTLET, CONSISTING OF HEX TO BARREL, NO LEAD BRONZE CONSTRUCTED, LENGTH OF 2-5/8". | FORD C38-44-2-625-NL |  | EA | 2031 |  | 0
MTEAC040 | Priority Two - Inventory | COUPLING, METER, 1-1/2" X 1-1/2" MIP OUTLET, CONSISTING OF HEX TO BARREL, NO LEAD BRONZE CONSTRUCTED, LENGTH OF 2-7/8". | FORD C38-66-2-875-NL |  | EA | 37 |  | 0
MTEAC050 | Priority Two - Inventory | COUPLING, METER, 2" X 2" MIP OUTLET, CONSISTING OF HEX TO BARREL, NO LEAD BRONZE CONSTRUCTED, LENGTH OF 3-1/16". | FORD C38-77-3-0625-NL |  | EA | 42 |  | 0
MTEAC080 | Full Service | NO LEAD CONSTRUCTED COUPLING, METER, STRAIGHT, 3/4" X 1", MALE IRON PIPE THREAD | FORD METER BOX COMPANY C38-24-2-5-NL |  | EA | 10082 |  | 0
MTEAC086 | Priority Two - Inventory | NO LEAD CONSTRUCTED COUPLING, METER, IP ADAPTER, WITH COMPRESSION, 3/4" - LONG. | FORD METER BOX COMPANY C35-23-4.875-NL |  | EA | 108 |  | 0
MTEAC090 | Priority Two - Inventory | FLANGE, METER, DUCTILE IRON, 3" X 24", FLANGED X PLAIN END | Per Description |  | EA | 79 |  | 0
MTEAC100 | Priority Two - Inventory | FLANGE, METER, DUCTILE IRON, 4" X 24", FLANGED X PLAIN END | Per Description |  | EA | 48 |  | 0
MTEAC110 | Priority Two - Inventory | FLANGE, METER, DUCTILE IRON, 6" X 24", FLANGED X PLAIN END | Per Description |  | EA | 29 |  | 0
MTEAC120 | Priority Two - Inventory | FLANGE, METER, DUCTILE IRON, 8" X 24", FLANGED X PLAIN END | Per Description |  | EA | 15 |  | 0
MTEAC130 | Priority Two - Inventory | FLANGE, METER, DUCTILE IRON, 10" X 24", FLANGED X PLAIN END | Per Description |  | EA | 9 |  | 0
MTEAC200 | Priority Two - Inventory | COUPLING, COMPRESSION X METER, CONSISTING OF 3/4" METER COUPLING X 3/4" CTS COMPRESSION COUPLING, CONSTRUCTED OF AWWA BRONZE. | FORD C34-23-NL |  | EA | 7 |  | 0
MTEBB010 | Priority Two - Inventory | NO LEAD CONSTRUCTED RESETTER, 5/8"X5/8"X 7", MUST BE HORIZONTAL W/LOCK WING STOP | FORD V41-7W-NL |  | EA | 165 |  | 0
MTEBB020 | Priority Two - Inventory | NO LEAD CONSTRUCTED RESETTER,5/8"X5/8"X 9", MUST BE HORIZONTAL WITH LOCK WING STOP | FORD V41-9W-NL |  | EA | 43 |  | 0
MTEBB030 | Priority Two - Inventory | NO LEAD CONSTRUCTED RESETTER,5/8"X5/8" X 12", MUST BE HORIZONTAL W/LOCK WING STOP | FORD V41-12W-NL |  | EA | 29 |  | 0
MTEBB070 | Priority Two - Inventory | NO LEAD CONSTRUCTED RESETTER, METER, 5/8"X3/4"X7", MUST BE HORIZONTAL W/LOCK WING STOPS | FORD V42-7W-NL |  | EA | 159 |  | 0
MTEBB080 | Priority Two - Inventory | NO LEAD CONSTRUCTED RESETTER, METER, 5/8"X3/4"X9", MUST BE HORIZONTAL W/ LOCK WING STOPS | FORD V42-9W-NL |  | EA | 38 |  | 0
MTEBB085 | Priority Two - Inventory | NO LEAD CONSTRUCTED RESETTER, METER, 5/8"X3/4"X12", MUST BE HORIZONTAL W/LOCK WING STOPS | FORD V42-12W-NL |  | EA | 28 |  | 0
MTEBB130 | Priority One - Inventory | NO LEAD CONSTRUCTED RESETTER METER 3/4" X 3/4" X 8", MUST BE HORIZONTAL WITH LOCK WING STOPS | FORD V43-8W-NL |  | EA | 204 |  | 0
MTEBB140 | Priority Two - Inventory | NO LEAD CONSTRUCTED RESETTER METER 3/4" X 3/4" X 12", MUST BE HORIZONTAL W/LOCK WING STOPS | FORD V43-12W-NL |  | EA | 35 |  | 0
MTEBB160 | Priority Two - Inventory | RESETTER METER 3/4" X 3/4" X 18", MUST BE HORIZONTAL W/ LOCK WING STOPS. | FORD V43-18W-NL MUELLER 14118 |  | EA | 2 |  | 0
MTEBB180 | Priority Two - Inventory | NO LEAD CONSTRUCTED RESETTER, METER, 1"X 1"X 10", MUST BE HORIZONTAL W/LOCK WING STOP | FORD V44-10W-NL |  | EA | 78 |  | 0
MTEBB190 | Priority Two - Inventory | NO LEAD CONSTRUCTED RESETTER, METER 1"X 1"X 12", MUST BE HORIZONTAL W/LOCK WING STOP | FORD V44-12W-NL MUELLER 14118 |  | EA | 26 |  | 0
MTEBB200 | Priority Two - Inventory | RESETTER, METER 1"X 1"X 15", MUST BE HORIZONTAL W/LOCK WING STOP | FORD V44-15W-NL MUELLER 14118 |  | EA | 7 |  | 0
MTEBC010 | Priority One - Inventory | WASHER, METER, 5/8" (CONNECTION GASKET) RED FIBER GASKET. *1/16" THICKNESS ONLY*, *** PACKAGE 100 EACH PER BOX *** | Per Description |  | EA | 3781 |  | 0
MTEBC020 | Priority One - Inventory | WASHER, METER, 3/4" (CONNECTION GASKET) RED FIBER GASKET. *1/16" THICKNESS ONLY*, *** PACKAGE 100 EACH PER BOX *** | Per Description |  | EA | 7829 |  | 0
MTEBC030 | Priority One - Inventory | WASHER, METER, 1"(CONNECTION GASKET) RED FIBER GASKET. *** 1/16" THICKNESS ONLY***, *** PACKAGE 100 EACH PER BOX *** | Per Description |  | EA | 3436 |  | 0
MTEBC040 | Priority Two - Inventory | WASHER, METER,1-1/2" (CONNECTION GASKET) RED FIBER GASKET. *1/16" THICKNESS ONLY*, *** PACKAGE 100 EACH PER BOX *** | Per Description |  | EA | 68 |  | 0
MTEBC050 | Priority Two - Inventory | WASHER, METER, 2"(CONNECTION GASKET) RED FIBER GASKET. ** 1/16" THICKNESS ONLY**, *** PACKAGE 100 EACH PER BOX *** | Per Description |  | EA | 149 |  | 0
MTEBC058 | Priority One - Inventory | WASHER, METER, 5/8" (CONNECTION GASKET) RED FIBER GASKET.**1/32"THICKNESS ONLY**, *** PACKAGE 100 EACH PER BOX *** | Per Description |  | EA | 3857 |  | 0
MTEBC062 | Priority One - Inventory | WASHER, METER, 3/4" (CONNECTION GASKET) RED FIBER GASKET.**1/32"THICKNESS ONLY**, *** PACKAGE 100 EACH PER BOX *** | Per Description |  | EA | 5617 |  | 0
MTEBC071 | Priority One - Inventory | WASHER, METER, 1"(CONNECTION GASKET) RED FIBER GASKET. **1/32" THICKNESS ONLY**, *** PACKAGE 100 EACH PER BOX *** | Per Description |  | EA | 1987 |  | 0
MTEBC089 | Priority One - Inventory | WASHER, METER, 1-1/2"(CONNECTION GASKET) RED FIBER GASKET. *1/32" THICKNESS ONLY*, *** PACKAGE 100 EACH PER BOX *** | Per Description |  | EA | 418 |  | 0
MTEBC092 | Priority One - Inventory | WASHER, METER, 2"(CONNECTION GASKET) RED FIBER GASKET. **1/32" THICKNESS ONLY**, *** PACKAGE 100 EACH PER BOX *** | Per Description |  | EA | 252 |  | 0
MTEBC107 | Priority One - Inventory | WASHER, METER 5/8",RUBBER (METER GASKET) 1/8" THICK X 15/16" OVERALL DIAMETER RUBBER WASHERS ONLY. SIZE MUST BE EXACT. ***** NO SUBSTITUTE *****, *** PACKAGE 100 EACH PER BOX *** | Per Description |  | EA | 12801 |  | 0
MTEBC119 | Full Service | WASHER, METER 3/4",RUBBER (METER GASKET) 1/8" THICK X 1-5/32" OUTSIDE DIAMETER RUBBER WASHERS ONLY. SIZE MUST EXACT. ***** NO SUBSTITUTE *****, *** PACKAGE 100 EACH PER BOX *** | Per Description |  | EA | 66784 |  | 0
MTEBC124 | Full Service | WASHER, METER 1", RUBBER (METER GASKET), 1/8" THICK X 1-1/2" OVERALL DIAMETER RUBBER WASHERS ONLY. SIZE MUST BE EXACT. ***** NO SUBSTITUTE *****, *** PACKAGE 100 EACH PER BOX *** | Per Description |  | EA | 10288 |  | 0
MTECC010 | Priority Two - Inventory | BOX, METER - POLYMER CONCRETE METER BOX, TAPERED WALL, A - 8 LOAD RATING, 17,360 LBS MINIMUM FAILURE RATE, 12" DEPTH. (37 SERIES) | GLASMASTERS WBS111812-140 |  | EA | 161 |  | 0
MTECC020 | Full Service | BOX, METER - POLYMER CONCRETE METER BOX, TAPERED WALL, A - 8 LOAD RATING, 17,360 LBS MINIMUM FAILURE RATE, 12" DEPTH. (65 SERIES) | GLASMASTERS WBS1527-141 |  | EA | 263 |  | 0
MTECC035 | Full Service | BOX, METER - POLYMER CONCRETE METER BOX, STRAIGHT WALL, A-8 LOAD RATING, 17,360 LBS MINIMUM FAILURE RATE, 12" DEPTH. (37 SERIES) | GLASMASTERS R111812S2N12-1 GLASMASTERS WBS111812-100 PENTEK AUCHB111812JEA SOUTHERN METER BOX INC. P.H.1?BOX |  | EA | 3088 |  | 0
MTECC410 | Priority Two - Inventory | TOP, METER BOX-POLYMER CONCRETE TOP, FOR SERIES 36 METER BOX, A-8 LOAD RATING, SOLID TOP WITH (ONE) 2" TRPL PRE-DRILLED HOLE AND JEA LOGO. 15-1/4" LENGTH X 10-1/8" WIDTH X 1-3/8" THICK, PICK HOLE LOCATED BELOW JEA LOGO, NO READ LID | GLASMASTERS WCS101502-101-TR |  | EA | 6 |  | 0
MTECC430 | Full Service | TOP, METER BOX-POLYMER CONCRETE TOP, FOR SERIES 37 METER BOX, A-8 LOAD RATING, SOLID TOP WITH (TWO) 2" TRPL PRE-DRILLED HOLE AND JEA LOGO. 18-1/8" LENGTH X 11-1/4" WIDTH X 1-3/4" THICK, NO READ LID. | GLASMASTERS WCS111802-101-DTR PENTEK AUCHC111812JEA SOUTHERN METER BOX INC. P2R1?LID |  | EA | 2087 |  | 0
MTECC435 | Priority One - Inventory | TOP, METER BOX-POLYMER CONCRETE TOP, FOR SERIES 37 METER BOX, A-8 LOAD RATING, SOLID TOP WITH (ONE) 2" TRPL PRE-DRILLED HOLE AND JEA LOGO. 18-1/8" LENGTH X 11-1/4" WIDTH X 1-3/4" THICK, NO READ LID. | GLASMASTERS WCS111802-101-TR |  | EA | 226 |  | 0
MTECC445 | Priority One - Inventory | TOP, METER BOX, STEEL, PRIMED & PAINTED BLACK, NO READING LID, LIFTING EYE ON EACH END, W/ (TWO) 2" TRPL PRE-DRILLED HOLE, MADE W/ 3/16" FLOOR PLATE. FULLY RIBBED AND DIMINSIONS AS PER DRAWING. BROOKS MODEL #37T-STL (15.5" X 22.5") OR EQUAL | LIDDY'S MACHINE SHOP NONE |  | EA | 374 |  | 0
MTECC470 | Priority Two - Inventory | TOP, METER BOX, STEEL, PRIMED & PAINTED BLACK, NO READING LID, LIFTING EYE ON EACH END, WITH (TWO) 2" TRPL PRE-DRILLED HOLE, MADE W/ 3/16" FLOOR PLATE. FULLY RIBBED AND DIMENSIONS AS PER DRAWING. BROOKS MODEL #65T-STL (20" X 31.5") OR EQUAL | LIDDY'S MACHINE SHOP NONE |  | EA | 103 |  | 0
MTECC483 | Priority Two - Inventory | TOP, METER BOX, POLYMER, TOP TO HAVE (ONE) 2" TRPL HOLE. A-8 LOAD RATING, (65 SERIES) | GLASMASTERS WCS152702-101-TR |  | EA | 21 |  | 0
MTECC484 | Full Service | TOP, METER BOX, POLYMER, TOP (TWO) 2" TRPL HOLES, A-8 LOAD RATING, ( 65 SERIES). | GLASMASTERS WCS152702-101-DTR |  | EA | 138 |  | 0
MTECD100 | Priority Two - Inventory | BOX, METER - 36" X 60" X 48", INCLUDES COVER, BOX AND EXTENSION. FIBERGLASS POLYMER CONCRETE & FIBERGLASS REINFORCED POLYMER, LOAD RATING A8 (ASTM). 2-PC TORSION ASSIST COVER W/NON-SKID SURFACE & JEA LOGO. (TWO) 2" TRPL HOLE IN ONE COVER. | ARMORCAST PRODUCTS COMPANY A6001833APCX48MT ARMORCAST PRODUCTS COMPANY A6001833AX48MT |  | EA | 35 |  | 0
MTECD205 | Priority Two - Inventory | BOX, METER - 48" X 72" X 48", INCLUDES COVER, BOX AND EXTENSION. FIBERGLASS POLYMER CONCRETE & FIBERGLASS REINFORCED POLYMER, LOAD RATING A8 (ASTM). 2-PC TORSION ASSIST COVER W/NON-SKID SURFACE & JEA LOGO. (FOUR) 2" TRPL HOLE IN COVER. | ARMORCAST PRODUCTS COMPANY A6001506APCX48MT |  | EA | 4 |  | 0
MTECD303 | Priority Two - Inventory | BOX, METER - 48" X 96" X 48", INCLUDES COVER, BOX AND EXTENSION. FIBERGLASS POLYMER CONCRETE & FIBERGLASS REINFORCED POLYMER, LOAD RATING A8 (ASTM). 2-PC TORSION ASSIST COVER W/NON-SKID SURFACE & JEA LOGO. (FOUR) 2" TRPL HOLE IN COVER. | ARMORCAST PRODUCTS COMPANY A6-1449APCX48MT ARMORCAST PRODUCTS COMPANY A6001449AP48MT CDR SYSTEMS CORP. WA10-7272-60TA2TR |  | EA | 10 |  | 0
MTEHX000 | Priority One - Inventory | LOCKSEAL, HEAD - TAPERED WITH ALUMINUM SEAL (SILVER),HEAD IS USED WITH LOCKSEAL ASSEMBLY FOR SECURING WING TYPE CURB STOPS. - NO SUBSTITUTE WITHOUT PRIOR APPROVAL | HIGHFIELD MANUFACTURING CO. 93280156 |  | EA | 550 |  | 0
MTEHX019 | Priority One - Inventory | STUD, LOCKSEAL - SMALL DIAMETER, STUD IS USED WITH LOCKSEAL ASSEMBLY FOR SECURING WING TYPE CURB STOPS. NO SUBSTITUTE WITHOUT PRIOR APPROVAL | HIGHFIELD MANUFACTURING CO. 93210141 |  | EA | 550 |  | 0
MTEHX043 | Priority Two - Inventory | KEY, LOCKSEAL - KEY IS USED TO REMOVE LOCKSEAL ASSEMBLY FROM WING TYPE CURB STOPS. HIGHFIELD #93280139-- NO SUBSTITUTE WITHOUT PRIOR APPROVAL | HIGHFIELD MANUFACTURING CO. 93280139 |  | EA | 9 |  | 0
MTEHX100 | Priority Two - Inventory | PLUG, PIPE, LOCKING - 3/4", WITH SEAL ADAPTER WITHOUT BARREL LOCK | BROOKS E. J. 8432010 BROOKS E. J. 8432100 |  | EA | 17 |  | 0
MTEHX119 | Priority Two - Inventory | PLUG, PIPE, LOCKING - 1", WITH SEAL ADAPTER WITHOUT BARREL LOCK | BROOKS E. J. 8433100 |  | EA | 17 |  | 0
PPEDU030 | Priority Two - Inventory | PIPE, DUCTILE IRON, 3", SLIP JOINT, PRESSURE CLASS 150 MINIMUM , 18 FOOT LENGTHS MINIMUM | Per Description |  | FT | 193 |  | 0
PPEDU040 | Full Service | PIPE, DUCTILE IRON, 4", SLIP JOINT, PRESSURE CLASS 150 MINIMUM , 18 FOOT LENGTHS MINIMUM | Per Description |  | FT | 35 |  | 0
PPEDU060 | Full Service | PIPE, DUCTILE IRON, 6", SLIP JOINT, PRESSURE CLASS 150 MINIMUM , 18 FOOT LENGTHS MINIMUM | Per Description |  | FT | 224 |  | 0
PPEDU080 | Full Service | PIPE, DUCTILE IRON, 8", SLIP JOINT, PRESSURE CLASS 150 MINIMUM, 18 OR 20 FOOT LENGTHS | Per Description |  | FT | 29 |  | 0
PPEDU100 | Full Service | PIPE, DUCTILE IRON, 10", SLIP JOINT, PRESSURE CLASS 150 MINIMUM , 18 FOOT LENGTHS MINIMUM | Per Description |  | FT | 37 |  | 0
PPEDU120 | Full Service | PIPE, DUCTILE IRON, 12", SLIP JOINT, PRESSURE CLASS 150 MINIMUM , 18 FOOT LENGTHS MINIMUM | Per Description |  | FT | 37 |  | 0
PPEDU160 | Full Service | PIPE, DUCTILE IRON, 16", SLIP JOINT, PRESSURE CLASS 150 MINIMUM , 18 FOOT LENGTHS MINIMUM | Per Description |  | FT | 23 |  | 0
PPEDU200 | Priority Two - Inventory | PIPE, DUCTILE IRON, 20", SLIP JOINT, PRESSURE CLASS 150 MINIMUM , 18 FOOT LENGTHS MINIMUM | Per Description |  | FT | 7 |  | 0
PPEDU240 | Priority Two - Inventory | PIPE, DUCTILE IRON, 24", SLIP JOINT, PRESSURE CLASS 150 MINIMUM , 18 FOOT LENGTHS MINIMUM | Per Description |  | FT | 20 |  | 0
PPEGV124 | Priority One - Inventory | PIPE, GALVANIZED 1-1/2", THREADED & COUPLED, 21 FT LENGTHS | Per Description |  | FT | 4274 |  | 0
PPEGV224 | Priority Two - Inventory | PIPE, GALVANIZED - 2-1/2", MIPT X FIPT. 21 FOOT LENGTHS. | Per Description |  | FT | 8 |  | 0
PPEPV040 | Full Service | PIPE, PVC, DR18 - 4", 20 FT. LENGTHS, AWWA C-900, CLASS 235, BLUE COLOR ONLY. | Per Description |  | FT | 2464 |  | 0
PPEPV060 | Full Service | PIPE, PVC, DR18 - 6", 20 FT. LENGTHS, AWWA C-900, CLASS 235, BLUE COLOR ONLY. | Per Description |  | FT | 9739 |  | 0
PPEPV080 | Full Service | PIPE, PVC, DR18 - 8", 20 FT. LENGTHS, AWWA C-900, CLASS 235, BLUE COLOR ONLY. | Per Description |  | FT | 9467 |  | 0
PPEPV100 | Full Service | PIPE, PVC, DR18 - 10", 20 FT. LENGTHS, AWWA C-900, CLASS 235, BLUE COLOR ONLY. | Per Description |  | FT | 230 |  | 0
PPEPV120 | Full Service | PIPE, PVC, DR18 - 12", 20 FT. LENGTHS, AWWA C-900, CLASS 235, BLUE COLOR ONLY. | Per Description |  | FT | 3358 |  | 0
PPEPV124 | Priority Two - Inventory | PIPE, PVC, DR18 - 18", 20 FT. LENGTHS, AWWA C-900, CLASS 235, BLUE COLOR ONLY. | DIAMOND DR18 JM EAGLE DR18 NORTH AMERICAN PIPE CO. DR18 |  | FT | 30 |  | 0
PPEPV140 | Priority Two - Inventory | PIPE, PVC, DR18 - 14", 20 FT. LENGTHS, AWWA C-900, CLASS 235. ALL DR18 PIPE MUST BE COLORED BLUE FOR WATER SERVICE. NO OTHER COLOR ALLOWED. | CERTAINTEED SEE DESCRIPTION JM MANUFACTURING SEE DESCRIPTION NATIONAL PIPE & PLASTICS, INC. SEE DESCRITPION NORTH AMERICAN PIPE CO. SEE DESCRIPTION VASSALLO, INC. SEE DESCRIPTION |  | FT | 7 |  | 0
PPEPV160 | Full Service | PIPE, PVC, DR18, 16", AWWA C-900, CLASS 235, 20 FT LENGTHS. BLUE COLOR ONLY. NOTE: NO MORE THAN TWO (2) PIECES OF PIPE PER BUNDLE. BUNDLES WITH MORE THAN TWO PIECES PER BUNDLE WILL BE REFUSED | Per Description |  | FT | 176 |  | 0
PPEPV173 | Priority Two - Inventory | PIPE, PVC, DR25, 18", AWWA C-900, CLASS 165, 20 FT LENGTHS. BLUE COLOR ONLY. NOTE: NO MORE THAN TWO (2) PIECES OF PIPE PER BUNDLE. BUNDLES WITH MORE THAN TWO PIECES PER BUNDLE WILL BE REFUSED | Per Description |  | FT | 1 |  | 0
PPEPV180 | Priority One - Inventory | PIPE, PVC, DR18, 20", AWWA C-900. CLASS 235, 20 FT LENGTHS. ALL PIPE MUST BE COLORED BLUE FOR WATER SERVICE. NO OTHER COLORS ARE ALLOWED. | Per Description |  | FT | 264 |  | 0
PPEPV219 | Priority Two - Inventory | PIPE, PVC, DR18, 24", AWWA C-900, CLASS 235, 20 FT LENGTHS. ALL PIPE MUST BE COLORED BLUE FOR WATER SERVICE. NO OTHER COLORS ARE ALLOWED. | Per Description |  | FT | 59 |  | 0
PPEPV350 | Priority Two - Inventory | PIPE, PVC, DR18 - 30", 20 FT. LENGTHS, AWWA C-900, CLASS 235, GREEN COLOR ONLY FOR SEWER FORCEMAIN SYSTEM | DIAMOND DR18 JM EAGLE DR18 NORTH AMERICAN PIPE CO. DR18 |  | FT | 7 |  | 0
PPEPV360 | Priority Two - Inventory | PIPE, PVC, DR25, 36" AWWA C-900. CLASS 165, 20 FT. LENGHTS. ALL PIPE MUST BE COLORED "GREEN" FOR SEWER SERVICE. NO OTHER COLOR ALLOWED *** NO SUBSTITUTE *** | Per Description |  | FT | 30 |  | 0
PPEPV440 | Priority One - Inventory | TUBING, POLYETHYLENE 1", CTS O.D., PE4710, SDR9, PURPLE, 250-PSI RATING, 100 FT COILS. ** 10 COILS SHRINK WRAPPED PER PALLET** | ADVANCE DRAINAGE SYSTEMS POLYFLEX ENDOT INDUSTRIES ENCORE FORD 0910E200C1P |  | EA | 952 |  | 0
PPEPV445 | Priority Two - Inventory | TUBING, POLYETHYLENE 2", CTS O.D., PE4710, SDR9, PURPLE, 250-PSI RATING, 100 FT COILS. ** 10 COILS SHRINK WRAPPED PER PALLET** | ADVANCE DRAINAGE SYSTEMS POLYFLEX ENDOT INDUSTRIES OBD FORD 0920E200C1P |  | EA | 146 |  | 0
PPERW020 | Priority Two - Inventory | PIPE, PVC, 2" X 20 FT. LENGHTS, SCH 40, GLUE JOINT, ALL PIPE MUST BE COLORED PANTONE PURPLE 522C FOR RECLAIMED WATER SERVICE. NO OTHER COLORS ALLOWED. | Per Description |  | FT | 15 |  | 0
PPERW030 | Priority Two - Inventory | PIPE, PVC, 3" X 20 FT. LENGHTS, CLASS 200. ALL SDR21 PIPE MUST BE COLORED PANTONE PURPLE 522C FOR RECLAIMED WATER SERVICE. NO OTHER COLORS ALLOWED. | Per Description |  | FT | 15 |  | 0
PPERW040 | Priority Two - Inventory | PIPE, PVC, 4" , DR18, 20 FT. LENGTHS, AWWA C-900, CLASS 235. PIPE MUST BE COLORED PANTONE PURPLE FOR RECLAMED WATER SERVIVE. NO OTHER COLORS ALLOWED. | Per Description |  | FT | 37 |  | 0
PPERW080 | Priority Two - Inventory | PIPE, PVC, 8", DR18, 20 FT. LENGTH, AWWA C-900, CLASS 235. PIPE MUST BE COLORED PANTONE PURPLE FOR RECLAMED WATER SERVICE. NO OTHER COLORS ALLOWED. | Per Description |  | FT | 162 |  | 0
PPERW120 | Priority Two - Inventory | PIPE, PVC, 12", DR18, 20 FT. LENGTH, AWWA C-900, CLASS 235. PIPE MUST BE COLORED PANTONE PURPLE FOR RECLAMED WATER SERVICE. NO OTHER COLORS ALLOWED. | Per Description |  | FT | 29 |  | 0
PPERW165 | Priority Two - Inventory | PIPE, PVC, 20", DR18, 20 FT. LENGTHS, AWWA C-900, CLASS 235. PIPE MUST BE COLORED PANTONE PURPLE FOR RECLAMED WATER SERVICE. NO OTHER COLORS ALLOWED. | DIAMOND DR18 JM EAGLE DR18 NORTH AMERICAN PIPE CO. DR18 |  | FT | 1 |  | 0
PPERW170 | Priority Two - Inventory | PIPE, PVC, 24", DR18, 20 FT. LENGHT, AWWA C-900, CLASS 235. PIPE MUST BE COLORED PANTONE PURPLE FOR RECLAMED WATER SERVICE. NO OTHER COLORS ALLOWED. | DIAMOND DR18 JM EAGLE DR18 NORTH AMERICAN PIPE CO. DR18 |  | FT | 1 |  | 0
PPESC024 | Priority One - Inventory | PIPE, PVC SCH 40 1/2". 20 FT LENGTHS. BELL ON ONE END. | Per Description |  | FT | 220 |  | 0
PPESC034 | Priority One - Inventory | PIPE, PVC, SCH 40, 3/4". 20 FT LENGTHS. BELL ON ONE END. | Per Description |  | FT | 1518 |  | 0
PPESC100 | Priority One - Inventory | PIPE, PVC SCH 40 1". 20 FT LENGHTS. BELL ON ONE END. | Per Description |  | FT | 1145 |  | 0
PPESC114 | Priority Two - Inventory | PIPE, PVC SCH 40 1-1/4 ". 20 FT LENGTHS. BELL ON ONE END. (1 EA = 1 FT) | Per Description |  | EA | 176 |  | 0
PPESC124 | Priority One - Inventory | PIPE PVC SCH 40 1-1/2" | Per Description |  | FT | 455 |  | 0
PPESC200 | Priority One - Inventory | PIPE, PVC SCH 40 2". 20 FT LENGHTS. BELL ON ONE END. | Per Description |  | FT | 1280 |  | 0
PPESC300 | Priority Two - Inventory | PIPE, PVC SCH 40, 3" | Per Description |  | FT | 103 |  | 0
PPESC400 | Priority Two - Inventory | PIPE, PVC, SCH 40, 4", 20 FT LENGHTS **** NO SUBSTITUTE **** | Per Description |  | FT | 15 |  | 0
PPESC600 | Priority Two - Inventory | PIPE, PVC, SCH 40, 6", 20 FT LENGTHS. **** NO SUBSTITUTES **** | Per Description |  | FT | 29 |  | 0
PPESH034 | Priority Two - Inventory | PIPE, PVC, SCH 80, 3/4" | Per Description |  | FT | 88 |  | 0
PPESH100 | Priority Two - Inventory | PIPE, PVC, SCH 80, 1", BELL TO SPIGOT ENDS. | Per Description |  | FT | 22 |  | 0
PPESH114 | Priority Two - Inventory | PIPE, PVC, SCH 80, 1-1/4" | Per Description |  | FT | 22 |  | 0
PPESH124 | Priority Two - Inventory | PIPE, PVC, SCH 80, 1-1/2", BELL TO SPIGOT ENDS. | Per Description |  | FT | 29 |  | 0
PPESH200 | Priority One - Inventory | PIPE, PVC, 2", SCH 80, 20' LENGTHS | Per Description |  | FT | 286 |  | 0
PPESH300 | Priority Two - Inventory | PIPE, PVC, SCH 80, 3", PLAIN END, 20 FT LENGTHS | Per Description |  | FT | 90 |  | 0
PPESH400 | Priority Two - Inventory | PIPE, PVC, SCH 80, 4", 20FT LENGTHS | Per Description |  | FT | 7 |  | 0
PPESW004 | Priority One - Inventory | PIPE, PVC, DR18 - 4", 20 FT. LENGTHS, AWWA C-900, CLASS 235, GREEN COLOR ONLY FOR SEWER FORCEMAIN SYSTEM. | Per Description |  | FT | 718 |  | 0
PPESW006 | Priority One - Inventory | PIPE, PVC, DR18 - 6", 20 FT. LENGTHS, AWWA C-900, CLASS 235, GREEN COLOR ONLY FOR SEWER FORCEMAIN SYSTEM. | Per Description |  | FT | 660 |  | 0
PPESW008 | Priority One - Inventory | PIPE, PVC, DR18 - 8", 20 FT. LENGTHS, AWWA C-900, CLASS 235, GREEN COLOR ONLY FOR SEWER FORCEMAIN SYSTEM. | Per Description |  | FT | 851 |  | 0
PPESW010 | Priority One - Inventory | PIPE, PVC, DR18 - 10", 20 FT. LENGTHS, AWWA C-900, CLASS 235, GREEN COLOR ONLY FOR SEWER FORCEMAIN SYSTEM. | Per Description |  | FT | 383 |  | 0
PPESW012 | Priority Two - Inventory | PIPE, PVC, DR18 - 12", 20 FT. LENGTHS, AWWA C-900, CLASS 235, GREEN COLOR ONLY FOR SEWER FORCEMAIN SYSTEM. | Per Description |  | FT | 154 |  | 0
PPESW014 | Priority Two - Inventory | PIPE, PVC, DR18 - 14", 20 FT. LENGTHS, AWWA C-900, CLASS 235, GREEN COLOR ONLY FOR SEWER FORCEMAIN SYSTEM. | Per Description |  | FT | 15 |  | 0
PPESW016 | Priority Two - Inventory | PIPE, PVC, DR25 - 16", 20 FT. LENGTHS, AWWA C-900, CLASS 165, GREEN COLOR ONLY FOR SEWER FORCEMAIN SYSTEM. | Per Description |  | FT | 95 |  | 0
PPESW018 | Priority Two - Inventory | PIPE, PVC, DR25 - 18", 20 FT. LENGTHS, AWWA C-900, CLASS 165, GREEN COLOR ONLY FOR SEWER FORCEMAIN SYSTEM. | Per Description |  | FT | 59 |  | 0
PPESW020 | Priority Two - Inventory | PIPE, PVC, DR18 - 20", 20 FT. LENGTHS, AWWA C-900, CLASS 235, GREEN COLOR ONLY FOR SEWER FORCEMAIN SYSTEM. | Per Description |  | FT | 66 |  | 0
PPESW024 | Priority Two - Inventory | PIPE, PVC, DR18 - 24", 20 FT. LENGTHS, AWWA C-900, CLASS 235, GREEN COLOR ONLY FOR SEWER FORCEMAIN SYSTEM. | Per Description |  | FT | 88 |  | 0
PPESW040 | Priority One - Inventory | PIPE, PVC SDR26-4" (14 FT. JOINTS) | Per Description |  | FT | 5123 |  | 0
PPESW060 | Priority One - Inventory | PIPE PVC SDR26-6" (14 FT LENGTHS) | Per Description |  | FT | 14894 |  | 0
PPESW080 | Priority One - Inventory | PIPE, PVC SDR26-8" (14 FT LENGTHS) | Per Description |  | FT | 4826 |  | 0
PPESW100 | Priority One - Inventory | PIPE, PVC SDR26-10" (14 FT JOINTS) | Per Description |  | FT | 472 |  | 0
PPESW120 | Priority One - Inventory | PIPE, PVC SDR26-12" (14 FT JOINTS) | Per Description |  | FT | 277 |  | 0
PPESW150 | Priority One - Inventory | PIPE, PVC SDR26-15" (14 FT JOINTS) | Per Description |  | FT | 318 |  | 0
PPETU034 | Priority One - Inventory | TUBING, POLYETHYLENE 3/4" CTS O.D., PE 4710, SDR9 BLUE, 250 PSI RATING, 100 FT COILS. ** 10 COILS SHRINK WRAPPED PER PALLET**. | ADVANCE DRAINAGE SYSTEMS ORDER BY DESCRIPTION ENDOT INDUSTRIES ORDER BY DESCRIPTION |  | FT | 14920 |  | 0
PPETU100 | Full Service | TUBING, POLYETHYLENE 1" CTS O.D., PE 4710, SDR9 BLUE, 250 PSI RATING, 100 FT COILS. ** 10 COILS SHRINK WRAPPED PER PALLET**. | ADVANCE DRAINAGE SYSTEMS ORDER BY DESCRIPTION ENDOT INDUSTRIES ORDER BY DESCRIPTION |  | FT | 50714 |  | 0
PPETU124 | Priority One - Inventory | TUBING, POLYETHYLENE 1 1/2" CTS O.D., PE 4710, SDR9 BLUE, 250 PSI RATING, 100 FT COILS. ** 10 COILS SHRINK WRAPPED PER PALLET**. | ADVANCE DRAINAGE SYSTEMS ORDER BY DESCRIPTION ENDOT INDUSTRIES ORDER BY DESCRIPTION |  | FT | 624 |  | 0
PPETU200 | Full Service | TUBING, POLYETHYLENE 2" CTS O.D., PE 4710, SDR9 BLUE, 250 PSI RATING, 100 FT COILS. ** 10 COILS SHRINK WRAPPED PER PALLET**. | ADVANCE DRAINAGE SYSTEMS OREDER BY DESCRIPTION ENDOT INDUSTRIES ORDER BY DESCRIPTION |  | FT | 5646 |  | 0
RODCP010 | Full Service | COUPLING, ROD CONNECTOR, 3/4" - 10, 316 SS | Per Description |  | EA | 18 |  | 0
RODTH020 | Full Service | ROD, ALL THREAD, 3/4" - 10 X 12', 316 SS, 12-FT. LENGHTS ONLY | Per Description |  | FT | 134 |  | 0
TLSAA130 | Priority Two - Inventory | BLADE, CIRCULAR SAW, 12" X 1", CARBIDE TIP, 5500 MAX R.P.M. | AMANA TOOL DB12-120 MAGNA 70016 MAGNA 70116 MAGNA SKR1212 SUPER KING 12-12T |  | EA | 16 |  | 0
TLSAA170 | Priority One - Inventory | BLADE, SAW, 12" DIAM. X 5/32" THICKNESS X 1"/20 MM ARBOR, 1 HOLE, MAX RPM 6000, HIGH SPEED DOUBLE REINFORCED, ABRASIVE WHEEL, BLADE TO BE USED SPECIFICALLY FOR CUTTING DUCTILE OR CAST IRON PIPE. MUST MEET OSHA AND ANSI STANDARDS. | HOMELITE DIV. (TEXTRON INC.) 6 HOMELITE DIV. (TEXTRON INC.) 68421B MAGNUM 3012 |  | EA | 280 |  | 0
TLSAA185 | Priority Two - Inventory | BLADE, LIMESTONE, BRICK, CLAY, RECIPROCATING SAW | HITACHI 752042 |  | EA | 34 |  | 0
TLSAA370 | Priority One - Inventory | CHAIN, 3/16" - PROOF COIL, SYSTEM 3, GENERAL PURPOSE, ELECTROPLATED ZINC FINISH, ELECTRICALLY WELDED CARBON STEEL, WORKING LOAD LIMIT 750 LBS. (MINIMUM). 800 FT PER DRUM. INDUSCO, ADLER WIRE | Per Description |  | FT | 375 |  | 0
TLSAA390 | Priority Two - Inventory | CHAIN, 1/2" - ALLOY STEEL, WORKING LOAD LIMIT 12,000 LBS. PROOF TESTED TO 22,500 LBS. MINIMUM BREAKING TEST 32,500 LBS. ACCOLOY #5116-10802 ONLY) | ACCOLOY CHAIN 5116-10802 PEERLESS MFG. 5050672 |  | FT | 62 |  | 0
TLSCC530 | Priority Two - Inventory | HOOK, PACKING - FLEXIBLE, #1 SIZE, 6-1/4" LENGTH, SPIRAL DIA.=1/4", SHAFT DIA. = 3/16", SPIRAL LENGTH = 3/4" SHANK HAS TWO SPIRAL STEEL SHAFTS (ONE INSIDE THE OTHER) WOUND IN OPPOSITE DIRECTIONS, T-HANDLE, PERMANENTLY POINTED AND TEMPER HOO | CS OSBORNE 58320 |  | EA | 14 |  | 0
TLSDD604 | Priority Two - Inventory | TELESCOPING ALUMINUM POLE, 8FT TO 20FT | REMO 019458 REMO 130-6 SEWER EQUIPMENT CO. 130-6 |  | EA | 4 |  | 0
TLSDD740 | Priority Two - Inventory | LADDER, EXTENSION - ALUMINUM, 16 FT.,TWO SECTION STRAIGHT EXTENSION TYPE, 250 LB. WORKING LOAD, TYPE 1, "D" SHAPED RUNGS W/SERRATIONS, WORKING LENGTH TO BE 13FT SWIVEL SAFETY SHOES, GRAVITY RUNG LOCKS, LADDER MUST MEET ANSI A14.2 & OSHA. LO | WERNER D1316-2 |  | EA | 6 |  | 0
TLSDD880 | Priority Two - Inventory | NUT DRIVER, HEX - 1/4", PRECISION FORMED HEAT TREATED HEX OPENINGS, CHROME PLATED SHANKS, COLOR CODED FIRE RESISTANT HANDLES, 3" SHANK LENGTH, APRROX. 6-5/8" OVERALL LENGTH. PROTO #9208 | STANLEY-PROTO INDUSTRIAL TOOLS 9208 |  | EA | 5 |  | 0
TLSDD940 | Priority Two - Inventory | SET, NUT DRIVER, 7-PIECE - SET MUST INCLUDE AT LEASE SEVEN (7) OF THE FOLLOWING SIZES: 3/16", 7/32", 1/4", 9/32", 5/16", 11/32", 3/8", 7/16", 1/2", SET INCLUDES VINYL OR PLASTIC POUCH ** NO SUBSTITUTE ** | ARMSTRONG TOOLS 66-843 KLEIN TOOL 631 PROTO PROFESSIONAL TOOLS 9200C |  | EA | 12 |  | 0
TLSEE490 | Priority One - Inventory | ROPE, MANILA 3/8", 600 FT. COILS. ROPE MUST BE WOUND ONTO WOODEN SPOOLS PRIOR TO DELIVERY, (600 FT SPOOLS ONLY) | Per Description |  | FT | 239 |  | 0
TLSEE675 | Priority Two - Inventory | SCREWDRIVER, CABINET TIP - PLASTIC HANDLE, ROUND SHANK, 1/8" WIDE TIP, 1/8" WIDE SHANK, 2-7/8" SHANK LENGTH, 5-5/8" OVERALL LENGTH. PROTO #9622, ARMSTRONG #66-251 | ARMSTRONG TOOLS 66-251 STANLEY - PROTO INDUSTRIAL TOO 9622 STANLEY - PROTO INDUSTRIAL TOO J88203 STANLEY - PROTO INDUSTRIAL TOO JCP1803R |  | EA | 1 |  | 0
TLSHH690 | Priority Two - Inventory | WRENCH SET, COMB. BOX/OPEN END, 15 PC, 15 DEGREE OFFSET BOX OPENING, 12 POINT, CHROME FINISH, SET INCLUDES VINYL ROLL WRENCH SIZES TO BE: 5/16",3/8",7/16", 1/2",9/16",5/8",11/16",3/4",13/16",7/8", 15/16",1",1-1/16",1-1/8",1-1/4" | Per Description |  | EA | 18 |  | 0
TLSHH830 | Priority Two - Inventory | WRENCH, PIPE, 18", END PATTERN E-18, JAW CAPACITY 2-1/2" ***NO SUBSTITUTE*** | ARMSTRONG TOOLS 73-019 REED TOOLS RWO-18 RIDGE TOOL 31075 RIDGID TOOL 31075 |  | EA | 20 |  | 0
TLSPP640 | Priority Two - Inventory | CUTTER, SHELL, 7/8", PVC, FOR E4, E5 AMD PL-2 DRILL MACHINES | MUELLER 581626 MUELLER 681920 |  | EA | 10 |  | 0
TLSRR000 | Priority Two - Inventory | CUTTER SHELL 11/16" FOR PL2 MACHINE | MUELLER 681919 |  | EA | 1 |  | 0
TLSRR010 | Priority Two - Inventory | MACHINE, DRILLING PL-2, MUELLER MODEL #1 COMPLETE, LESS ADAPTER, DRILL BITS AND RATCHET HANDLE | MUELLER MUE39502 |  | EA | 4 |  | 0
TLSUU607 | Priority Two - Inventory | BORING BAR PACKING (2) FOR FORD MODEL 77 DRILL- ING MACHINE. **NO SUB** | FORD DMBBP |  | EA | 7 |  | 0
TLSUU636 | Priority Two - Inventory | ADAPTER, 1-1/2" - COPPER FLARE ADAPTER FOR FORD MODEL 77 DRILLING MACHINE, WITH GASKETS. | FORD DMA2-6 |  | EA | 2 |  | 0
TLSUU643 | Priority Two - Inventory | ADAPTER, 2" - COPPER FLARE ADAPTER FOR FORD MODEL 77 DRILLING MACHINE, WITH GASKETS. | FORD DMA2-7 |  | EA | 3 |  | 0
TLSVV045 | Priority Two - Inventory | SHELL CUTTER, 11/16" - SHELL CUTTER FOR PVC,SHELL FOR FORD MODEL 77 DRILLING MACHINE (FITS BORING BAR #DMBB-3) | FORD DMSC-3 |  | EA | 5 |  | 0
VLVAA210 | Priority Two - Inventory | VALVE, AIR RELEASE, 2", 150 PSIG MINIMUM, 2" NPT INLET, FOR USE ON POTABLE WATER, DUCTLE IRON BODY W/SS INTERNAL MOVING PARTS, INCLUDING TRIM & FLOAT | APCO VALVE & PRIMER CORP. 200A ARI D-025-P(V) CRISPIN PL10 GOLDEN ANDERSON 920 VALMATIC 38 |  | EA | 3 |  | 0
VLVAA261 | Priority Two - Inventory | VALVE, BALL, 1" - BRONZE, FIP X FIP, QUARTER TURN, LEVER-TYPE HANDLE, FULL PORT OPENING: 150 SWP; 600 WOG, REINFORCED TFE SEAT; CHROME PLATED BALL; THREADED ENDS. | NIBCO T585-70 |  | EA | 2 |  | 0
VLVAA305 | Priority Two - Inventory | VALVE, BALL, STAINLESS STEEL, 2"THREADED, BLOW-OUT-PROOF STEM DESIGN, ADJUSTABLE PACKING GLAND, STAINLESS STEEL LEVER AND NUT CERTIFIED TO API 607, 4TH EDITION,CLASS 600 | APOLLO VALVES 76-108-01 WATTS S8000-M3 |  | EA | 52 |  | 0
VLVAA310 | Priority Two - Inventory | VALVE, BALL - PVC/CPVC, 2", TRU UNION TYPE, VALVE MUST COME WITH BOTH SOCKET & THREADED END CONNECTORS, EPDM O-RINGS, TEFLON SEATS, FULL PORT DESIGN, 150 PSI AT 73 DEGREES, BI-DIRECTIONAL. CHEMTROL TRU-UNION | Per Description |  | EA | 14 |  | 0
VLVAA360 | Priority Two - Inventory | VALVE, BALL - PVC, 1-1/2", TRUE UNION TYPE, VITON "O" RING, SAFE-T-SHEAR STEM, VALVE TO INCLUDE SLIP & THREAD CONNECTOR ENDS, FULL PORT, BI-DIRECTIONAL VALVE. SPEARS #2339-015, NIBCO #U45TB-E, OR EQUAL. | NIBCO U45TV SPEARS 2339-015 |  | EA | 63 |  | 0
VLVAA640 | Priority Two - Inventory | VALVE, CHECK, 2", HORIZONTAL SWING, AWWA NO LEAD BRONZE, RENEWABLE SEAT, 125 WSP/200 WOG, Y-PATTERN, THREADED, FOR POTABLE WATER SERVICE. NIBCO #T-413B, STOCKHAM FIG. #B-345, WATTS #CVY OR AN APPROVED EQUAL. | NIBCO T-413 NIBCO T-413B NIBCO T413-Y-LF 2" STOCKHAM VALVES AND FITTINGS B-345 WATTS EDP CVY |  | EA | 36 |  | 0
VLVAA860 | Priority Two - Inventory | VALVE, CHECK, 1-1/2", HORIZONTAL SWING, AWWA BRONZE, RENEWABLE SEAT, 125 WSP/200 WOG, Y-PATTERN, THREADED, FOR POTABLE WATER SERVICE. | NIBCO T-413-Y-LF STOCKHAM VALVES AND FITTINGS B-345 WATTS EDP CVY |  | EA | 46 |  | 0
VLVBB112 | Full Service | VALVE, GATE 3" - CAST IRON, MECHANICAL JOINT, BRONZE MOUNTED, OPEN LEFT, RESILIENT SEAT, NON-RISING STEM, OPERATING NUT, WITHOUT ACCESSORIES. | AMERICAN FLOW CONTROL 2500 SERIES AMERICAN RD D100 AVK SERIES 45 CLOW F-6102 KENNEDY VALVE 4571 M&H 4067 MUELLER A2360, A2361 US PIPE 250 |  | EA | 17 |  | 0
VLVBB115 | Full Service | VALVE, GATE 4" - CAST IRON, MECHANICAL JOINT, BRONZE MOUNTED, OPEN LEFT, RESILIENT SEAT, NON-RISING STEM, OPERATING NUT, WITHOUT ACCESSORIES. | AMERICAN FLOW CONTROL 2500 SERIES AMERICAN RD D100 AVK SERIES 45 CLOW F-6100 KENNEDY VALVE 4571 M&H 4067 MUELLER A2360, A2361 US PIPE 250 |  | EA | 50 |  | 0
VLVBB120 | Full Service | VALVE, GATE 6" - CAST IRON, MECHANICAL JOINT, BRONZE MOUNTED, OPEN LEFT, RESILIENT SEAT, NON-RISING STEM, OPERATING NUT, WITHOUT ACCESSORIES | AMERICAN FLOW CONTROL 2500 SERIES AMERICAN RD D100 AVK SERIES 45 CLOW F-6100 KENNEDY VALVE 4571 M&H 4067 MUELLER A2360, A2361 US PIPE 250 |  | EA | 123 |  | 0
VLVBB140 | Full Service | VALVE, GATE 8" - CAST IRON, MECHANICAL JOINT, OPEN LEFT, BRONZE MOUNTED, RESILIENT SEAT, NON-RISING STEM, OPERATING NUT, WITHOUT ACCESSORIES. | AMERICAN FLOW CONTROL 2500 SERIES AMERICAN RD D100 AVK SERIES 45 CLOW F-6100 KENNEDY VALVE 4571 M&H 4067 MUELLER A2360, A2361 US PIPE 250 |  | EA | 51 |  | 0
VLVBB150 | Full Service | VALVE, GATE 10" - CAST IRON, MECHANICAL JOINT, BRONZE MOUNTED, OPEN LEFT, RESILIENT SEAT, NON-RISING STEM, OPERATING NUT, WITHOUT ACCESSORIES. | AMERICAN FLOW CONTROL 2500 SERIES AMERICAN RD D100 AVK SERIES 45 CLOW F-6100 KENNEDY VALVE 4571 M&H 4067 MUELLER A2360, A2361 US PIPE 250 |  | EA | 4 |  | 0
VLVBB160 | Full Service | VALVE, GATE 12" - CAST IRON, MECHANICAL JOINT, OPEN LEFT, BRONZE MOUNTED, RESILIENT SEAT, NON-RISING STEM, OPERATING NUT, WITHOUT ACCESSORIES. | AMERICAN FLOW CONTROL 2500 SERIES AMERICAN RD D100 AVK SERIES 45 CLOW F-6100 KENNEDY VALVE 4571 M&H 4067 MUELLER A2360, A2361 US PIPE 250 |  | EA | 10 |  | 0
VLVBB170 | Full Service | VALVE, GATE 16" - CAST IRON BODY, BRONZE MOUNTED, RESILIENT SEAT, MECHANICAL JOINT, NON-RISING STEM, W/ACCESSORIES (AS PER APPROVED GATE VALVE LISTING) OPEN LEFT | AFC 2500 M & H / CLOW F6100 / 4067-01 |  | EA | 4 |  | 0
VLVBB230 | Priority Two - Inventory | VALVE, GATE, BRONZE - 3/4", FIP, 150 PSI CLASS, HANDWHEEL OPERATED, OPEN LEFT, NON-RISING STEM. VALVES MUST BE SUPPLIED PER APPROVED VALVE LIST & SPECIFICATIONS STOCKHAM, NIBCO, HAMMOND, MILWAUKEE OR EQUAL. | HAMMOND IB638 HAMMOND IB646 NIBCO T-133 NIBCO T-136 STOCKHAM VALVES AND FITTINGS B130 STOCKHAM VALVES AND FITTINGS B131 |  | EA | 4 |  | 0
VLVBB240 | Priority Two - Inventory | VALVE, GATE, NO LEAD BRONZE - 1", FIP, 150 PSI CLASS, HANDWHEEL OPERATED, OPEN LEFT, NON-RISING STEM. VALVES MUST BE SUPPLIED PER APPROVED VALVE LIST & SPECIFICATIONS. | HAMMOND IB638 HAMMOND IB646 NIBCO T-113-LF 1" NIBCO T-133 NIBCO T-136 STOCKHAM VALVES AND FITTINGS B130 STOCKHAM VALVES AND FITTINGS B131 |  | EA | 14 |  | 0
VLVBB250 | Priority Two - Inventory | VALVE, GATE, NO LEAD BRONZE - 1-1/4", FIP, 150 PSI CLASS, HANDWHEEL OPERATED,OPEN LEFT, NON-RISING STEM. VALVES MUST BE SUPPLIED PER APPROVED VALVE LIST & SPECIFACATIONS. | HAMMOND IB638 HAMMOND IB646 NIBCO T-113-LF 1-1/4" NIBCO T-133 NIBCO T-136 STOCKHAM VALVES AND FITTINGS B130 STOCKHAM VALVES AND FITTINGS B131 |  | EA | 92 |  | 0
VLVBB260 | Priority Two - Inventory | VALVE, GATE, NO LEAD BRONZE - 1-1/2",FIP,150 PSI CLASS, HANDWHEEL OPERATED, OPEN LEFT, NON-RISING STEM. VALVES MUST BE SUPPLIED PER APPROVED VALVE LIST & SPECIFICATIONS. | HAMMOND IB638 HAMMOND IB646 NIBCO T-113-LF 1-1/2" NIBCO T-133 NIBCO T-136 STOCKHAM VALVES AND FITTINGS B130 STOCKHAM VALVES AND FITTINGS B131 |  | EA | 51 |  | 0
VLVBB270 | Full Service | VALVE, GATE, NO LEAD BRONZE - 2", FIP, 150 PSI CLASS, HANDWHEEL OPERATED, OPEN LEFT, NON-RISING STEM. VALVES MUST BE SUPPLIED PER APPROVED VALVE LIST & SPECIFICATIONS | HAMMOND IB638 HAMMOND IB646 MILWAUKEE VALVE 1140 NIBCO T-113-LF 2" NIBCO T-133 NIBCO T-136 STOCKHAM VALVES AND FITTINGS B130 STOCKHAM VALVES AND FITTINGS B131 |  | EA | 149 |  | 0
VLVBB300 | Priority Two - Inventory | VALVE, GATE 3" - CAST IRON, FLANGED, OPEN LEFT, BRONZE MOUNTED, RESILIENT SEAT, NON-RISING STEM, OPERATING NUT. | AMERICAN FLOW CONTROL 2500 CLOW 3-F6102 M & H 3-4067-02 MUELLER 3-A2360-6 |  | EA | 124 |  | 0
VLVBB305 | Priority Two - Inventory | VALVE, GATE 4" - CAST IRON, FLANGED, OPEN LEFT, BRONZE MOUNTED, RESILIENT SEAT, NON-RISING STEM, OPERATING NUT. | AMERICAN FLOW CONTROL 2500 CLOW 4-F6102 M & H 4-4067-02 MUELLER 4-A2360-6 |  | EA | 60 |  | 0
VLVBB310 | Priority Two - Inventory | VALVE, GATE 6" - CAST IRON, FLANGED, OPEN LEFT, BRONZE MOUNTED, RESILIENT SEAT, NON-RISING STEM, OPERATING NUT. | AFC 6-2500 CLOW 6-F6102 M & H 6-4067-02 MUELLER 6-A2360-6 |  | EA | 39 |  | 0
VLVBB315 | Priority Two - Inventory | VALVE, GATE 8" - CAST IRON, FLANGED, OPEN LEFT, BRONZE MOUNTED, RESILIENT SEAT, NON-RISING STEM, OPERATING NUT. | AMERICAN FLOW CONTROL 2500 CLOW 8-F6102 M & H 8-4067-02 MUELLER 8-A2360-6 |  | EA | 27 |  | 0
VLVBB320 | Priority Two - Inventory | VALVE, GATE 10" - CAST IRON, FLANGED, OPEN LEFT, BRONZE MOUNTED, RESILIENT SEAT, NON-RISING STEM, OPERATING NUT. | AMERICAN FLOW CONTROL 2500 CLOW 10-F6102 M & H 10-4067-02 MUELLER 10-A2360-6 |  | EA | 6 |  | 0
VLVCC500 | Priority One - Inventory | VALVE, HOSE BIBB 3/4" BRASS | EZFLO 20183 KEYSTONE/PRATT 1122 NIBCO 46U |  | EA | 265 |  | 0
VLVCC700 | Priority Two - Inventory | VALVE, AIR RELEASE 2", 150 PSI MIN., 2" NPT INLET SIZE, FOR SEWER SYSTEMS, STAINLESS STEEL BODY W/ CORROSION- RESISTANT POLYMER MATERIALS OR SS INTERNAL MOVING PARTS, INCLUDING TRIM & FLOAT, AND WAY OUT FEATURE | ARI D-025-P (V) ARI DO25TP02 G.A. INDUSTRIES 91020942F VALMATIC 802BWSS |  | EA | 76 |  | 0
VLVDD007 | Priority Two - Inventory | NO LEAD CONSTRUCTED VALVE, CURB STOP, 1" PE COMP X FIP BALL CURB LW. | FORD B61-444W-NL FORD B61444W MUELLER B25196 |  | EA | 184 |  | 0
VLVDD009 | Priority Two - Inventory | NO LEAD VALVE, CORP STOP, 1", CC THREAD X FIP THREAD. INVERTED KEY (GROUND KEY) OR BALL TYPE. | A.Y. MCDONALD 4113-145 FORD F1600-4-NL MUELLER B-20045 MUELLER H-10045 |  | EA | 35 |  | 0
VLVDD012 | Full Service | NO LEAD VALVE, CORP STOP 2" INLET: COPPER TO COPPER THREAD;OUTLET: FIP THREADS | FORD FB1600-7 FORD FB16007 |  | EA | 1 |  | 0
VLVDD115 | Priority Two - Inventory | NO LEAD VALVE, CORP STOP, 1" MIP INLET: 1" COMPRESSION FOR POLYBUTYLENE TUBING OUTLET (P/N F 1100-4) | FORD F1100 FORD F1100-4-NL FORD FB-1000 MCDONALD 4704-22 MCDONALD 4704T |  | EA | 138 |  | 0
VLVDD120 | Priority Two - Inventory | NO LEAD VALVE, CORP STOP, 1-1/2", INLET: AWWA COPPER TO COPPER THREAD, OUTLET: COMPRESSION OR PACK JOINT. | FORD FB-1000-4 FORD FB-1000-6 FORD FB1000-6-NL |  | EA | 7 |  | 0
VLVDD127 | Priority Two - Inventory | NO LEAD VALVE, CORP STOP, 1-1/2", BALL TYPE, INLET TO BE MALE IRON PIPE THREAD, OUTLET TO BE COMPRESSION FOR 250 PSI POLYBUTYLENE. | FORD FB-1100-6-NL |  | EA | 5 |  | 0
VLVDD140 | Full Service | NO LEAD VALVE, CORP STOP, 2", INLET: COPPER TO COPPER THREAD, OUTLET: COMPRESSION (OR PACK JOINT) | FORD FB1000-7 FORD FB1000-7-NL MCDONALD 4701-22 MCDONALD 4701-TOR MCDONALD 4701B-22FT MUELLER FB-1000 MUELLER H-25028 |  | EA | 98 |  | 0
VLVDD147 | Priority Two - Inventory | NO LEAD VALVE, CORP STOP, 2", BALL TYPE, IRON PIPE THREAD | FORD FB1100-7-NL |  | EA | 5 |  | 0
VLVDD160 | Priority Two - Inventory | NO LEAD VALVE, CORP STOP, 3/4", INLET: COPPER TO COPPER THREAD; OUTLET: CONDUCTIVE COMPRESSION CONNECTION FOR TYPE "K" COPPER SERVICE PIPE OR PLASTIC PIPE HAVING SAME O.D. | FORD F1000 FORD F1000-3 FORD F1000-3-NL MCDONALD 4701-22 MCDONALD 4701-T MUELLER 15008 |  | EA | 70 |  | 0
VLVDD170 | Full Service | NO LEAD BRASS VALVE, CORP STOP 1", INLET: COPPER TO COPPER THREAD; OUTLET: CONDUCTIVE COMPRESSION CONNECTION FOR TYPE "K" COPPER SERVICE PIPE OR PLASTIC PIPE HAVING SAME O.D. | FORD F1000 FORD F1000-4 FORD F1000-4-NL MCDONALD 4701-221 MCDONALD 4701-T |  | EA | 1364 |  | 0
VLVDD200 | Priority Two - Inventory | NO LEAD VALVE, CORP STOP 1-1/2", OUTLET; INCREASING I.P. THREAD, INLET: AWWA CC THREAD, NO COUPLING, (OLD STYLE) | A.Y. MCDONALD 73121B 1?" FORD FB800-6-NL MCDONALD 73121B 1?? MUELLER B-20003N |  | EA | 1 |  | 0
VLVDD210 | Priority Two - Inventory | NO LEAD BRASS VALVE, CORP STOP, 2" X 2-1/2", INLET: COPPER TO COPPER, OUTLET: INCREASING IRON PIPE THREAD. | FORD FB800-7 FORD FB800-7-NL MUELLER H-10003 |  | EA | 3 |  | 0
VLVDD300 | Priority Two - Inventory | NO LEAD VALVE, CURB STOP, COPPER TO COPPER - 3/4", INVERTED KEY ROUNDWAY WITH CHECK LOCK TYPE, INLET: COPPER, OUTLET: FEMALE IRON PIPE THREAD | FORD ZVC-1W FORD ZVC-1W-NL MUELLER H-15166 |  | EA | 41 |  | 0
VLVDD304 | Priority One - Inventory | NO LEAD CONSTRUCTED VALVE, CURB STOP - 3/4", BALL TYPE, FULL PORT ROUNDWAY,WITH LOCK WING,COMPRESSION (OR PACK JOINT) | FORD B41-333W FORD B41-333W-NL MCDONALD 6102-22W MCDONALD 6102TW |  | EA | 2745 |  | 0
VLVDD310 | Priority Two - Inventory | NO LEAD VALVE STOP CURB COPPER TO COPPER 1", INVERTED KEY ROUNDWAY WITH CHECK LOCK TYPE, INLET: COPPER, OUTLET: FEMALE IRON PIPE THREAD | FORD ZVC-3W FORD ZVC-3W-NL |  | EA | 19 |  | 0
VLVDD314 | Full Service | NO LEAD CONSTRUCTED VALVE, CURB STOP - 1", BALL TYPE, FULL PORT ROUNDWAY,WITH LOCK WING,COMPRESSION (OR PACK JOINT) | FORD B41-444W FORD B41-444W-NL FORD B41-44W MCDONALD 6102TW MCDONALD 6102W-221 |  | EA | 3616 |  | 0
VLVDD320 | Full Service | NO LEAD CONSTRUCTED VALVE, BALL, CURB STOP, 1-1/2",BALL TYPE FEMALE IRON PIPE X COMPRESSION (OR PACK JOINT), FULL PORT ONLY, PADLOCK WINGS. | FORD B41-666W FORD B41-666W-NL MCDONALD 6102-22W MCDONALD 6102-TW |  | EA | 133 |  | 0
VLVDD404 | Priority One - Inventory | NO LEAD CONSTRUCTED VALVE, CURB STOP, 3/4", BALL TYPE, FIP X FIP, WITH LOCK WING, FULL PORT ONLY, | FORD B11-333W FORD B11-333W-NL MCDONALD 6101-W |  | EA | 1106 |  | 0
VLVDD414 | Priority One - Inventory | NO LEAD CONSTRUCTED VALVE, CURB STOP, 1", BALL TYPE ,FIP X FIP, WITH LOCK WING, FULL PORT ONLY, | FORD B11-444W FORD B11-444W-NL MCDONALD 6101-W |  | EA | 693 |  | 0
VLVDD420 | Priority Two - Inventory | NO LEAD CONSTRUCTED VALVE,CURB STOP,1-1/2",BALL TYPE, FEMALE IRON PIPE ON BOTH ENDS, FULL PORT, TO BE SUPPLIED WITH PADLOCK WINGS. | FORD B11-666W FORD B11-666W-NL MCDONALD 6101W |  | EA | 152 |  | 0
VLVDD500 | Priority One - Inventory | NO LEAD CONSTRUCTED VALVE, CURB STOP, 2", FIP X FIP, BALL VALVE, FULL PORT, TO BE SUPPLIED WITH PADLOCK WINGS | FORD B11-777W FORD B11-777W-NL MCDONALD 6101W |  | EA | 245 |  | 0
VLVDD562 | Full Service | NO LEAD CONSTRUCTED VALVE, CURB STOP, 2", COMPRESSION X FIP, BALL VALVE, FULL PORT, TO BE SUPPLIED WITH PADLOCK WINGS. | FORD B41-777W FORD B41-777W-NL MCDONALD 6102-22W MCDONALD 6102TW |  | EA | 236 |  | 0
VLVDD580 | Priority Two - Inventory | VALVE, CURB STOP, 1" RECLAIM WATER | FORD 3710BRW4144W |  | EA | 73 |  | 0
VLVEE120 | Full Service | VALVE,TAPPING 6",RESILIENT SEATED, PILOT FLANGE X MECHANICAL JOINT, NON-RISING STEM, OPEN LEFT, WITHOUT ACCESSORIES. AS PER JEA SPECIFICATIONS ONLY. ONLY APPROVED VALVES WILL BE ACCEPTED. | Per Description |  | EA | 28 |  | 0
VLVEE130 | Full Service | VALVE,TAPPING 8",RESILIENT SEATED, PILOT FLANGE X MECHANICAL JOINT, NON-RISING STEM, OPEN LEFT, WITHOUT ACCESSORIES AS PER JEA SPECIFICATIONS ONLY. ONLY APPROVED VALVES WILL BE ACCEPTED. | Per Description |  | EA | 11 |  | 0
VLVFF000 | Full Service | BOX, VALVE - PLATE W-17, ADJUSTABLE ROADWAY. ** 2 PIECE HEAVY DUTY VALVE BOX ONLY, SHIP ASSEMBLED AND PALLETIZED. STACK NO MORE THAN 2 HIGH ON PALLET. LIDS OR COVERS ARE ORDERED AND SHIPPED AS SEPERATE LINE ITEMS. | EAST JORDON IRON WORKS 85501922 OPELIKA FOUNRDY 4905 (SIZE 18) (HD) RUSSCO VB2612X SIGMA VB2612X STAR PIPE PRODUCTS VB461S TYLER PIPE 461-SH (HD) U.S. FOUNDRY 7500 (HD) |  | EA | 603 |  | 0
VLVFF010 | Full Service | BOX, VALVE JACKET RISER, 5-1/4" X 3". HEAVY DUTY | RUSSELL PIPE C2603 SIGMA VB-2603 STARR VBR - 3 |  | EA | 514 |  | 0
VLVGG845 | Priority Two - Inventory | COVER, VALVE BOX, HEAVY DUTY ADJUSTABLE - COVER TO BE MARKED "SEWER". DETAIL PLATE #S-31. ** BOX COVER ONLY. COVERS ARE TO BE SHIPPED SEPERATELY FROM BOXES. | OPELIKA FOUNRDY 4905(18) (HD) RUSSCO VB 26005 (HD) STAR PIPE PRODUCTS VB 461 SHD TYLER PIPE 461-SH (HD) U.S. FOUNDRY 7500 (HD) |  | EA | 77 |  | 0
VLVGG850 | Full Service | COVER, VALVE BOX, HEAVY DUTY ADJUSTABLE - COVER TO BE MARKED "WATER". DETAIL PLATE #W-16. ** COVER ONLY. COVERS ARE TO BE SHIPPED SEPERATELY FROM BOXES. | EAST JORDON IRON WORKS 6800 OPELIKA FOUNRDY 4905 (HD) SIGMA VB2600 STAR PIPE PRODUCTS VBLIDHD TYLER PIPE 461-SH (HD) U.S. FOUNDRY 7500 (HD) |  | EA | 741 |  | 0
VLVGG855 | Priority Two - Inventory | COVER, VALVE BOX, HEAVY DUTY/DOMESTIC- APPROX-12LB COVER TO BE MARKED "REUSE" **** BOX COVER ONLY. DETAIL PLATE #W-16 . **COVERS ARE TO BE SHIPPED SEPERATELY FROM BOXES.**** | TYLER PIPE 458975 |  | EA | 20 |  | 0
WPTAA010 | Priority One - Inventory | WELLPOINTS, SELF JETTING, TOP THREADED FOR 1-1/2" STANDARD PIPE, 2.60 O.D., REMOVABLE PVC SCREEN, HEAVY DUTY STEEL INFLOW PIPE WITH SUCTION HOLES AT THE BOTTOM, ANGULAR CAST JET HEAD WITH HEAVY CUTTING TEETH AND A SINGLE BALL VALVE. ** MUS | Per Description |  | EA | 471 |  | 0
WPTAA130 | Priority Two - Inventory | FITTING, JET, WELLPOINT, PART #313 ** ITEM MUST BE COMPATIBLE WITH COMPLETE WELLPOINT SYSTEMS ** | Per Description |  | EA | 7 |  | 0
WPTAA140 | Priority Two - Inventory | O'RING, WELLPOINT 2-1/8" I.D. PART #315 (FOR SWING JOINT ELBOWS) ** ITEM MUST BE COMPATIBLE WITH COMPLETE WELLPOINT SYSTEMS ** | Per Description |  | EA | 41 |  | 0
WPTAA160 | Priority Two - Inventory | PIPE, PVC, 6",WELLPOINT HEADER, TYPE SCH40 PVC PIPE, 20 FT LENGTHS, PIPE MUST HAVE 2" SADDLES PER COMPLETE WELLPOINT SPECIFICATIONS. NOTE: MUST BE COMPLETE DEWATERING PUMPS AND WELL, WELLPOINT SYSTEMS. | COMPLETE DEWATERING AND WELL P/N |  | EA | 121 |  | 0
WPTAA180 | Priority One - Inventory | JOINT, SWING, WELLPOINT COMPLETE ** ITEM MUST BE COMPATIBLE WITH COMPLETE WELLPOINT SYSTEMS** | Per Description |  | EA | 213 |  | 0
WPTAA210 | Priority One - Inventory | TOP, WELLPOINT (RISER TOPS), ALUMINUM, ONE PIECE, 1-1/2" FEMALE THREAD ON ONE END AND OTHER END TO BE CUPPED AND BEVELED TO FIT WELLPOINT SWING JOINT -- TO BE COMPATIBLE AND INTERCHANGEABLE WITH COMPLETE WELLPOINT SYSTEMS | Per Description |  | EA | 394 |  | 0
WPTAA440 | Priority Two - Inventory | PLUG, HEADER, WELLPOINT, 2" PART #315 ** ITEM MUST BE COMPATIBLE WITH COMPLETE WELLPOINT SYSTEMS ** | Per Description |  | EA | 30 |  | 0
ACCFL103 | Priority One - Inventory | FLANGE PACK, 3", FLANGE FITTINGS, PACK TO INCLUDE FLANGE GASKET, BOLTS & NUTS. GASKET SHALL BE 1/8" THICK FULL FACED RED RUBBER. | Per Description |  | EA | 483 |  | 0
ACCFL114 | Priority One - Inventory | FLANGE PACK, 4", FOR FLANGE FITTINGS, PACK TO INCLUDE FULL FACED FLANGE GASKET, BOLTS & NUTS. GASKETS BE 1/8" THICK FULL FACED RED RUBBER. | Per Description |  | EA | 232 |  | 0
BDMAA630 | Priority Two - Inventory | AQUA PLUG, RAPID SETTING CEMENT BASED HYDRAULIC CEMENT, 50LB 5 GALLON, SET TIME 2-3MIN, SHELF LIFE 12MONTHS **ELECTRICAL USE ONLY** | CMP AQUA PLUG 45 |  | EA | 1 |  | 0
BDMAA636 | Priority One - Inventory | PLUG,HYDRAULIC CEMENT MATERIAL FOR STOP- PING WATER INFILTRATION IN MANHOLES OR MASONRY | CHEMMASTERS CHEMPLUG "F" |  | EA | 606 |  | 0
BFPAA020 | Priority Two - Inventory | PREVENTER BACKFLOW,REDUCED PRESSURE TYPE 1", TWO INDEPENDENT CHECK VALVES WITH INTERMEDIATE RELIEF VALVE, BRONZE FULL PORT BALL VALVE SHUT-OFFS TO BE RESILIENT SEATED, 1/4 TURN BALL VALVES. | WATTS REGULATOR LF909-QT |  | EA | 1 |  | 0
BFPAA070 | Priority Two - Inventory | PREVENTER BACKFLOW 6", REDUCED PRESSURE TYPE, FLANGED ENDS WITH GATE VALVES, DUCTILE IRON ASTM A 536 GRADE COATING,FDA APPROVED ELECTROSTATIC EPOXY FINISH, FASTENERS AND SPRINGS 300 STAINLESS STEEL, SEALS AND RINGS FDA APPROVED | WILKINS 375AOSY |  | EA | 1 |  | 0
BOLUA101 | Priority Two - Inventory | BOLT, U 1/4" DIAMETER X 1-3/4" L X 1" WIDE, PLATED FITS 1/2" DIAMETER PIPE ALL SCHEDULES | Per Description |  | EA | 16 |  | 0
BOLUA136 | Priority Two - Inventory | BOLT, U 1/4" DIAMETER X 3-1/4" L X 2" WIDE, PLATED FITS 1-1/2" DIAMETER PIPE ALL SCHEDULES | Per Description |  | EA | 12 |  | 0
CLPAA040 | Priority Two - Inventory | CLAMP, STELLAR, 10",CLAMP MUST HAVE TWO BOLT HOLES ON EACH END. CLAMPS TO BE SUPPLIED WITH 3" BOLTS AND NUTS. NOTE: CLAMPS ARE TO BE ASSEMBLED OR PACKAGED | Per Description |  | EA | 2 |  | 0
CLPAA050 | Priority Two - Inventory | CLAMP, STELLAR, 12",CLAMP MUST HAVE TWO BOLT HOLES ON EACH END. CLAMPS TO BE SUPPLIED WITH 4-1/2" BOLTS AND NUTS. NOTE: CLAMPS ARE TO BE ASSEMBLED OR PACKAGED | Per Description |  | EA | 3 |  | 0
CLPBB020 | Priority Two - Inventory | CLAMP, BELL JOINT LEAK, 6" | WATTS REGULATOR LF909-QT |  | EA | 1 |  | 0
CLPBB040 | Priority Two - Inventory | CLAMP, BELL JOINT LEAK, 10" | SMITH-BLAIR INC. 274-00001110-000 |  | EA | 1 |  | 0
CLPDD500 | Priority Two - Inventory | CLAMP, FULL CIRCLE, 7.45-7.85 (O.D.) X 12.5" | FORD FS1-785-12 FORDFLEX F1-785 X 12.5 SMITH-BLAIR INC. 226-074512-000 |  | EA | 10 |  | 0
CLPEE075 | Priority Two - Inventory | CLAMP, FULL CIRCLE, 10.30-10.70 (O.D.) X 12.5 | SMITH BLAIR 226001030120005 |  | EA | 1 |  | 0
CLPEE950 | Priority Two - Inventory | CLAMP, FULL CIRCLE, 15.92-17.12 (O.D.) X 15", ALL STAINLESS STEEL, MULTI- BAND CONSTRUCTION. | FORD FS3 SMITH-BLAIR INC. 263-00159215-000 |  | EA | 2 |  | 0
CLPLL075 | Priority Two - Inventory | CLAMP, SERVICE, 4.74 - 5.14 (OD) X 2", NPT, SERVICE CLAMP MUST HAVE MINIMUM OD RANGE NOTED. DOUBLE BALE. | Per Description |  | EA | 3 |  | 0
CLPNN200 | Priority Two - Inventory | CLAMP, SERVICE, 8.54-10.10 (OD) X 1-1/2" COPPER TO COPPER THREAD, SERVICE CLAMP MUST HAVE THE MINIMUM O.D. RANGE NOTED | SMITH-BLAIR INC. 313-00101013-000 |  | EA | 4 |  | 0
CLPQQ215 | Priority Two - Inventory | CLAMP , SERVICE 12.62 TO 14.32 O.D. RANGE X 2" NPT,DOUBLE STAINLESS STEEL STRAPS , MUST HAVE MINIMUM O.D. RANGE NOTED. | SMITH BLAIR 317-00143214-000 |  | EA | 1 |  | 0
CLPQQ239 | Priority Two - Inventory | CLAMP , SERVICE 37.71 TO 38.46 O.D. RANGE X 2" NPT,TRIPLE ELECTRO-GALVANIZED STRAPS , MUST HAVE MINIMUM O.D. RANGE NOTED. | SMITH BLAIR 366-00384614-000 |  | EA | 1 |  | 0
ELMCM955 | Full Service | WIRE, TRACE, DIRECT BURY, #12 AWG HS-CCS, BLUE INSULATION, 0.03" HDPE INSULATION THICKNESS, .141" O.D., MIN. RATED BREAK LOAD 250 LBS., 30 VOLT, 21% IACS, 500 FT. REEL | COPPER HEAD INDUSTRIES SOLOSHOT-1230BHS500 PRO-LINE SAFETY PRODUCTS CO. PROTRACE-744120232 |  | FT | 58636 |  | 0
ELNSP603 | Priority Two - Inventory | PUMP, SUMP, SUBMERSIBLE, 4/10 HP, 115 V, WORK CTR 1-6. | HYDROMATIC PUMP SP40A1 |  | EA | 1 |  | 0
FTGAL360 | Priority Two - Inventory | NIPPLE, PIPE - NO-LEAD BRASS, 1/2" X 8". | Per Description |  | EA | 1 |  | 0
FTGAT340 | Full Service | BEND, DUCTILE IRON, 10", 45 DEGREE, MECHANICAL JOINT.(TO BE SUPPLIED WITHOUT ACCESSORIES). | Per Description |  | EA | 3 |  | 0
FTGAT380 | Priority Two - Inventory | BEND, DUCTILE IRON, 20", 45 DEGREE, MECHANICAL JOINT.(TO BE SUPPLIED WITHOUT ACCESSORIES). | Per Description |  | EA | 1 |  | 0
FTGAT602 | Priority Two - Inventory | BEND, DUCTILE IRON, 6", 22-1/2 DEGREE, MECHANICAL JOINT, 40-MIL EPOXYLINED, WITHOUT ACCESSORIES. | Per Description |  | EA | 3 |  | 0
FTGAT664 | Priority Two - Inventory | BEND, DUCTILE IRON, 8", 90 DEGREE, MECHANICAL JOINT, 40-MIL EPOXYLINED,WITHOUT ACCESSORIES | Per Description |  | EA | 5 |  | 0
FTGAT666 | Priority Two - Inventory | BEND, DUCTILE IRON, 10", 90 DEGREE, MECHANICAL JOINT, 40-MIL EPOXYLINED, WITHOUT ACCESSORIES. | Per Description |  | EA | 1 |  | 0
FTGAV040 | Full Service | CAP, DUCTILE IRON, 10", MECHANICAL JOINT (TO BE SUPPLIED WITHOUT ACCESSORIES). | Per Description |  | EA | 2 |  | 0
FTGBD080 | Full Service | OFFSET, DUCTILE IRON, MECHANICAL JOINT, 10", W/18"DROP, FULL BODY, WITHOUT ACCESSORIES. | Per Description |  | EA | 1 |  | 0
FTGBF110 | Full Service | PLUG, DUCTILE IRON, MECHANICAL JOINT, 10", WITHOUT ACCESSORIES. | Per Description |  | EA | 3 |  | 0
FTGBF170 | Full Service | PLUG, DUCTILE IRON, MECHANICAL JOINT,16" WITHOUT ACCESSORIES. | Per Description |  | EA | 1 |  | 0
FTGBH080 | Full Service | REDUCER, DUCTILE IRON, MECHANICAL JOINT, 12" X 6", WITHOUT ACCESSORIES. | Per Description |  | EA | 1 |  | 0
FTGBK053 | Full Service | SLEEVE, DUCTILE IRON, 8","GROUND DOWN". 12 LONG PATTERN, STANDARD MJ SLEEVE AND ONE (1) ACCESSORY | STAR PIPE PRODUCTS ORDER BY DESCRIPTION TYLER PIPE ORDER BY DESCRIPTION U.S. PIPE ORDER BY DESCRIPTION |  | EA | 3 |  | 0
FTGBK065 | Full Service | SLEEVE, DUCTILE IRON, 10","GROUND DOWN". 12 LONG PATTERN, STANDARD MJ SLEEVE AND ONE (1) ACCESSORY | STAR PIPE PRODUCTS ORDER BY DESCRIPTION TYLER PIPE ORDER BY DESCRIPTION U.S. PIPE ORDER BY DESCRIPTION |  | EA | 3 |  | 0
FTGBK070 | Full Service | INACTIVATE UPON DEPLETION - SLEEVE, DUCTILE IRON, MECHANICAL JOINT, 12", SHORT PATTERN, WITHOUT ACCESSORIES DOMESTIC ORIGIN CASTINGS ONLY. UNION, TYLER, U.S. PIPE, OR EQUAL.: INACTIVATE ONCE DEPLETED | Per Description |  | EA | 1 |  | 0
FTGBK105 | Full Service | SLEEVE, DUCTILE IRON, 18","GROUND DOWN". STANDARD MJ SLEEVE AND ONE (1) ACCESSORY PACK TO BE | STAR PIPE PRODUCTS ORDER BY DESCRIPTION TYLER PIPE ORDER BY DESCRIPTION U.S. PIPE ORDER BY DESCRIPTION |  | EA | 1 |  | 0
FTGBK145 | Full Service | SLEEVE, DUCTILE IRON, MECHANICAL JOINT, 36", 15" LONG PATTERN EPOXY LINED, WITHOUT ACCESSORIES | STAR PIPE PRODUCTS ORDER BY DESCRIPTION TYLER PIPE ORDER BY DESCRIPTION U.S. PIPE ORDER BY DESCRIPTION |  | EA | 1 |  | 0
FTGBK306 | Full Service | INSTA-VALVE, 6", COMPLETE FITTING O.D RANGE 6.70-7.10 FOR CI,DI,AC, PVC -SS SLEEVE & NOZZLE CS FLANGE -HYDRA-STOP | HYDRA-STOP 210621000-250-CS |  | EA | 3 |  | 0
FTGBK455 | Full Service | SLEEVE, TAPPING, 4" X 4", ALL STAINLESS STEEL, FULL CIRCLE GASKET, SLEEVE MUST HAVE A MINIMUM O.D.RANGE OF 4.80 - 5.00, SLEEVE TO BE FURNISHED W/ ALL NECESSARY HARDWARE - SLEEVE TO BE SUPPLIED AS PER SPECIFICATIONS | Per Description |  | EA | 1 |  | 0
FTGBK548 | Full Service | SLEEVE, TAPPING, 6" X 6", ALL STAINLESS STEEL, FULL CIRCLE GASKET, SLEEVE MUST HAVE A MINIMUM O.D.RANGE OF 7.30 - 7.50, SLEEVE TO BE FURNISHED W/ ALL NECESSARY HARDWARE - SLEEVE TO BE SUPPLIED AS PER SPECIFICATIONS | Per Description |  | EA | 2 |  | 0
FTGBK572 | Full Service | SLEEVE, TAPPING, 8" X 6" ALL STAINLESS STEEL W/DUCTILE IRON GLAND ON BRANCH, 6" MJ GASKET, W/FULL 1/4" THICK CHEK-O-SEAL W/MULTI O-RING SEALING RIBS, MIN. OD RANGE 9.05-9.45, SUPPLIED W/ALL NECESSARY HARDWARE. | POWERSEAL CORP. 3490MJ |  | EA | 1 |  | 0
FTGBK585 | Full Service | SLEEVE, TAPPING, 8" X 8", ALL STAINLESS STEEL, FULL CIRCLE GASKET, SLEEVE MUST HAVE A MINIMUM O.D.RANGE OF 9.30 - 9.60, SLEEVE TO BE FURNISHED W/ ALL NECESSARY HARDWARE - SLEEVE TO BE SUPPLIED AS PER SPECIFICATIONS | Per Description |  | EA | 1 |  | 0
FTGBK625 | Full Service | SLEEVE, TAPPING, 10" X 8", ALL STAINLESS STEEL, FULL CIRCLE GASKET, SLEEVE MUST HAVE A MINIMUM O.D.RANGE OF 11.40-11.80, SLEEVE TO BE FURNISHED W/ ALL NECESSARY HARDWARE - SLEEVE TO BE SUPPLIED AS PER SPECIFICATIONS | Per Description |  | EA | 1 |  | 0
FTGBK630 | Full Service | SLEEVE, TAPPING, 10" X 10",ALL STAINLESS STEEL, FULL CIRCLE GASKET, SLEEVE MUST HAVE A MINIMUM O.D.RANGE OF 11.10-11.40, SLEEVE TO BE FURNISHED W/ ALL NECESSARY HARDWARE - SLEEVE TO BE SUPPLIED AS PER SPECIFICATIONS | Per Description |  | EA | 1 |  | 0
FTGBK650 | Full Service | SLEEVE, TAPPING, 12" X 4", ALL STAINLESS STEEL, FULL CIRCLE GASKET, SLEEVE MUST HAVE A MINIMUM O.D.RANGE OF 13.16-13.50, SLEEVE TO BE FURNISHED W/ ALL NECESSARY HARDWARE - SLEEVE TO BE SUPPLIED AS PER SPECIFICATIONS | Per Description |  | EA | 2 |  | 0
FTGBK660 | Full Service | SLEEVE, TAPPING, 12" X 6", ALL STAINLESS STEEL, FULL CIRCLE GASKET, SLEEVE MUST HAVE A MINIMUM O.D.RANGE OF 13.16-13.50, SLEEVE TO BE FURNISHED W/ ALL NECESSARY HARDWARE - SLEEVE TO BE SUPPLIED AS PER SPECIFICATIONS | Per Description |  | EA | 4 |  | 0
FTGBK680 | Full Service | SLEEVE, TAPPING, 12" X 10",ALL STAINLESS STEEL, FULL CIRCLE GASKET, SLEEVE MUST HAVE A MINIMUM O.D.RANGE OF 13.16-13.50, SLEEVE TO BE FURNISHED W/ ALL NECESSARY HARDWARE - SLEEVE TO BE SUPPLIED AS PER SPECIFICATIONS | Per Description |  | EA | 1 |  | 0
FTGBK730 | Full Service | SLEEVE, TAPPING, 16" X 8", ALL STAINLESS STEEL, FULL CIRCLE GASKET, SLEEVE MUST HAVE A MINIMUM O.D.RANGE OF 17.40-17.80, SLEEVE TO BE FURNISHED W/ ALL NECESSARY HARDWARE - SLEEVE TO BE SUPPLIED AS PER SPECIFICATIONS | FORD FTSS178008 |  | EA | 1 |  | 0
FTGBK750 | Full Service | SLEEVE, TAPPING, 16" X 12",ALL STAINLESS STEEL, FULL CIRCLE GASKET, SLEEVE MUST HAVE A MINIMUM O.D.RANGE OF 17.40-17.80, SLEEVE TO BE FURNISHED W/ ALL NECESSARY HARDWARE - SLEEVE TO BE SUPPLIED AS PER SPECIFICATIONS JCM 432-1740X | Per Description |  | EA | 1 |  | 0
FTGBM120 | Full Service | TEE, DUCTILE IRON, MECHANICAL JOINT, 10" X 10" X 10",WITHOUT ACCESSORIES. | Per Description |  | EA | 1 |  | 0
FTGBM150 | Full Service | TEE, DUCTILE IRON, MECHANICAL JOINT, 12" X 12" X 8",WITHOUT ACCESSORIES. | Per Description |  | EA | 1 |  | 0
FTGBM190 | Full Service | TEE, DUCTILE IRON, MECHANICAL JOINT, 16" X 16" X 6", WITHOUT ACCESSORIES. | Per Description |  | EA | 1 |  | 0
FTGBM230 | Full Service | TEE, DUCTILE IRON, MECHANICAL JOINT, 16" X 16" X 16",WITHOUT ACCESSORIES. | Per Description |  | EA | 1 |  | 0
FTGBM270 | Full Service | TEE, CAST IRON, MECHANICAL JOINT, 20" X 20" X 20",WITHOUT ACCESSORIES. | Per Description |  | EA | 1 |  | 0
FTGBM605 | Priority Two - Inventory | DUCTILE IRON, MECHANICAL JOINT, 6" X 6" X 6", 40-MIL EPOXYLINED, WITHOUT ACCESSORIES TEE, | Per Description |  | EA | 1 |  | 0
FTGBM620 | Priority Two - Inventory | TEE, DUCTILE IRON, MECHANICAL JOINT, 12" X 12" X 12", 40-MIL EPOXYLINED, WITHOUT ACCESSORIES | Per Description |  | EA | 1 |  | 0
FTGCA270 | Priority Two - Inventory | COUPLING, FLEXIBLE - 15" X 15", CLAY/PVC | FERNCO 1002-1515 |  | EA | 1 |  | 0
FTGCA300 | Priority Two - Inventory | COUPLING, FLEXIBLE - 21" X 21",CLAY/CLAY (OUTSIDE DIAMETER SIZE 24.85) | FERNCO 1001-2121 |  | EA | 1 |  | 0
FTGCE030 | Priority Two - Inventory | BUSHING, PIPE - GALVANIZED, 1/2" MIPT X 1/4" FIPT. | Per Description |  | EA | 6 |  | 0
FTGCE080 | Priority Two - Inventory | BUSHING, PIPE - GALVANIZED, 1" MIPT X 1/2" FIPT. | Per Description |  | EA | 8 |  | 0
FTGCE180 | Priority Two - Inventory | BUSHING, PIPE - GALVANIZED, 2" MIPT X 1-1/4" FIPT | Per Description |  | EA | 24 |  | 0
FTGCF070 | Priority Two - Inventory | CAP, PIPE - GALVANIZED, 2" FIPT. | Per Description |  | EA | 1 |  | 0
FTGCH500 | Priority Two - Inventory | COUPLING, DRIVING - 2", GALVANIZED,FULLY THREADED FOR DRIVING GALVINIZED PIPE. BOTH ENDS TO BE THREADED FIPT, WATERWELL REAMED AND DRIFTED COUPLING, AS SUPPLIED BY CAPITAL OR APPROVED EQUAL. | Per Description |  | EA | 4 |  | 0
FTGCN240 | Priority Two - Inventory | NIPPLE, PIPE - GALVANIZED, 1/2" X 4" MIPT BOTH ENDS. | Per Description |  | EA | 2 |  | 0
FTGCN370 | Priority Two - Inventory | NIPPLE, PIPE - GALVANIZED, 3/4" X 8" MIPT BOTH ENDS. | Per Description |  | EA | 2 |  | 0
FTGCN830 | Priority Two - Inventory | NIPPLE, PIPE - GALVANIZED, 3" X 5" MIPT BOTH ENDS. | Per Description |  | EA | 1 |  | 0
FTGCN860 | Priority Two - Inventory | NIPPLE, PIPE - GALVANIZED, 3" X 10" MIPT BOTH ENDS. | Per Description |  | EA | 1 |  | 0
FTGCN870 | Priority Two - Inventory | NIPPLE, PIPE - GALVANIZED, 3" X 12" MIPT BOTH ENDS. | Per Description |  | EA | 4 |  | 0
FTGCR110 | Priority Two - Inventory | REDUCER, PIPE - GALVANIZED, 1-1/4" X 3/4 FIPT BOTH ENDS. | Per Description |  | EA | 1 |  | 0
FTGCR140 | Priority Two - Inventory | REDUCER, PIPE - GALVANIZED, 1-1/2" X 3/4 FIPT BOTH ENDS. | Per Description |  | EA | 4 |  | 0
FTGCR200 | Priority Two - Inventory | REDUCER, PIPE - GALVANIZED, 2" X 1-1/4" FIPT BOTH ENDS. | Per Description |  | EA | 1 |  | 0
FTGCV090 | Priority Two - Inventory | UNION, PIPE - GALVANIZED, 2" X 2" FIPT, BRASS SEAT, GROUND JOINT. | Per Description |  | EA | 2 |  | 0
FTGDD120 | Priority Two - Inventory | CEMENT, PVC CHEMICAL,HD, HIGH VISCOSITY, QUART SIZE. OATEY #31105 | OATEY CO. 31105 |  | QT | 1 |  | 0
FTGDF110 | Priority Two - Inventory | ADAPTER, PIPE - PVC, SCH 40, 1/2", SLIP X FEMALE PIPE THREAD. | Per Description |  | EA | 11 |  | 0
FTGDF305 | Priority Two - Inventory | CAP, PVC - SCH 40, 6", SLIP. | Per Description |  | EA | 11 |  | 0
FTGDF373 | Priority Two - Inventory | COUPLING, REDUCER - PVC, SCH40, S X S, 1-1/2" X 1". | Per Description |  | EA | 9 |  | 0
FTGDH500 | Priority Two - Inventory | ELL, PVC - SCH 40, 45 DEGREE, 1/2", SLIP X SLIP. | Per Description |  | EA | 2 |  | 0
FTGDH670 | Priority Two - Inventory | ELL, PVC - SCH 40, 4", 90 DEGREE, SLIP X SLIP. | Per Description |  | EA | 1 |  | 0
FTGDH835 | Priority Two - Inventory | TEE, PVC - SCH 40, 1-1/4", SLIP X SLIP X SLIP. | Per Description |  | EA | 1 |  | 0
FTGDK280 | Priority Two - Inventory | ELL, PVC - SCH 80, 3", 90 DEGREE, SLIP X SLIP. | Per Description |  | EA | 4 |  | 0
FTGDM126 | Priority Two - Inventory | NIPPLE, PVC - SCH 80, 2" X 4" | Per Description |  | EA | 23 |  | 0
FTGDQ128 | Priority Two - Inventory | BEND, PVC - SDR26, 22.5 DEGREE, 8", BELL X SPIGOT, SPIGOT TO BE CHAMFERED, BELL END TO BE GASKETED. | Per Description |  | EA | 2 |  | 0
FTGDQ520 | Priority Two - Inventory | TEE, PVC - SDR26, 6", SANITARY SEWER TEE, BELL X BELL X BELL, ALL BELLS TO BE GASKETED. | Per Description |  | EA | 33 |  | 0
FTGDU010 | Priority Two - Inventory | TEE, PVC - DR18, 10" X 10" X 6", ALL OUT- LETS TO BE BELLED AND GASKETED, C-900, ALL FITTINGS TO BE INJECTION MOLDED. | Per Description |  | EA | 2 |  | 0
FTGDY225 | Priority Two - Inventory | RESTRAINER, UNIFLANGE 10", USED TO RESTRAIN PVC DR18 FITTINGS TO 10" C-900 PIPE. | SIGMA PWPF-C10 STAR PRC1210 UNIFLANGE 1360 |  | EA | 2 |  | 0
FTGEE850 | Priority Two - Inventory | SLEEVE, DUCTILE IRON, 16", MECHANICAL JOINT, 10-MIL EXPOXYLINED, (TO BE SUPPLIED WITHOUT ACCESSORIES), UNION, TYLER, US PIPE, OR EQUAL | Per Description |  | EA | 4 |  | 0
FTGEG908 | Priority Two - Inventory | REDUCER, DUCTILE 6" X 4", MJ, 40 MIL EPOXY LINED, WITHOUT ACCESSORIES | Per Description |  | EA | 1 |  | 0
HDWCP112 | Priority Two - Inventory | CLAMP, PIPE, PATCH , 3"X 6", | ROMAC INDUSTRIES SC-35 |  | EA | 1 |  | 0
HDWCP200 | Priority Two - Inventory | CLAMP, PIPE, 10", REPAIR COUPLING, RANGE 9.70 TO 10.10 X 12" WIDE SMITH-BLAIR #226-100012 | ROCKWELL INTERNATIONAL 226-09100012 SMITH-BLAIR INC. 226-100012 |  | EA | 1 |  | 0
HFIAQ009 | Priority Two - Inventory | HOSE, FITTING, 1/4? HYD.STRAIGHT, FJIC, 1AA4FJ4, CSU, AEROQUIP ONLY - FOR COMPATIBILITY | AEROQUIP 1AA4FJ4 |  | EA | 1 |  | 0
HFIBI005 | Priority Two - Inventory | BIBB, HOSE, GARDEN, 3/4" MPT X 3/4" MHT BRASS, MALE PIPE THREAD X MALE HOSE THREAD (SPIGOT). | JONES MANUFACTURING CO. HB75 NIBCO QT54X STERLING PRODUCTS 073-334 |  | EA | 23 |  | 0
HFIGA003 | Priority One - Inventory | GASKET, AIR LINE COUPLING, NEOPRENE, FOR TYPE HS12, SIZE 3/4 FITTING | Per Description |  | EA | 216 |  | 0
HFINA240 | Priority Two - Inventory | COUPLING, HOSE, 1/2", BARBED END, NATIONAL SERIES "A", BRASS, | DIXON VALVE & COUPLING 4PS4-B |  | EA | 44 |  | 0
HFINI040 | Priority Two - Inventory | NIPPLE, HOSE, 1" ID HOSE SIZE X 1" NPT, COMBINATION TYPE, BARBED SHANK X MALE PIPE THREAD, STEEL, | BANDIT E702 DIXON ST-10 MOON 225, 1"HOSE |  | EA | 1 |  | 0
HSEBB110 | Priority Two - Inventory | COUPLING, HOSE 3" - QUICK DISCONNECT, MALE ADAPTER X HOSE SHANK, ALUMINUM CONSTRUCTION. EVER-TITE PART "E" OR EQUAL. | EVER-TITE E |  | EA | 2 |  | 0
HSEBB175 | Priority Two - Inventory | COUPLING, HOSE 6" - QUICK DISCONNECT, FEMALE COUPLING X FEMALE THREAD, ALUMINUM CONSTRUCTION. EVER-TITE OR EQUAL | EVER-TITE D |  | EA | 1 |  | 0
HYDBB053 | Priority Two - Inventory | KIT, TRAFFIC REPAIR, BREAKAWAY FLANGE KIT FOR CLOW 4-1/2" FIRE HYDRANT. FOR CLOW MODEL F-2545. CLOW PART #R-1620652 | CLOW R-1620652 |  | EA | 1 |  | 0
HYDFF040 | Priority Two - Inventory | KIT, REPAIR MAINTENANCE FIRE HYDRANT WATEROUS WB67 | WATEROUS WB67 |  | EA | 1 |  | 0
HYDFF050 | Priority Two - Inventory | KIT, REPAIR - FIRE HYDRANT, TRAFFIC KIT, FOR WATEROUS WB67 5", FOR WATEROUS HYDRANTS MANUFACTURED AFTER JUNE, 1980; PART #K528 | WATEROUS WB67 #K528 |  | EA | 1 |  | 0
HYDFF060 | Priority Two - Inventory | KIT, REPAIR - FIRE HYDRANT, TRAFFIC KIT, FOR WATEROUS WB67 5", FOR WATEROUS HYDRANTS MANUFACTURED PRIOR TO JUNE, 1980; PART #K525 | HYDRANT REPAIR PARTS INC HRPI-S-W528 WATEROUS WB67 #K525 |  | EA | 11 |  | 0
HYDGG212 | Priority Two - Inventory | KIT, EXTENSION 12" - FOR M&H MODEL #129 FIRE HYDRANT, 5-1/4" VALVE OPENING. | M & H 441129-12" |  | EA | 2 |  | 0
HYDGG223 | Priority Two - Inventory | KIT, TRAFFIC REPAIR - REPAIR KIT FOR M&H MODEL #129 FIRE HYDRANT, FOR 1996 AND NEWER HYDRANT (4-1/2" VALVE OPENING) | Per Description |  | EA | 3 |  | 0
INDPG318 | Priority Two - Inventory | GAUGE, PRESSURE, 0-160 PSIG 1/4" NPT, 2-1/2" DIAL, BOTTOM CONNECTED, IC-0942-95 061995, VIBRATION-DAMPENED, WORK CTR 2-1. | ASHCROFT 25-1009AW-02L XLL-XLJ 0/200PSI SWAGELOK PGI-63C-PG160-LAOX WIKA 9833565 |  | EA | 3 |  | 0
METLK010 | Priority Two - Inventory | TAB, SEALING REPLACEMENT FOR RINGLESS SOCKETS, METER LOCKING DEVICE | INNER-TITE M-0049 |  | EA | 14 |  | 0
MHLAA130 | Priority Two - Inventory | COUPLING, MANHOLE 12" - PVC COUPLING FOR SDR26 PIPE, PIPE LENGTH MIN 8", COUPLING TO HAVE EXTERIOR EPOXY BONDED AGGREGATE TEXTURIZED TO ADHERE TO THE PVC COUPLING, EXTERIOR AGGREGATE TO PROVIDE BONDING SURFACE FOR GROUTING PURPOSES. | Per Description |  | EA | 2 |  | 0
MHLDB008 | Priority Two - Inventory | BOWL, DROP, MANHOLE, MARINE GRADE FIBERGLASS W/ WHITE GELCOAT, 18" QUARTER SPHERE W/ 8" OUTLET , TO PROVIDE CONTAINMENT FOR INCOMING MATERIAL *** NO SUBTITUTIES *** | DURAN INC. B8DB |  | EA | 3 |  | 0
MHLFB060 | Priority Two - Inventory | MANHOLE, FIBERGLASS, 8-FT, W / CENTER CONE & 30" MANWAY. MONOLITHIC CONSTRUCTION W/NON-PIGMENTED FIBERGLASS JOINT. DENSE LAMINATE CONST. WITH 1/2" MIN WALL THICKNESS. O.D. DIA. OF 48". TO WITHSTAND 16,000 PSI DELIVER ON OPEN FLAT BED | Per Description |  | EA | 1 |  | 0
MHLSE004 | Priority Two - Inventory | WRAPID SEAL, ROLL SHALL BE 12" WIDE X 50 LINEAR FOOT, COLOR - BLACK | CANUSA WS-12-50 |  | RO | 10 |  | 0
MHLSE010 | Priority Two - Inventory | WRAPID SEAL PRIMER, SHALL BE IN A ONE GALLON CONTAINER, COLOR: SILVER. | Per Description |  | GL | 10 |  | 0
MHLSE012 | Priority Two - Inventory | WRAPID SEAL CLOSURE, SHALL BE 6" WIDE, COLOR - BLACK, USED TO HOLD IN PLACE WRAPID SEAL MATERIAL (ID #MHL-SE-002), DURING THE HEAT SHRINK PROCESS. | CANUSA CLS-6 |  | EA | 2 |  | 0
MHLSE014 | Priority Two - Inventory | WRAPID SEAL ENCLOSURE, SHALL BE 12" WIDE, COLOR - BLACK, USED TO HOLD IN PLACE WRAPID SEAL MATERIAL (ID #MHL-SE-004) DURING THE HEAT SHRINK PROCESS | CANUSA CLS-12 |  | EA | 22 |  | 0
MTEHX027 | Priority Two - Inventory | SEAL, REPLACEMENT, LOCKSEAL - ALUMINUM (SILVER), SEAL IS USED WITH LOCKSEAL ASSEMBLY TO SECURE WING TYPE CURB STOPS HIGHFIELD #93210130 NO SUBSTITUTE WITHOUT PRIOR APPROVAL | HIGHFIELD MANUFACTURING CO. 93210130 |  | EA | 183 |  | 0
PFBAA150 | Priority Two - Inventory | ADAPTER, FEMALE, 1/2" DIA, SCH 80 PVC, SXT | Per Description |  | EA | 1 |  | 0
PFBAB400 | Priority Two - Inventory | ADAPTER, MALE, 2" DIA, SCH 80 PVC, SXT | Per Description |  | EA | 8 |  | 0
PFBAB600 | Priority Two - Inventory | ADAPTER, MALE, 4" DIA, SCH 80 PVC, SXT | Per Description |  | EA | 1 |  | 0
PFBBB255 | Priority Two - Inventory | BUSHING, REDUCER, 1" DIA X 1/2" DIA, SCH 80 PVC, SXT | Per Description |  | EA | 2 |  | 0
PFBBB407 | Priority Two - Inventory | BUSHING, REDUCER, 2" DIA X 1" DIA, SCH 80 PVC, SXT | Per Description |  | EA | 9 |  | 0
PFBBC255 | Priority Two - Inventory | BUSHING, REDUCER, 1" DIA X 1/2" DIA SCH 80 PVC, TXT | Per Description |  | EA | 1 |  | 0
PFBBC256 | Priority Two - Inventory | BUSHING, REDUCER, 1" DIA X 3/4" DIA SCH 80 PVC, TXT | Per Description |  | EA | 7 |  | 0
PFBCA600 | Priority Two - Inventory | CAP, 4" DIA SCH 80 PVC, SLIP | Per Description |  | EA | 1 |  | 0
PFBCG300 | Priority Two - Inventory | COUPLING, 1 1/4" DIA, SCH 80 PVC, SXS | Per Description |  | EA | 2 |  | 0
PFBCG400 | Priority Two - Inventory | COUPLING, 2" DIA SCH 80 PVC, SXS | Per Description |  | EA | 19 |  | 0
PFBCG500 | Priority Two - Inventory | COUPLING, 3" DIA SCH 80 PVC, SXS | Per Description |  | EA | 12 |  | 0
PFBCG600 | Priority Two - Inventory | COUPLING, 4" DIA SCH 80 PVC, SXS | Per Description |  | EA | 1 |  | 0
PFBEA200 | Priority Two - Inventory | ELBOW, 45 DEGREE, 3/4" DIA, SCH 80 PVC, SXS | Per Description |  | EA | 5 |  | 0
PFBEA250 | Priority Two - Inventory | ELBOW, 45 DEGREE, 1" DIA, SCH 80 PVC, SXS | Per Description |  | EA | 5 |  | 0
PFBEA400 | Priority Two - Inventory | ELBOW, 45 DEGREE, 2" DIA, SCH 80 PVC, SXS | Per Description |  | EA | 6 |  | 0
PFBEJ400 | Priority Two - Inventory | ELBOW, 90 DEGREE, 2" DIA, SCH 80 PVC, SXS | Per Description |  | EA | 6 |  | 0
PFBEJ500 | Priority Two - Inventory | ELBOW, 90 DEGREE, 3" DIA, SCH 80 PVC, SXS | Per Description |  | EA | 3 |  | 0
PFBEJ600 | Priority Two - Inventory | ELBOW, 90 DEGREE, 4" DIA, SCH 80 PVC, SXS | Per Description |  | EA | 2 |  | 0
PFBFA350 | Priority Two - Inventory | FLANGE, 1 1/2" DIA, SCH 80 PVC, BLIND | Per Description |  | EA | 2 |  | 0
PFBFA500 | Priority Two - Inventory | FLANGE, 3" DIA, SCH 80 PVC, BLIND | Per Description |  | EA | 5 |  | 0
PFBFA600 | Priority Two - Inventory | FLANGE, 4" DIA, SCH 80 PVC, BLIND | Per Description |  | EA | 4 |  | 0
PFBFC400 | Priority Two - Inventory | FLANGE, 2" DIA., SLIP, VANSTONE, SCH 80 PVC | Per Description |  | EA | 8 |  | 0
PFBFC500 | Priority Two - Inventory | FLANGE, 3" DIA, SLIP, VANSTONE SCH 80 PVC, SLIP | Per Description |  | EA | 7 |  | 0
PFBPA150 | Priority Two - Inventory | PLUG, 1/2" DIA SCH 80 PVC, THREADED | Per Description |  | EA | 1 |  | 0
PFBTC250 | Priority Two - Inventory | TEE, 1" DIA, SCH 80 PVC, SXSXS | Per Description |  | EA | 4 |  | 0
PFBTC600 | Priority Two - Inventory | TEE, 4" DIA, SCH 80 PVC, SXSXS | Per Description |  | EA | 1 |  | 0
PFBUA400 | Priority Two - Inventory | UNION, 2" DIA, SCH 80 PVC, SXS | Per Description |  | EA | 8 |  | 0
PFCAB400 | Priority Two - Inventory | ADAPTER, MALE, 2" DIA, SCH 80 CPVC, SXT | Per Description |  | EA | 2 |  | 0
PFFCG350 | Priority Two - Inventory | COUPLING, 1 1/2" DIA, 3M FORGED STEEL, THREADED | Per Description |  | EA | 2 |  | 0
PFFFA600 | Priority Two - Inventory | FLANGE, 4" DIA, 150# FORGED STEEL, BLIND, | Per Description |  | EA | 4 |  | 0
PFFFA700 | Priority Two - Inventory | FLANGE, 6" DIA, 150# FORGED STEEL, BLIND | Per Description |  | EA | 2 |  | 0
PFFFJ500 | Priority Two - Inventory | FLANGE, 3" DIA, 150# CARBON STEEL, THREADED, | Per Description |  | EA | 1 |  | 0
PFFNA112 | Priority Two - Inventory | NIPPLE, 3/8" DIA X 3" LG SCH 80 BLACK STEEL, THREADED, "A106 GRADE B". | Per Description |  | EA | 10 |  | 0
PFFNA516 | Priority Two - Inventory | NIPPLE, 3" DIA X 5" LG SCH 80 BLACK STEEL, THREADED, "A106 GRADE B". | Per Description |  | EA | 1 |  | 0
PFFTA200 | Priority Two - Inventory | TEE, 3/4" DIA, 3000 LB PSI, FORGED STEEL, THREADED | Per Description |  | EA | 8 |  | 0
PFNCG200 | Priority Two - Inventory | COUPLING, 3/4" DIA 3M FORGED STEEL, SOCKET WELD | Per Description |  | EA | 5 |  | 0
PFNEA250 | Priority Two - Inventory | ELBOW, 45 DEGREE, 1" DIA, 3M FORGED STEEL, SOCKET WELD | Per Description |  | EA | 1 |  | 0
PFNEA400 | Priority Two - Inventory | ELBOW, 45 DEGREE, 2" DIA, 3M FORGED STEEL, SOCKET WELD | Per Description |  | EA | 1 |  | 0
PFNEF350 | Priority Two - Inventory | ELBOW, 90 DEGREE, 1 1/2" DIA, 3M FORGED STEEL, SOCKET WELD | Per Description |  | EA | 5 |  | 0
PFNEF400 | Priority Two - Inventory | ELBOW, 90 DEGREE, 2" DIA, 3M FORGED STEEL, SOCKET WELD | Per Description |  | EA | 6 |  | 0
PFNFA250 | Priority Two - Inventory | FLANGE, 1" DIA, 150# FORGED STEEL, SOCKET WELD RAISED FACE | Per Description |  | EA | 1 |  | 0
PFNFA350 | Priority Two - Inventory | FLANGE, 1 1/2" DIA, 150# CARBON STEEL, SOCKET WELD RAISED FACE | Per Description |  | EA | 3 |  | 0
PFNFA400 | Priority Two - Inventory | FLANGE, 2" DIA, 150# FORGED STEEL, SOCKET WELD RAISED FACE | Per Description |  | EA | 2 |  | 0
PFNFA450 | Priority Two - Inventory | FLANGE, 2 1/2" DIA, 150# FORGED STEEL, SOCKET WELD RAISED FACE | Per Description |  | EA | 1 |  | 0
PFNFA600 | Priority Two - Inventory | FLANGE, 4" DIA, 150# FORGED STEEL, SOCKET WELD RAISED FACE | Per Description |  | EA | 1 |  | 0
PFNFA700 | Priority Two - Inventory | FLANGE, 6" DIA, 150# CARBON STEEL, SOCKET WELD RAISED FACE | Per Description |  | EA | 6 |  | 0
PFNFB250 | Priority Two - Inventory | FLANGE, 1" DIA, 300# FORGED STEEL, SOCKET WELD RAISED FACE | Per Description |  | EA | 1 |  | 0
PFNRA206 | Priority Two - Inventory | REDUCER, 3/4" DIA X 1/2" DIA 3M FORGED STEEL, SOCKET WELD | Per Description |  | EA | 3 |  | 0
PFNRA256 | Priority Two - Inventory | REDUCER, 1" DIA X 3/4" DIA 3M FORGED STEEL, SOCKET WELD | Per Description |  | EA | 2 |  | 0
PFNRA357 | Priority Two - Inventory | REDUCER, 1 1/2" DIA X 1" DIA 3M FORGED STEEL, SOCKET WELD | Per Description |  | EA | 1 |  | 0
PFNTA200 | Priority Two - Inventory | TEE, 3/4" DIA 3M FORGED STEEL, SOCKET WELD | Per Description |  | EA | 1 |  | 0
PFNTA250 | Priority Two - Inventory | TEE, 1" DIA 3M FORGED STEEL, SOCKET WELD | Per Description |  | EA | 1 |  | 0
PFNUA150 | Priority Two - Inventory | UNION, 1/2" DIA 3M FORGED STEEL, SOCKET WELD | Per Description |  | EA | 2 |  | 0
PFQBA102 | Priority Two - Inventory | BUSHING, 3/8" X 1/8" DIA SCH 40 GALVANIZED, THREADED | Per Description |  | EA | 20 |  | 0
PFQBA152 | Priority Two - Inventory | BUSHING, 1/2" X 1/8" DIA SCH 40 GALVANIZED, THREADED | Per Description |  | EA | 14 |  | 0
PFQBA204 | Priority Two - Inventory | BUSHING, 3/4" X 3/8" DIA SCH 40 GALVANIZED, THREADED | Per Description |  | EA | 26 |  | 0
PFQBA254 | Priority Two - Inventory | BUSHING, 1" X 3/8" DIA SCH 40 GALVANIZED, THREADED | Per Description |  | EA | 13 |  | 0
PFQBA256 | Priority Two - Inventory | BUSHING, 1" X 3/4" DIA SCH 40 GALVANIZED, THREADED | Per Description |  | EA | 38 |  | 0
PFQBA307 | Priority Two - Inventory | BUSHING, 1 1/4" X 1" DIA SCH 40 GALVANIZED, THREADED | Per Description |  | EA | 12 |  | 0
PFQBA356 | Priority Two - Inventory | BUSHING, 1 1/2" X 3/4" DIA SCH 40 GALVANIZED, THREADED | Per Description |  | EA | 11 |  | 0
PFQBA407 | Priority Two - Inventory | BUSHING, 2" X 1" DIA SCH 40 GALVANIZED, THREADED | Per Description |  | EA | 6 |  | 0
PFQCA000 | Priority Two - Inventory | CAP, 1/8" DIA, MALLEABLE SCH 40 GALVANIZED, THREADED | Per Description |  | EA | 24 |  | 0
PFQCA050 | Priority Two - Inventory | CAP, 1/4" DIA, MALLEABLE SCH 40 GALVANIZED, THREADED | Per Description |  | EA | 25 |  | 0
PFQEA150 | Priority Two - Inventory | ELBOW, 45 DEGREE, 1/2" DIA, SCH 40 GALVANIZED, THREADED | Per Description |  | EA | 7 |  | 0
PFQEF300 | Priority Two - Inventory | ELBOW, 90 DEGREE, 1 1/4" DIA, SCH 40 GALVANIZED, THREADED | Per Description |  | EA | 6 |  | 0
PFQEF350 | Priority Two - Inventory | ELBOW, 90 DEGREE, 1 1/2" DIA, SCH 40 GALVANIZED, THREADED | Per Description |  | EA | 18 |  | 0
PFQEF400 | Priority Two - Inventory | ELBOW, 90 DEGREE, 2" DIA, SCH 40 GALVANIZED, THREADED | Per Description |  | EA | 7 |  | 0
PFQEG200 | Priority Two - Inventory | ELBOW, 90 DEGREE, STREET, 3/4" DIA, SCH 40 GALVANIZED, THREADED | Per Description |  | EA | 5 |  | 0
PFQNA010 | Priority Two - Inventory | NIPPLE, 1/8" DIA X 2" LG, SCH 40 GALVANIZED, THREADED | Per Description |  | EA | 24 |  | 0
PFQNA011 | Priority Two - Inventory | NIPPLE, 1/8" DIA X 2 1/2" LG SCH 40 GALVANIZED, THREADED | Per Description |  | EA | 22 |  | 0
PFQNA063 | Priority Two - Inventory | NIPPLE, 1/4" DIA X 3 1/2" LG SCH 40 GALVANIZED, THREADED | Per Description |  | EA | 14 |  | 0
PFQNA066 | Priority Two - Inventory | NIPPLE, 1/4" DIA X 5" LG SCH 40 GALVANIZED, THREADED | Per Description |  | EA | 11 |  | 0
PFQNA068 | Priority Two - Inventory | NIPPLE, 1/4" DIA X 6" LG SCH 40 GALVANIZED, THREADED | Per Description |  | EA | 59 |  | 0
PFQNA164 | Priority Two - Inventory | NIPPLE, 1/2" DIA X 4" LG SCH 40 GALVANIZED, THREADED | Per Description |  | EA | 18 |  | 0
PFQNA166 | Priority Two - Inventory | NIPPLE, 1/2" DIA X 5" LG SCH 40 GALVANIZED, THREADED | Per Description |  | EA | 12 |  | 0
PFQNA168 | Priority Two - Inventory | NIPPLE, 1/2" DIA X 6" LG SCH 40 GALVANIZED, THREADED | Per Description |  | EA | 4 |  | 0
PFQNA216 | Priority Two - Inventory | NIPPLE, 3/4" DIA X 5" LONG SCH 40 GALVANIZED, THREADED | Per Description |  | EA | 12 |  | 0
PFQNA217 | Priority Two - Inventory | NIPPLE, 3/4" DIA X 5 1/2" LONG SCH 40 GALVANIZED, THREADED | Per Description |  | EA | 5 |  | 0
PFQNA264 | Priority Two - Inventory | NIPPLE, 1" DIA X 4" LG SCH 40 GALVANIZED, THREADED | Per Description |  | EA | 11 |  | 0
PFQNA267 | Priority Two - Inventory | NIPPLE, 1" DIA X 5 1/2" LG SCH 40 GALVANIZED, THREADED | Per Description |  | EA | 4 |  | 0
PFQNA268 | Priority Two - Inventory | NIPPLE, 1" DIA X 6" LG SCH 40 GALVANIZED, THREADED | Per Description |  | EA | 20 |  | 0
PFQNA301 | Priority Two - Inventory | NIPPLE, 1 1/4" DIA X CLOSE SCH 40 GALVANIZED, THREADED | Per Description |  | EA | 10 |  | 0
PFQNA310 | Priority Two - Inventory | NIPPLE, 1 1/4" DIA X 2" LG SCH 40 GALVANIZED, THREADED | Per Description |  | EA | 4 |  | 0
PFQNA318 | Priority Two - Inventory | NIPPLE, 1 1/4" DIA X 6" LG SCH 40 GALVANIZED, THREADED | Per Description |  | EA | 8 |  | 0
PFQNA360 | Priority Two - Inventory | NIPPLE, 1 1/2" DIA X 2" LG SCH 40 GALVANIZED, THREADED | Per Description |  | EA | 20 |  | 0
PFQNA361 | Priority Two - Inventory | NIPPLE, 1 1/2" DIA X 2 1/2" LG SCH 40 GALVANIZED, THREADED | Per Description |  | EA | 12 |  | 0
PFQNA363 | Priority Two - Inventory | NIPPLE, 1 1/2" DIA X 3 1/2" LG SCH 40 GALVANIZED, THREADED | Per Description |  | EA | 10 |  | 0
PFQNA364 | Priority Two - Inventory | NIPPLE, 1 1/2" DIA X 4" LG SCH 40 GALVANIZED, THREADED | Per Description |  | EA | 6 |  | 0
PFQNA365 | Priority Two - Inventory | NIPPLE, 1 1/2" DIA X 4 1/2" LG SCH 40 GALVANIZED, THREADED | Per Description |  | EA | 4 |  | 0
PFQNA367 | Priority Two - Inventory | NIPPLE, 1 1/2" DIA X 5 1/2" LG SCH 40 GALVANIZED, THREADED | Per Description |  | EA | 7 |  | 0
PFQNA401 | Priority Two - Inventory | NIPPLE, 2" DIA X CLOSE SCH 40 GALVANIZED, THREADED | Per Description |  | EA | 6 |  | 0
PFQNA412 | Priority Two - Inventory | NIPPLE, 2" DIA X 3" LG SCH 40 GALVANIZED, THREADED | Per Description |  | EA | 10 |  | 0
PFQNA413 | Priority Two - Inventory | NIPPLE, 2" DIA X 3 1/2" LG SCH 40 GALVANIZED, THREADED | Per Description |  | EA | 5 |  | 0
PFQNA414 | Priority Two - Inventory | NIPPLE, 2" DIA X 4" LG SCH 40 GALVANIZED, THREADED | Per Description |  | EA | 4 |  | 0
PFQNA415 | Priority Two - Inventory | NIPPLE, 2" DIA X 4 1/2" LG SCH 40 GALVANIZED, THREADED | Per Description |  | EA | 10 |  | 0
PFQNA417 | Priority Two - Inventory | NIPPLE, 2" DIA X 5 1/2" LG SCH 40 GALVANIZED, THREADED | Per Description |  | EA | 5 |  | 0
PFQNA418 | Priority Two - Inventory | NIPPLE, 2" DIA X 6" LG SCH 40 GALVANIZED, THREADED | Per Description |  | EA | 7 |  | 0
PFQPA400 | Priority Two - Inventory | PLUG, 2" DIA SCH 40 GALVANIZED, THREADED | Per Description |  | EA | 8 |  | 0
PFQRA253 | Priority Two - Inventory | REDUCER COUPLING, 1" X 1/4", SCH 40, GALVANIZED, THREADED | Per Description |  | EA | 4 |  | 0
PFQRA255 | Priority Two - Inventory | REDUCER COUPLING, 1" X 1/2", SCH 40 GALVANIZED, THREADED | Per Description |  | EA | 21 |  | 0
PFQRA356 | Priority Two - Inventory | REDUCER COUPLING, 1 1/2" X 3/4", SCH 40, GALVANIZED, THREADED, 150 # | Per Description |  | EA | 12 |  | 0
PFQRA407 | Priority Two - Inventory | REDUCER COUPLING, 2" X 1", SCH 40, GALVANIZED, THREADED | Per Description |  | EA | 11 |  | 0
PFQRA408 | Priority Two - Inventory | REDUCER COUPLING, 2" X 1 1/4", SCH 40, GALVANIZED, THREADED | Per Description |  | EA | 9 |  | 0
PFQRA460 | Priority Two - Inventory | REDUCER COUPLING, 2 1/2" X 2", SCH 40, GALVANIZED, THREADED | Per Description |  | EA | 4 |  | 0
PFQTA300 | Priority Two - Inventory | TEE, 1 1/4" DIA SCH 40 GALVANIZED, THREADED | Per Description |  | EA | 4 |  | 0
PFQTA400 | Priority Two - Inventory | TEE, 2" DIA SCH 40 GALVANIZED, THREADED | Per Description |  | EA | 3 |  | 0
PFQUA300 | Priority Two - Inventory | UNION, 1 1/4" DIA, GALVANIZED, THREADED, 150 # SCH 40 | Per Description |  | EA | 9 |  | 0
PFQUA350 | Priority Two - Inventory | UNION, 1-1/2" DIA, GALVANIZED, 150 # SCH 40 THREADED | Per Description |  | EA | 25 |  | 0
PFQUA400 | Priority Two - Inventory | UNION, 2" DIA SCH 40 GALVANIZED, THREADED | Per Description |  | EA | 20 |  | 0
PFSBA154 | Priority Two - Inventory | BUSHING, 1/2" X 3/8" DIA 316 STAINLESS STEEL, SCH 40, THREADED | Per Description |  | EA | 4 |  | 0
PFSBA205 | Priority Two - Inventory | BUSHING, 3/4" X 1/2",316 STAINLESS STEEL SCH 40, THREADED | Per Description |  | EA | 4 |  | 0
PFSBA255 | Priority Two - Inventory | BUSHING, 1" X 1/2" DIA 316 STAINLESS STEEL, SCH 40, THREADED | Per Description |  | EA | 1 |  | 0
PFSBA407 | Priority Two - Inventory | BUSHING, 2" X 1" DIA 316 STAINLESS STEEL, SCH 40, THREADED | Per Description |  | EA | 1 |  | 0
PFSEF200 | Priority Two - Inventory | ELBOW, 90 DEGREE, 3/4" DIA, 316 STAINLESS STEEL, SCH 40, THREADED | Per Description |  | EA | 11 |  | 0
PFSEF400 | Priority Two - Inventory | ELBOW, 90 DEGREE, 2" DIA, 316 STAINLESS STEEL, SCH 40, THREADED | Per Description |  | EA | 3 |  | 0
PFSFD400 | Priority Two - Inventory | FLANGE, 2" DIA, 316 STAINLESS STEEL 150# SCH 40, THREADED, RAISED FACE | Per Description |  | EA | 6 |  | 0
PFSNA260 | Priority Two - Inventory | NIPPLE, 1" DIA X 2" LG 316 STAINLESS STEEL, SCH 40, THREADED | Per Description |  | EA | 4 |  | 0
PFSNA262 | Priority Two - Inventory | NIPPLE, 1" DIA X 3" LG 316 STAINLESS STEEL, SCH 40, THREADED | Per Description |  | EA | 1 |  | 0
PFSPB050 | Priority Two - Inventory | PLUG, SQUARE HEAD, 1/4", 316 STAINLESS STEEL, SCH 40, THREADED | Per Description |  | EA | 1 |  | 0
PFSPB200 | Priority Two - Inventory | PLUG, SQUARE HEAD, 3/4" DIA 316 STAINLESS STEEL, SCH 40, THREADED | Per Description |  | EA | 1 |  | 0
PFSPB250 | Priority Two - Inventory | PLUG, SQUARE HEAD, 1" DIA 316 STAINLESS STEEL, SCH 40, THREADED | Per Description |  | EA | 4 |  | 0
PFSTA250 | Priority Two - Inventory | TEE, 1" DIA 316 STAINLESS STEEL, SCH 40, THREADED | Per Description |  | EA | 1 |  | 0
PFSUA100 | Priority Two - Inventory | UNION, 1/2", 316 SS, THREADED | Per Description |  | EA | 3 |  | 0
PFSUA400 | Priority Two - Inventory | UNION, 2" DIA 316 STAINLESS STEEL, SCH 40, THREADED | Per Description |  | EA | 1 |  | 0
PIPSS002 | Priority Two - Inventory | PIPE, 2", SCH-40, 310 STAINLESS STEEL, 20-FEET SECTIONS, ORDER BY 1 EACH = 20 FEET | SANDVIK BY DESCRIPTION TULL METALS BY DESCRIPTION |  | EA | 1 |  | 0
PIPUH001 | Priority Two - Inventory | PIPE, 12" X 20' X .375" THICKNESS, ULTRA 600 HARDENED, FOE THE LIMESTONE PNEUMATIC TRANSPORT SYSTEM, A, B, AND C TRAINS | EDGEN MURRAY CORP 12" X 20' ULTRA 600 |  | EA | 4 |  | 0
PMPAD920 | Priority Two - Inventory | PUMP, SUMP, SUBMERSIBLE -1/2 HP WITH VETICAL SWITCH, 8' CORD MININUM, 115V AC 60 CYCLE, 50 GAL PER MINUTE, ** NO SUBSTITUTE ** | MYERS PUMP MS50PV10 MYERS PUMP MSCI50V20 |  | EA | 10 |  | 0
PPEGV200 | Priority Two - Inventory | PIPE, GALVANIZED - 2", MIPT X FIPT. 21 FOOT LENGTHS. | Per Description |  | FT | 31 |  | 0
PPEPV030 | Full Service | PIPE, PVC, **EAGLE LOC**, DR18 - 4", 20 FT. LENGTHS, AWWA C-900, CLASS 235, BLUE COLOR ONLY. | JM EAGLE ORDER BY DESCRIPTION |  | FT | 3000 |  | 0
PPEPV050 | Full Service | PIPE, PVC, **EAGLE LOC**, DR18 - 6", 20 FT. LENGTHS, AWWA C-900, CLASS 235, BLUE COLOR ONLY. | JM EAGLE ORDER BY DESCRIPTION |  | FT | 3000 |  | 0
PPEPV070 | Priority One - Inventory | PIPE, PVC, **EAGLE LOC**, DR18 - 8", 20 FT. LENGTHS, AWWA C-900, CLASS 235, BLUE COLOR ONLY. | JM EAGLE ORDER BY DESCRIPTION |  | FT | 3000 |  | 0
PUMSU020 | Priority Two - Inventory | PUMP, SUMP, 1/2 HP, 115 VAC, SUBMERSIBLE WITH VERTICAL FLOAT SWITCH & 10' POWER CORD | MYERS PUMP DS50-P1 |  | EA | 17 |  | 0
PUMSU021 | Priority Two - Inventory | PUMP, SUMP, 115 VAC WITH SIDE FLOAT 10.5 AMP, 60 HZ LITTLE GIANT PUMP CO CAT #511700, MODEL HT-10E-CIA-FS USED AT NS UNIT 3 CONDENSATE HOTWELL TROUGH | LITTLE GIANT HT-10EN-CIA-FS |  | EA | 11 |  | 0
TEMHE017 | Priority Two - Inventory | HEATER, EDISON SCREW BASE, 120 V, 50 W CHROMALOX P/N SCB-50-253809 | CHROMALOX SCB-50-253809 |  | EA | 2 |  | 0
TLSFF860 | Priority Two - Inventory | SLING, 1/2" DIAM- ETER WIRE ROPE (7X7X7 GAC CONST.), 4' LENGTH, RINGS ON BOTH ENDS & 1 SLIDING CHOKE HOOK. FITTINGS TO EXCEED CAP. OF SLING, PERMANENTLY ATTACHED METAL TAG WITH LIFTING CAPACITY, VERT. 1.9 TON, CHOKER 1.3 TON, BASKET 3.7 TON | Per Description |  | EA | 2 |  | 0
TLSFF870 | Priority Two - Inventory | SLING, 1/2" DIAM- ETER WIRE ROPE (7X7X7 GAC CONST.), 6' LENGTH, RINGS ON BOTH ENDS & 1 SLIDING CHOKE HOOK. FITTINGS TO EXCEED CAP. OF SLING, PERMANENTLY ATTACHED METAL TAG WITH LIFTING CAPACITY, VERT. 1.9 TON, CHOKER 1.3 TON, BASKET 3.7 TON | Per Description |  | EA | 1 |  | 0
TLSFF980 | Priority Two - Inventory | SOCKET, 7/8" - 1/2" DRIVE, 12 POINT | STANLEY - PROTO INDUSTRIAL TOO 5428 |  | EA | 2 |  | 0
TLSQQ537 | Priority Two - Inventory | ADAPTER NIPPLE (LONG), 1" - FOR COMPRESS ION OR COPPER THREAD OUTLETS, MUELLER PL-2 MACHINE. | MUELLER 507633 |  | EA | 1 |  | 0
TLSUU661 | Priority Two - Inventory | ADAPTER, 2" - MUELLER CORPORATION COCK ADAPTER FOR FORD MODEL 77 DRILLING MACHINE, WITH GASKETS. | FORD DMA1-7 |  | EA | 3 |  | 0
TLSUU709 | Priority Two - Inventory | ARBOR, DRILLING MACHINE - ARBOR TO COME COMPLETE WITH PILOT DRILL AND HOLE SAW SPACER. USED ON FORD MODEL 77 DRILLING MACHINE (BORING BAR #DMBB-67). | FORD DMA-67 |  | EA | 2 |  | 0
TUFACB01 | Priority Two - Inventory | BOLT, 1/4" -20 X 3/4", STAINLESS STEEL, JAMES C WHITE CO (NGS TUBE RACK) | JAMES C. WHITE TB SS-4250x0.75 |  | EA | 28 |  | 0
TUFACN01 | Priority Two - Inventory | NUT, WING, 1/4"-20, STAINLESS STEEL, (USED ON NSGS TUBE RACK) | JAMES C. WHITE WNSS4250 |  | EA | 33 |  | 0
TUFTC020 | Priority Two - Inventory | TUBING, COPPER 1/2" OD, .032 WALL X 100' LONG, SOFT COPPER, REFRIGERATION MFG CAN VARY | CERRO COPPER PRODUCTS CO. 38687 GORMAN 0400-540 HALSTEAD K60-1/2" MUELLER KS03100 WOLVERINE RF-12 |  | FT | 37 |  | 0
VALBA016 | Priority Two - Inventory | VALVE, BALL, 3/8", THREADED, BRONZE, 600 PSI @ 250 DEG F /150 PSI @ 375 DEG F | APOLLO VALVES 70-102 WATTS LFB6080G2 3/8 |  | EA | 16 |  | 0
VALBA020 | Priority Two - Inventory | VALVE, BALL, 1-1/4", THREADED, BRONZE, 600 PSI @ 250 DEG/150 PSI @ 375 DEG, | APOLLO VALVES 70-106 WATTS REGULATOR B-6000 1 1/4 |  | EA | 3 |  | 0
VALBA105 | Priority Two - Inventory | VALVE, BALL, CPVC, 2" SCREWED/SLIP ENDS | CHEMTROL U51TB-V-2 |  | EA | 1 |  | 0
VALGL063 | Priority Two - Inventory | VALVE, GLOBE, 3/4", SOCKETWELD, SA182-F-22 STEEL, 3,558 PSI @ 1000 DEG F, 1,497 PSI @/ 1,100 DEG F, Y-PATTERN, CLASS 3500 | CONVAL 0.75-14G2J-F22 |  | EA | 1 |  | 0
VALPL054 | Priority Two - Inventory | VALVE, PLUG AND ACTUATOR ASSEMBLY, 1-1/2", XOMOX MOD. TUFLINE 067WCB/316/TFE, SS PLUG, W/EDA100 ACTUATOR, WITHOUT POSITIONER ( NGS - SLURRY FLUSH VALVES - AQCS ) | XOMOX CORP. OBD |  | EA | 3 |  | 0
VALPL100 | Priority Two - Inventory | VALVE, PLUG 1" LINED, FLANGED ENDS PTFE FOR 95% ACID USE. DURCO T-LINE FIG. T-41, GEAR OPERATED, RATED 210 PSI @ 300 DEG. F. | Per Description |  | EA | 1 |  | 0
VALPN001 | Priority Two - Inventory | VALVE ASSLY, AIR OPERATED, SIZE 1", TUBE - EPDM-I-150-3, W/ DBL ACTING PNU ACTUATOR, 90 PSI MAX LINE PSI, 2 REED LIMIT SWITCHES FOR OPEN/CLOSE SIGNAL, ASME B-16 SHORT, ANSI 150 FLGS, ( NGS - #1 & #2 SDA SLURRY SHUT OFF) **ITEM REPAIRABLE** | R.F. TECHNOLOGIES BS1 P150-553SYX EPDM or BSI P6 |  | EA | 5 |  | 0
VALSA025 | Priority Two - Inventory | VALVE, SAFETY, 3/4" FNPT INLET X 1" FNPT OUTLET, STEEL, SET PRESS 3050 PSI, W/LEVER, S/N: TK76090, WITH 3/4" ID X 6" LG, SCH 80, A106 SEAMLESS STUB WELDED ON INLET [STUB INSTALLED BY VENDER] (FOR #2 FWH ON NS UNITS #1 & #2), WORK CTR 1-9 | CONSOLIDATED SAFETY VALVE 19110HCF-2-CC-MS-33-FT-FT-LA |  | EA | 1 |  | 0
VALSL304 | Priority Two - Inventory | VALVE, SOLENOID, 1/4" NPT, 110 VAC ( NGS - #1 & #2 ELBOW DUCT BURNER SYSTEM ) | CONTROMATICS BMS1N |  | EA | 1 |  | 0
VLPRF007 | Priority Two - Inventory | TUBE ASSEMBLY, PINCH VALVE , 3", (RF VALVE MOD: BE3-150-3C, S/N U2005), SDA FEED SLURRY PMP DISCH, N01/N02, WORK CTR 1-3 | RF VALVE NR3-150-3C |  | EA | 4 |  | 0
VLVAA850 | Priority Two - Inventory | VALVE, CHECK, 1-1/4", HORIZONTAL SWING, AWWA BRONZE, RENEWABLE SEAT, 125 WSP/200 WOG, Y-PATTERN, THREADED, FOR POTABLE WATER SERVICE, OR AN APPROVED EQUAL | GRINNELL 3300 NIBCO T-413-B STOCKHAM VALVES AND FITTINGS B-345 WATTS EDP CVY |  | EA | 1 |  | 0
VLVBB180 | Priority Two - Inventory | VALVE, GATE 20" - CAST IRON BODY, BRONZE MOUNTED, RESILIENT SEAT, MECHANICAL JOINT, NON-RISING STEM, OPEN LEFT W/O ACCESSORIES. APPROVED VALVES ONLY | AFC 2520 M&H 4067-01 |  | EA | 2 |  | 0
VLVBB280 | Priority Two - Inventory | VALVE, GATE, BRONZE - 3", FIP, 150 PSI CLASS, HANDWHEEL OPERATED, OPEN LEFT, NON-RISING STEM. VALVES MUST BE SUPPLIED PER APPROVED VALVE LIST & SPECIFICATIONS STOCKHAM, NIBCO, HAMMOND, MILWAUKEE OR EQUAL. | HAMMOND IB638 HAMMOND IB646 NIBCO T-133 NIBCO T-136 STOCKHAM VALVES AND FITTINGS B130 STOCKHAM VALVES AND FITTINGS B131 |  | EA | 2 |  | 0
VLVEE110 | Full Service | VALVE,TAPPING 4",RESILIENT SEATED, PILOT FLANGE X MECHANICAL JOINT, NON-RISING STEM, OPEN LEFT, WITHOUT ACCESSORIES AS PER JEA SPECIFICATIONS ONLY. ONLY APPROVED VALVES WILL BE ACCEPTED. | Per Description |  | EA | 17 |  | 0
VLVEE140 | Full Service | VALVE,TAPPING 10",RESILIENT SEATED,PILOT FLANGE X MECHANICAL JOINT, NON-RISING STEM, OPEN LEFT, WITHOUT ACCESSORIES. AS PER JEA SPECIFICATIONS ONLY. ONLY APPROVED VALVES WILL BE ACCEPTED. | Per Description |  | EA | 1 |  | 0
VLVEE150 | Full Service | VALVE,TAPPING 12",RESILIENT SEATED,PILOT FLANGE X MECHANICAL JOINT, NON-RISING STEM, OPEN LEFT, WITHOUT ACCESSORIES. AS PER JEA SPECIFICATIONS ONLY. ONLY APPROVED VALVES WILL BE ACCEPTED. | Per Description |  | EA | 2 |  | 0

## Tab C
004-20 Appendix A - Reponse Workbook for Water and Waste Water Items for JEA Inventory Stock - Tab C
Vendor Name:
Instructions: Only the approved manufacturers and part numbers specified in Column D will be accepted and no substitue products will be allowed. You must quote one of the options in Column D and indicate the item you are bidding by using the drop down box contained in each Cell within Column E. The lead time listed in Column J must be the number of calendar days after receipt of order that JEA will receive the material, not the number of days to ship. This should be as number of days, do not quote a range. Any blanks left on the workbook will be considered to be a "no bid." Your quoted unit price must be listed in Column H. You must take the final amount located in cell I4 and transfer that total one (1) year price to the Appendix A - Response Form. | [5 empty] | Total One (1) Year Proposed Bid Price for "Full Service" Model |  | Total One (1) Year Proposed Bid Price
[6 empty] | 0 |  | 0
JEA Item ID | Lead Time Priority Level | Item Description | Mfg Name & Mfg Part Number | Quoted Mfg. & Part Number | UOM | Estimated One (1) Year Usage | Quoted Unit Price | One (1) Year Proposed Bid Price | Lead Time: In Calendar Days After Receipt of Order | Contractual Minimum Order Quantities
ACCFL126 | Priority Two - Inventory | FLANGE PACK, 6", FLANGE FITTINGS, PACK TO INCLUDE FLANGE GASKET, BOLTS & NUTS. GASKET SHALL BE 1/8" THICK FULL FACED RED RUBBER. | Per Description |  | EA | 177 |  | 0
ACCFL138 | Priority Two - Inventory | FLANGE PACK, 8", FLANGE FITTINGS, PACK TO INCLUDE FLANGE GASKET, BOLTS & NUTS. GASKET SHALL BE 1/8" THICK FULL FACED RED RUBBER. | Per Description |  | EA | 132 |  | 0
ACCFL140 | Priority Two - Inventory | FLANGE PACK, 10", FLANGE FITTINGS, PACK TO INCLUDE FLANGE GASKET, BOLTS & NUTS. GASKET SHALL BE 1/8" THICK FULL FACED RED RUBBER. | Per Description |  | EA | 24 |  | 0
ACCMJ000 | Priority Two - Inventory | PACK ACCESSORY, 4", DUCTILE IRON, MJ, INCLUDES: GASKET, GLAND, BOLTS AND NUTS.** SHIP BOXED IN KIT FORM.** | Per Description |  | EA | 29 |  | 0
ACCMJ019 | Priority Two - Inventory | PACK ACCESSORY, 6", DUCTILE IRON, MJ, INCLUDES: GASKET, GLAND, BOLTS AND NUTS. **SHIP BOXED IN KIT FORM.** | Per Description |  | EA | 192 |  | 0
ACCMJ027 | Priority Two - Inventory | PACK ACCESSORY, 8", DUCTILE IRON, MJ, INCLUDES: GASKET, GLAND, BOLTS AND NUTS.** SHIP BOXED IN KIT FORM.** | Per Description |  | EA | 9 |  | 0
ACCMJ035 | Priority Two - Inventory | PACK ACCESSORY, 10", DUCTILE IRON, MJ, INCLUDES: GASKET, GLAND, BOLTS AND NUTS. **SHIP BOXED IN KIT FORM.** | Per Description |  | EA | 3 |  | 0
ACCMJ043 | Priority Two - Inventory | PACK ACCESSORY, 12", DUCTILE IRON, MJ, INCLUDES: GASKET, GLAND, BOLTS AND NUTS.** SHIP BOXED IN KIT FORM.** | Per Description |  | EA | 8 |  | 0
ACCMJ051 | Priority Two - Inventory | PACK ACCESSORY, 3", DUCTILE IRON, MJ, INCLUDES: GASKET, GLAND, BOLTS AND NUTS.**SHIP BOXED IN KIT FORM.** | Per Description |  | EA | 14 |  | 0
ACCMJ062 | Priority Two - Inventory | PACK ACCESSORY, TRANSISTION, 3", DUCTILE IRON, MJ PACK INCLUDES: GASKET, GLAND, BOLTS AND NUTS. **SHIP BOXED IN KIT FORM.** | Per Description |  | EA | 1 |  | 0
ACCMJ074 | Priority Two - Inventory | PACK ACCESSORY, 14", DUCTILE IRON, MJ, INCLUDES: GASKET, GLAND, BOLTS AND NUTS. **SHIP BOXED IN KIT FORM.** | Per Description |  | EA | 4 |  | 0
ACCMJ096 | Priority Two - Inventory | PACK ACCESSORY, 16", DUCTILE IRON, MJ, INCLUDES: GASKET, GLAND, BOLTS (3/4" X 4-1/2") & NUTS. **SHIP BOXED IN KIT FORM.** | Per Description |  | EA | 4 |  | 0
ACCMJ100 | Priority Two - Inventory | PACK ACCESSORY, 18", DUCTILE IRON, MJ, INCLUDES: GASKET, GLAND, BOLTS (3/4" X 4 -1/2") & NUTS. **SHIP BOXED IN KIT.** | Per Description |  | EA | 5 |  | 0
ACCMJ112 | Priority Two - Inventory | PACK ACCESSORY, 20", DUCTILE IRON, MJ, INCLUDES: GASKET, GLAND, BOLTS (3/4" X 4 -1/2") AND NUTS. **SHIP BOXED IN KIT FORM.** | Per Description |  | EA | 2 |  | 0
ACCMJ123 | Priority Two - Inventory | PACK ACCESSORY, 24", DUCTILE IRON, MJ, INCLUDES: GASKET, GLAND, BOLTS (3/4" X 5") & NUTS. **SHIP BOXED IN KIT FORM.** | Per Description |  | EA | 1 |  | 0
ADCPR002 | Priority Two - Inventory | PRIMER, PIPE, PVC & CPVC, CLEAR, TEMPERATURE 0 TO 110 DEGREES, 1 QUART CAN, ASTM F-656, | EZ WELD 21104 IPS P-68 |  | EA | 11 |  | 0
BDMAA125 | Priority One - Inventory | BRICK, COMMON - #2 SOLID RED BRICK, ASTEM-32, SM AND MS GRADE, PRE-STACKED & BANDED FOR FORKLIFT UNLOADING 2-1/4" X 3-1/2" X 7-3/4", SOLID BRICK ONLY, NO CORED BRICK ALLOWED | BORAL #2 SOLID/RED |  | EA | 6924 |  | 0
BDMAA137 | Priority One - Inventory | CEMENT, 94 LB. BAG (PORTLAND CEMENT) | Per Description |  | EA | 726 |  | 0
BDMAA188 | Priority Two - Inventory | SAME AS BDMDD275***CAULK, BUTYL-FLEX, ONE PART BUTYL RUBBER SEALANT. WHITE. MUST MEET FEDERAL SPEC TT-S-001657 (TYPE 1). 10.1 FLUID OZ. TUBE. | DAP 18182 PERMATITE DA11152 |  | EA | 10 |  | 0
BDMAA233 | Priority One - Inventory | HARDENER, CONCRETE, PORTLAND CEMENT QUICK SOLUTION, 5 GALLON PAIL, ANTI-HYDRO OR MAKE SET | Per Description |  | EA | 230 |  | 0
BDMAA241 | Priority One - Inventory | CONCRETE MIX, 60 POUND BAG, COMPRESSIVE STRENGHT OF 4,000 PSI (28 DAY). | QUIKRETE 1101 |  | EA | 1185 |  | 0
BDMAA250 | Priority One - Inventory | LIME, HYDRATED, 50 POUND BAG | Per Description |  | EA | 272 |  | 0
BDMAA262 | Priority Two - Inventory | ROD, CONNECTOR - 3/4", (COUPLER) ZINC PLATED. | Per Description |  | EA | 72 |  | 0
BDMAA274 | Priority Two - Inventory | CORD-SASH, #8, 1/4" - 100 FT HANK, JUBILEE BRAIDED, SYNTHETIC CORD, MAGNOLIA | Per Description |  | EA | 2 |  | 0
BDMCC731 | Priority Two - Inventory | RECTORSEAL, PIPE JOINT COMPOUND, ( 1-PINT CAN ) | Per Description |  | EA | 185 |  | 0
BDMDD260 | Priority Two - Inventory | SEALANT, 3M , MARINE ADH , COLOR WHITE , 10OZ TUBE #5200 ******* NO SUBSTITUTES ******* | 3M 5200 - 051135-06500 |  | EA | 140 |  | 0
BDMEE112 | Priority One - Inventory | STAKE-WOOD, 1" X 2" X 24" #2 PINE, BANDED, 50/PER BUNDLE SINGLE POINT, DOUBLE CUT. **** 1 EACH = BUNDLE OF 50 STAKES. **** | Per Description |  | EA | 200 |  | 0
BDMEE150 | Priority Two - Inventory | FENCE, SAFETY - 4' X 100' ROLLS, SAFETY ORANGE, FENCE SUITABLE FOR PROVIDING VISUAL WARNING AROUND WORK ZONES AND CONSTRUCTION SITES, HIGH DENSITY POLY- ETHYLENE. 100 FT ROLLS | Per Description |  | EA | 8 |  | 0
BDMEE448 | Full Service | ROD, STEEL, ALL THREADED, 5/8" X 12', PLAIN FINISH, B7. * 10-12 FT. LENGTHS ONLY * | Per Description |  | EA | 6 |  | 0
BDMEE460 | Full Service | ROD, STEEL, ALL THREADED, 3/4-10 X 12', PLAIN FINISH ****** 12-FT. LENGTHS ONLY PLEASE******, **** 1 EACH = 12 FOOT PIECE **** | Per Description |  | EA | 521 |  | 0
BDMEE500 | Full Service | SILT SCREEN - 3' X 100' ROLLS, BLACK COLOR, ROLLS TO BE STAKED EVERY 10 FT. WITH 4' STAKES. MUST COMPLY TO CURRENT DOT STANDARDS. (***1 EACH = 1 ROLL.***) | Per Description |  | EA | 11 |  | 0
BDMFF071 | Priority Two - Inventory | TAPE, ALUMINUM FOIL, DUCT TAPE, 7.4 MILS THICK OVERALL WITH 2-MIL DEAD SOFT ALUM- INUM FOIL, PERMANENT HIGH TACK ADHESIVE, 2" WIDTH. 50 FT ROLL. GRAINGER #2W500 | W W GRAINGER 2W500 |  | EA | 21 |  | 0
BDMFF134 | Priority One - Inventory | TAPE, SURVEYING ORANGE FLUORESCENT 1 3/16" X 50 YDS, TAFFETA GRADE | PRESCO TFOG |  | EA | 2400 |  | 0
BFPAA050 | Priority Two - Inventory | PREVENTER BACKFLOW 2", REDUCED PRESSURE TYPE WITH BALL VALVE, BALL VALVE TO BE RESILIENT SEATING IN KEEPING WITH CITY OF JACKSONVILLE SPECIFICATIONS. | AMES TOOLS 4000B RP WILKINS 975-XL2 |  | EA | 77 |  | 0
CHLGG204 | Priority One - Inventory | KIT, ICE MAKER - KIT TO BE USED FOR TAPPING 3/8" - 1-3/8" COPPER TUBING, KIT INCLUDES 25 FT. OF FDA APPROVED 1/4" O.D NON-TOXIC POLYETHYLENE TUBING (120 PSI MIN),SELF-TAPPING SADDLE VALVE W/RUBBER WASHER AND COMPRESSION SLEEVE,TWO BRASS INS | JOHNSTONE SUPPLY B-80516 JOHNSTONE SUPPLY PT25 |  | EA | 318 |  | 0
CLPAA020 | Priority Two - Inventory | CLAMP, 6", CLAMP MUST HAVE TWO BOLT HOLES ON EACH END. CLAMPS TO BE SUPPLIED WITH 3-1/2" BOLTS AND NUTS, NOTE: CLAMPS ARE TO BE ASSEMBLED OR PACKAGED. | Per Description |  | EA | 6 |  | 0
CLPAA030 | Priority Two - Inventory | CLAMP, STELLAR, 8", CLAMP MUST HAVE TWO BOLT HOLES ON EACH END. CLAMPS TO BE SUPPLIED WITH 3 1/2" BOLTS AND NUTS. NOTE: CLAMPS ARE TO BE ASSEMBLED OR PACKAGED | Per Description |  | EA | 7 |  | 0
CLPBB030 | Priority Two - Inventory | CLAMP, BELL JOINT LEAK, 8" | SMITH-BLAIR INC. 274-0905-000 |  | EA | 2 |  | 0
CLPBB050 | Priority Two - Inventory | CLAMP, BELL JOINT LEAK, 12" | SMITH-BLAIR INC. 274-1320-000 |  | EA | 1 |  | 0
CLPBB239 | Priority Two - Inventory | CLAMP, FULL CIRCLE, 3/4" - FULL CIRCUMFERENCE BUNA GASKET WITH RECESSED ARMOUR PLATES, STAINLESS STEEL BAND, DUCTILE LU GS. 1.05 O.D. X 6" LENGTH, OR EQUAL | JCM 111-0105-6 SMITH-BLAIR INC. 244-010506-000 |  | EA | 56 |  | 0
CLPBB257 | Priority Two - Inventory | CLAMP, FULL CIRCLE, 1" - FULL CIRCUMFERENCE, GASKET WITH RECESSED ARMOUR PLATES, STAINLESS STEEL BAND, DUCTILE LUGS, 1.32 O.D. X 6" LENGTH, OR EQUAL | JCM 111-0132-6 SMITH-BLAIR INC. 244-013206-000 |  | EA | 51 |  | 0
CLPBB270 | Priority Two - Inventory | CLAMP, FULL CIRCLE, 1-1/4" - FULL CIRCUMFERENCE GASKET WITH RECESSED ARMOUR PLATES, STAINLESS STEEL BAND, DUCTILE LUGS. 1.66 O.D. X 6" LENGTH , OR EQUAL | JCM 111-0166-6 SMITH-BLAIR INC. 244-016606-000 |  | EA | 39 |  | 0
CLPBB294 | Priority Two - Inventory | CLAMP, FULL CIRCLE, 1-1/2" - FULL CIRCUMFERENCE GASKET WITH RECESSED ARMOUR PLATES, STAINLESS STEEL BAND, DUCTILE LUGS. 1.90 O.D. X 6" LENGTH. | JCM 111-0190-6 SMITH-BLAIR INC. 244-019006-000 |  | EA | 26 |  | 0
CLPBB313 | Priority Two - Inventory | CLAMP, FULL CIRCLE, 2" - FULL CIRCUMFERENCE BUNA GASKET WITH RECESSED ARMOUR PLATES, STAINLESS STEEL BAND, DUCTILE LUGS. 2.38 O.D. X 6" LENGTH, OR EQUAL | JCM 111-0238-6 SMITH-BLAIR INC. 244-023806-000 |  | EA | 37 |  | 0
CLPCC100 | Priority One - Inventory | CLAMP, FULL CIRCLE, 2.35-2.63 X 7-1/2", (NOTE: ALL 7-1/2" CLAMPS MUST HAVE 3 BOLTS MINIMUM) | FORDFLEX F1-263-7.5 SMITH-BLAIR INC. 226-023807-000 |  | EA | 240 |  | 0
CLPCC200 | Priority Two - Inventory | CLAMP, FULL CIRCLE, 2.70-3.00 X 7-1/2", (NOTE: ALL 7-/2" CLAMPS MUST HAVE 3 BOLTS MINIMUM) | FORDFLEX F1-300-7.5 SMITH-BLAIR INC. 226-027507-000 |  | EA | 28 |  | 0
CLPCC300 | Priority Two - Inventory | CLAMP, FULL CIRCLE, 2.97-3.25 X 7-1/2" SMITH-BLAIR, FORDLEX, OR EQUAL (NOTE: ALL 7-1/2" CLAMPS MUST HAVE 3 BOLTS MINIMUM) | FORDFLEX F1-325-7.5 SMITH-BLAIR INC. 226-03007-000 |  | EA | 12 |  | 0
CLPCC400 | Priority Two - Inventory | CLAMP, FULL CIRCLE, 3.46-3.70 X 7-1/2", (NOTE: ALL 7-1/2" CLAMPS MUST HAVE 3 BOLTS MINIMUM) | FORDFLEX F1-370-7.5 SMITH-BLAIR INC. 226-035007-000 |  | EA | 26 |  | 0
CLPCC500 | Priority Two - Inventory | CLAMP, FULL CIRCLE, 3.73-4.00 X 7-1/2", NOTE: ALL 7-1/2" CLAMPS MUST HAVE 3 BOLTS MINIMUM | FORDFLEX F1-400-7.5 SMITH-BLAIR INC. 226-037507-000 |  | EA | 19 |  | 0
CLPCC600 | Priority Two - Inventory | CLAMP, FULL CIRCLE, 3.96-4.25 X 7-1/2", (NOTE: ALL 7-1/2" CLAMPS MUST HAVE 3 BOLTS MINIMUM) | FORDFLEX F1-425-7.5 SMITH-BLAIR INC. 226-040007-000 |  | EA | 21 |  | 0
CLPCC700 | Priority Two - Inventory | CLAMP, FULL CIRCLE, 4.45-4.73 X 7-1/2", (NOTE: ALL 7-1/2" CLAMPS MUST HAVE 3 BOLTS MINIMUM) | FORDFLEX F1-473-7.5 POWERSEAL CORP. MODEL 3121 4X X 8 SMITH-BLAIR INC. 226-045007-000 |  | EA | 28 |  | 0
CLPCC800 | Priority Two - Inventory | CLAMP, FULL CIRCLE, 4.74-5.14 X 7-1/2", (NOTE: ALL 7-1/2" CLAMPS MUST HAVE 3 BOLTS MINIMUM) | FORDFLEX F1-514-7.5 SMITH-BLAIR INC. 226-048007-000 |  | EA | 55 |  | 0
CLPCC850 | Priority Two - Inventory | CLAMP , FULL CIRCLE REPAIR, 4.74 - 5.14 X 15", FOR WATER AND SEWER LINES OF PVC, DI AND CI PIPE, TO BE MADE OF STAINLESS STEEL AND HAVE RUBBER GASKET GLUED TO THE INSIDE, ( NOTE: ALL 15" CLAMPS MUST HAVE MINIMUM OF 4 BOLTS, WASHERS & NUTS) | FORDFLEX F151415 SMITH-BLAIR INC. 226-048015-000 |  | EA | 33 |  | 0
CLPCC900 | Priority Two - Inventory | CLAMP, FULL CIRCLE, 4.95-5.35 X 7-1/2" NOTE: ALL 7-1/2" CLAMPS MUST HAVE 3 BOLTS MINIMUM | FORDFLEX F1-535-7.5 SMITH-BLAIR INC. 226-050007-000 |  | EA | 26 |  | 0
CLPCC950 | Priority Two - Inventory | CLAMP , FULL CIRCLE REPAIR, 6.84 - 7.24 X 15", FOR WATER AND SEWER LINES OF PVC, DI AND CI PIPE, TO BE MADE OF STAINLESS STEEL AND HAVE RUBBER GASKET GLUED TO THE INSIDE, ( NOTE: ALL 15" CLAMPS MUST HAVE MINIMUM OF 4 BOLTS, WASHERS & NUTS) | FORDFLEX F172415 SMITH-BLAIR INC. 226-069015-000 |  | EA | 23 |  | 0
CLPDD000 | Priority Two - Inventory | CLAMP, FULL CIRCLE, 5.22-5.62 (O.D.) X 7-1/2". (NOTE: ALL 7-1/2" CLAMPS MUST HAVE 3 BOLTS MINIMUM) | FORDFLEX F1-562 X 7.5 SMITH-BLAIR INC. 226-052507-000 |  | EA | 8 |  | 0
CLPDD100 | Priority Two - Inventory | CLAMP, FULL CIRCLE, 5.95-6.35 (O.D.) X 7-1/2", (NOTE: ALL 7-1/2" CLAMPS MUST HAVE 3 BOLTS MINIMUM) | FORDFLEX F1-635 X 7.5 POWERSEAL CORP. MODEL 3121 6X X 8 SMITH-BLAIR INC. 226-060007-000 |  | EA | 11 |  | 0
CLPDD200 | Priority Two - Inventory | CLAMP FULL CIRCLE 6" O.D. 6.56-6.96 X 7-1/2" (NOTE: ALL 7-1/2" CLAMPS MUST HAVE 3 BOLTS MINIMUM) | FORDFLEX F1-696-7.5 FORDFLEX F1-696-75 SMITH-BLAIR INC. 226-066307-000 |  | EA | 18 |  | 0
CLPDD300 | Priority Two - Inventory | CLAMP, REPAIR FULL CIRCLE 6" O.D. 6.84- 7.24 X 7-1/2", (NOTE: ALL 7-1/2" CLAMPS MUST HAVE 3 BOLTS MINIMUM) | FORDFLEX F1-724-7.5 SMITH-BLAIR INC. 226-069007-000 |  | EA | 65 |  | 0
CLPDD400 | Priority Two - Inventory | CLAMP, FULL CIRCLE, 7.05-7.45 X 12.5", | FORDFLEX F1-745-12.5 SMITH-BLAIR INC. 226-071012-000 |  | EA | 29 |  | 0
CLPDD700 | Priority Two - Inventory | CLAMP, FULL CIRCLE, 8.54-8.94 (O.D.) X 12.5" | FORDFLEX F1-894-12.5 SMITH-BLAIR INC. 226-086312-000 |  | EA | 18 |  | 0
CLPDD800 | Priority Two - Inventory | CLAMP, FULL CIRCLE, 8.99-9.39 X 12.5", | FORDFLEX F1-939-12.5 SMITH-BLAIR INC. 226-090512-000 |  | EA | 40 |  | 0
CLPDD900 | Priority Two - Inventory | CLAMP, FULL CIRCLE, 9.27-9.67 (O.D.) X 12.5" | FORDFLEX F1-967-12.5 SMITH-BLAIR INC. 226-094012-000 |  | EA | 15 |  | 0
CLPEE000 | Priority Two - Inventory | CLAMP, FULL CIRCLE, 9.70-10.10 (O.D.) X 12.5 | FORDFLEX F1-1010-12.5 SMITH-BLAIR INC. 226-100012-000 |  | EA | 3 |  | 0
CLPEE100 | Priority Two - Inventory | CLAMP, FULL CIRCLE, 10.64-11.04 (O.D.) X 12.5. | FORDFLEX F1-1104-12.5 SMITH-BLAIR INC. 226-107512-000 |  | EA | 4 |  | 0
CLPEE200 | Priority Two - Inventory | CLAMP, FULL CIRCLE, 11.04-11.44 (O.D.) X 12.5 | FORDFLEX F1-1144-12.5 SMITH-BLAIR INC. 226-111012-000 |  | EA | 13 |  | 0
CLPEE400 | Priority Two - Inventory | CLAMP, FULL CIRCLE, 11.75-12.15 (O.D.) X 12.5 | FORDFLEX F1-1215-12.5 SMITH-BLAIR INC. 226-117512-000 |  | EA | 4 |  | 0
CLPEE500 | Priority Two - Inventory | CLAMP, FULL CIRCLE, 12.00 -12.40 (O.D.) X 12.5. | FORDFLEX F1-1240-12.5 SMITH-BLAIR INC. 226-120012-000 |  | EA | 4 |  | 0
CLPEE650 | Priority Two - Inventory | CLAMP, FULL CIRCLE, 12.62-13.02 (O.D.) X 12.5". | FORDFLEX F1-1302-12.5 SMITH-BLAIR INC. 226-127512-000 |  | EA | 4 |  | 0
CLPEE700 | Priority Two - Inventory | CLAMP, FULL CIRCLE, 13.14-13.50 (O.D.) X 12.5" | FORDFLEX F1-1350-12.5 POWERSEAL CORP. TO BE SUPPLIED SMITH-BLAIR INC. 226-132012-000 |  | EA | 17 |  | 0
CLPEE800 | Priority Two - Inventory | CLAMP, FULL CIRCLE, 13.40-13.80 (O.D) X 12.5". | FORDFLEX F1-1380-12.5 SMITH-BLAIR INC. 226-134012-000 |  | EA | 1 |  | 0
CLPEE900 | Priority Two - Inventory | CLAMP, FULL CIRCLE, 15.07-15.82 (O.D.) X 20". | FORDFLEX F2-1582-20 SMITH-BLAIR INC. 228-20150720-000 |  | EA | 3 |  | 0
CLPFF000 | Priority Two - Inventory | CLAMP, FULL CIRCLE, 17.15-17.90 (O.D.) X 20" | FORDFLEX F2-1790-20 SMITH-BLAIR INC. 228-171520-000 |  | EA | 8 |  | 0
CLPFF200 | Priority Two - Inventory | CLAMP, FULL CIRCLE, 21.52-22.27 (O.D.) X 30". | FORDFLEX F2-2227-30 SMITH-BLAIR INC. 228-20215230-000 |  | EA | 5 |  | 0
CLPFF400 | Priority Two - Inventory | CLAMP, FULL CIRCLE - 25.70-26.80 (O.D.) X 30" (MINIMUM), TRIPLE BAND CLAMP. | FORDFLEX F3-2680-30 JCM 102-2580-30 SMITH-BLAIR INC. 228-257030-000 |  | EA | 5 |  | 0
CLPFF500 | Priority Two - Inventory | CLAMP, FULL CIRCLE, 31.70-32.80 (O.D) X 30", ALL STAINLESS STEEL, INCLUDING S/S NUTS AND BOLTS. | FORD F3-3290-30 |  | EA | 2 |  | 0
CLPGG010 | Priority Two - Inventory | CLAMP, REPAIR, HANDI-BAND, 1/2" X 3". *********** NO SUBSTITUTE ************** | JCM 110-0084-3 SMITH-BLAIR INC. 245-008403-000 |  | EA | 44 |  | 0
CLPGG020 | Priority Two - Inventory | CLAMP, REPAIR, HANDI-BAND, 1/2" X 6". | JCM 110-0084-6 SMITH-BLAIR INC. 245-008406-000 |  | EA | 14 |  | 0
CLPGG030 | Priority One - Inventory | CLAMP, REPAIR, HANDI-BAND, 3/4" X 3" *********** NO SUBSTITUTE ************** | JCM 110-0105-3 SMITH-BLAIR INC. 245-010503-000 |  | EA | 342 |  | 0
CLPGG040 | Priority Two - Inventory | CLAMP, REPAIR, HANDI-BAND 3/4" X 6" ********** NO SUBSTITUTE ********** | JCM 110-0105-6 SMITH-BLAIR INC. 245-010506-000 |  | EA | 25 |  | 0
CLPGG050 | Priority One - Inventory | CLAMP, REPAIR, HANDI-BAND, 1" X 3". *********** NO SUBSTITUTE ************** | JCM 110-0132-3 SMITH-BLAIR INC. 245-013203-000 |  | EA | 257 |  | 0
CLPGG060 | Priority Two - Inventory | CLAMP, HANDI-BAND, 1" X 6". *********** NO SUBSTITUTE ************** | JCM 110-0132-6 SMITH-BLAIR INC. 245-013206-000 |  | EA | 24 |  | 0
CLPGG070 | Priority Two - Inventory | CLAMP, HANDI-BAND, 1-1/4" X 3". *********** NO SUBSTITUTE ************** | JCM 110-0166-3 SMITH-BLAIR INC. 245-016603-000 |  | EA | 165 |  | 0
CLPGG080 | Priority Two - Inventory | CLAMP, HANDI-BAND, 1-1/2" X 3". *********** NO SUBSTITUTE ************** | JCM 110-0190-3 SMITH-BLAIR INC. 245-019003-000 |  | EA | 160 |  | 0
CLPGG090 | Priority Two - Inventory | CLAMP, HANDI-BAND, 1-1/2" X 6". *********** NO SUBSTITUTE ************** | JCM 110-0190-6 SMITH-BLAIR INC. 245-019006-000 |  | EA | 15 |  | 0
CLPGG100 | Priority One - Inventory | CLAMP, HANDI-BAND, 2" X 3". *********** NO SUBSTITUTE ************** | JCM 110-0238-3 SMITH-BLAIR INC. 245-00023803-000 |  | EA | 804 |  | 0
CLPGG110 | Priority Two - Inventory | CLAMP, HANDI-BAND, 2" X 6". *********** NO SUBSTITUTE ************** | JCM 110-0238-6 SMITH-BLAIR INC. 245-023806-000 |  | EA | 70 |  | 0
CLPHH010 | Priority Two - Inventory | CLAMP, HOSE (WORM GEAR),#1, 7/32" - 5/8" ALL STAINLESS STEEL. DIXON #MAH-4 | DIXON MAH-4 |  | EA | 9 |  | 0
CLPHH020 | Priority Two - Inventory | CLAMP, HOSE (WORM GEAR),#6, 3/8" - 7/8", ALL STAINLESS STEEL. DIXON #HSS-6 | DIXON HSS-6 |  | EA | 8 |  | 0
CLPHH030 | Priority Two - Inventory | CLAMP, HOSE (WORM GEAR), #8, 7/16" - 1", ALL STAINLESS STEEL. | DIXON HSS-8 |  | EA | 9 |  | 0
CLPHH040 | Priority Two - Inventory | CLAMP, HOSE (WORM GEAR),#10, 9/16" - 1-1/16, ALL STAINELESS STEEL. DIXON #HSS-10 | DIXON HSS-10 |  | EA | 8 |  | 0
CLPHH050 | Priority Two - Inventory | CLAMP, HOSE (WORM GEAR), #16, 11/16"- 1-1/2", ALL STAINLESS STEEL DIXON #HSS-16 | DIXON HSS-16 |  | EA | 2 |  | 0
CLPHH080 | Priority Two - Inventory | CLAMP, HOSE (WORM GEAR, #32, 1-9/16" - 2-1/2" ALL STAINLESS STEEL. DIXON #HSS-32 | DIXON HSS-32 |  | EA | 7 |  | 0
CLPHH090 | Priority Two - Inventory | CLAMP, HOSE (WORM GEAR), #36, 1-13/16" - 2-3/4", ALL STAINLESS STEEL. DIXON #HSS-36 | DIXON HSS-36 |  | EA | 9 |  | 0
CLPHH120 | Priority Two - Inventory | CLAMP, HOSE (WORM GEAR), #96, 3-5/8" - 6-1/2", ALL STAINLESS STEEL. | DIXON HSS-96 |  | EA | 48 |  | 0
CLPHH130 | Priority Two - Inventory | CLAMP, HOSE (WORM GEAR), #104, 4-1/8" - 7", ALL STAINLESS STEEL. DIXON #HSS-104 | DIXON HSS-104 |  | EA | 50 |  | 0
CLPHH140 | Priority One - Inventory | CLAMP, HOSE (WORM GEAR), #128, 5-5/8" - 8-1/2", ALL STAINLESS STEEL. DIXON #HSS-128 | DIXON HSS-128 |  | EA | 225 |  | 0
CLPHH142 | Priority Two - Inventory | CLAMP, HOSE (WORM GEAR), #188, 9-3/8" - 12-1/4", ALL STAINLESS STEEL. DIXON #HSS-188 | DIXON HSS-188 |  | EA | 12 |  | 0
CLPHH147 | Priority Two - Inventory | CLAMP, HOSE, 5" INSIDE DIAMETER ALL CLAMPS TO BE "FAST-LOK" BRAND "K-CLAMPS" ALL CLAMPS MUST BE HEAVY DUTY,STAINLESS STEEL. | DIXON KS-20 FAST-LOK KS-20 |  | EA | 100 |  | 0
CLPHH148 | Priority Two - Inventory | CLAMP, HOSE #KS-28 7" INSIDE DIAMETER ALL CLAMPS TO BE "FAST-LOK" BRAND "K-CLAMPS" ALL CLAMPS MUST BE HEAVY DUTY, STAINLESS STEEL. | FAST-LOK KS-28 |  | EA | 88 |  | 0
CLPJJ600 | Priority Two - Inventory | CLAMP, SERVICE, 1.61-1.92 (O.D.) X 1", COPPER TO COPPER THREAD, SERVICE CLAMP MUST HAVE THE MINIMUM O.D. RANGE NOTED | SMITH-BLAIR INC. 313-019209-000 |  | EA | 12 |  | 0
CLPJJ900 | Priority Two - Inventory | CLAMP, SERVICE, 2.35-2.56 (O.D.) X 1", COPPER TO COPPER THREAD, SERVICE CLAMP MUST HAVE THE MINIMUM O.D. RANGE NOTED | FORD F202 (3.80-4.25) FORD F202-250-CC4-I POWERSEAL CORP. 34132A1CC SMITH-BLAIR INC. 313-025609-000 |  | EA | 99 |  | 0
CLPKK000 | Priority Two - Inventory | CLAMP, SERVICE, 2.38 X 1", BRONZE, COPPER TO COPPER THREAD. | FORD S70-204 MUELLER H-13420 |  | EA | 74 |  | 0
CLPKK500 | Priority Two - Inventory | CLAMP, SERVICE, 2.97-3.54 (O.D.) X 1", COPPER TO COPPER THREAD, SERVICE CLAMP MUST HAVE THE MINIMUM O.D. RANGE NOTED | SMITH-BLAIR INC. 313-035409-000 |  | EA | 14 |  | 0
CLPKK650 | Priority Two - Inventory | CLAMP, SERVICE, 3.74 - 4.55 X 1-1/2",NPT | SMITH-BLAIR INC. 315-000-45512-000 |  | EA | 1 |  | 0
CLPKK900 | Priority Two - Inventory | CLAMP, SERVICE, 3.74-4.13 (O.D.) X 1", COPPER TO COPPER THREAD, SERVICE CLAMP MUST HAVE THE MINIMUM O.D. RANGE NOTED | FORD F202 (3.80-4.25) SMITH-BLAIR INC. 313-041309-000 |  | EA | 62 |  | 0
CLPLL000 | Priority Two - Inventory | CLAMP, SERVICE, 4.50 X 1", BRONZE, COPPER TO COPPER THREAD. MUELLER , CLOW , FORD, OR EQUAL. | CLOW 3401 FORD S70-404 MUELLER H-13428 |  | EA | 5 |  | 0
CLPLL100 | Priority Two - Inventory | CLAMP, SERVICE, 4.74-5.14 (O.D.) X 3/4", COPPER TO COPPER THREAD, SERVICE CLAMP MUST HAVE THE MINIMUM O.D. RANGE NOTED | FORD F202 (4.74-5.26) POWER SEAL 3413-4B x ?CC SMITH BLAIR 313-00051407-000 |  | EA | 3 |  | 0
CLPLL200 | Full Service | CLAMP, SERVICE, 4.74-5.63 (O.D.) X 1", COPPER TO COPPER THREAD, SERVICE CLAMP MUST HAVE THE MINIMUM O.D. RANGE NOTED | FORD F202 (4.74-5.26) POWERSEAL CORP. 34134B1CC SMITH-BLAIR INC. 313-00051409-000 |  | EA | 149 |  | 0
CLPLL400 | Full Service | CLAMP, SERVICE, 4.74-5.14 (O.D.) X 2", COPPER TO COPPER THREAD, SERVICE CLAMP MUST HAVE THE MINIMUM O.D. RANGE NOTED | POWER SEAL 3413-4C x 2CC SMITH-BLAIR INC. 313-051415-000 |  | EA | 21 |  | 0
CLPLL700 | Priority Two - Inventory | CLAMP, SERVICE, 5.94 - 6.70 (O.D.) X 1", COPPER TO COPPER THREAD, SERVICE CLAMP MUST HAVE THE MINIMUM O.D. RANGE NOTED | FORD F202 (5.94-6.69) SMITH-BLAIR INC. 313-66309 |  | EA | 11 |  | 0
CLPMM050 | Priority Two - Inventory | CLAMP, SERVICE, 6.84 - 7.60 (O.D.) X 2", IPT, SERVICE CLAMP MUST HAVE THE MINIMUM O.D. RANGE NOTED | Per Description |  | EA | 2 |  | 0
CLPMM200 | Full Service | CLAMP, SERVICE, 6.84 - 7.60 (O.D.) X 1" COPPER TO COPPER THREAD, SERVICE CLAMP MUST HAVE THE MINIMUM O.D. RANGE NOTED | FORD F202 (6.84-7.60) POWERSEAL CORP. 34136B1CC SMITH-BLAIR INC. 313-076009-000 |  | EA | 386 |  | 0
CLPMM400 | Full Service | CLAMP, SERVICE, 6.84 - 7.60 (O.D.) X 2", COPPER TO COPPER THREAD, SERVICE CLAMP MUST HABE THE MINIMUM O.D. RANGE NOTED | FORD F202 (6.84-7.60) POWERSEAL CORP. 34136B2CC SMITH-BLAIR INC. 313-076015-000 |  | EA | 25 |  | 0
CLPMM475 | Priority Two - Inventory | CLAMP, SERVICE, 8.54 - 10.10 (O.D.) X 2", SS, NPT, SERVICE CLAMP MUST HAVE THE MINIMUM O.D. RANGE NOTED | Per Description |  | EA | 15 |  | 0
CLPMM575 | Priority Two - Inventory | CLAMP, SERVICE, 7.79 - 8.72 (O.D.) X 1", COPPER TO COPPER THREAD, SERVICE CLAMP MUST HAVE THE MINIMUM O.D. RANGE NOTED. | SMITH-BLAIR INC. 13-087209-000 |  | EA | 7 |  | 0
CLPMM700 | Priority Two - Inventory | CLAMP, SERVICE, 8.63 X 1", COPPER TO COPPER THREAD, BRONZE | FORD S70-804 MUELLER H-13433 |  | EA | 2 |  | 0
CLPNN100 | Full Service | CLAMP, SERVICE, 8.54 - 10.10 (O.D.) X 1" COPPER TO COPPER THREAD, SERVICE CLAMP MUST HAVE THE MINIMUM O.D. RANGE NOTED | FORD F202 (4.74-5.26) POWERSEAL CORP. 34138B1CC SMITH-BLAIR INC. 313-00101009-000 |  | EA | 382 |  | 0
CLPNN300 | Full Service | CLAMP, SERVICE, 8.54 - 10.10 (O.D.) X 2" COPPER TO COPPER THREAD, SERVICE CLAMP MUST HAVE THE MINIMUM O.D. RANGE NOTED | POWERSEAL CORP. 34138B2CC SMITH-BLAIR INC. 313-101015-000 |  | EA | 30 |  | 0
CLPNN600 | Full Service | CLAMP, SERVICE, 10.64 - 12.12 (O D) X 1" COPPER TO COPPER THREAD, SERVICE CLAMP MUST HAVE THE MINIMUM O.D. RANGE NOTED | POWERSEAL CORP. 341310B1CC SMITH-BLAIR INC. 313-121209-000 |  | EA | 40 |  | 0
CLPNN800 | Full Service | CLAMP, SERVICE, 10.64 - 12.12(O.D.) X 2" COPPER TO COPPER THREAD, SERVICE CLAMP MUST HAVE THE MINIMUM O.D. RANGE NOTED | SMITH-BLAIR INC. 313-121215-000 |  | EA | 14 |  | 0
CLPPP000 | Full Service | CLAMP, SERVICE, 12.62 - 14.32 (O D) X 1" COPPER TO COPPER THREAD, SERVICE CLAMP MUST HAVE THE MINIMUM O.D. RANGE NOTED | FORD F2021438CC4 POWERSEAL CORP. 341312B1CC SMITH-BLAIR INC. 313-143209-000 |  | EA | 90 |  | 0
CLPPP200 | Full Service | CLAMP, SERVICE, 12.62 - 14.32(O.D.) X 2" COPPER TO COPPER THREAD, SERVICE CLAMP MUST HAVE THE MINIMUM O.D. RANGE NOTED | FORD F2021438CC7 POWERSEAL CORP. 341312B2CC SMITH-BLAIR INC. 313-143215-000 |  | EA | 18 |  | 0
CLPQQ012 | Full Service | CLAMP, SERVICE, 17.40-18.88 (O.D.) X 1", COPPER TO COPPER THREAD, DOUBLE STRAP CARBON STEEL (ELECTRO-GALVANIZED) WITH DI-CHROMATE SEAL, NUTS/WASHERS DI-CHROMATE SEALED | FORD FC2021840CC4 POWERSEAL CORP. 341316A1CC SMITH-BLAIR INC. 313-188809-000 |  | EA | 38 |  | 0
CLPQQ034 | Full Service | CLAMP, SERVICE 17.40-18.88 (O.D.) X 2", COPPER TO COPPER THREAD, DOUBLE STRAP STRAPS-CARBON STEEL (ELECTRO-GALVANIZED) WITH DI-CHROMATE SEAL, NUTS/WASHERS DI-CHROMATE SEALED | SMITH-BLAIR INC. 313-188815-000 |  | EA | 8 |  | 0
CLPQQ045 | Priority Two - Inventory | CLAMP, SERVICE 21.35 - 22.10 (O.D.) X 1" COPPER TO COPPER THREAD, LARGE PIPE O.D. STRAPS (CARBON STEEL MUST HAVE ELECTRO- GALVANIZING), NUTS- CARBON STEEL, WASHERS TO BE HEMISPHERICAL | SMITH-BLAIR INC. 366-221009-000 |  | EA | 1 |  | 0
CLPQQ056 | Priority Two - Inventory | CLAMP, SERVICE, 21.35 - 22.10 (O.D.) X 2", COPPER TO COPPER THREAD, LARGE PIPE O.D. STRAPS (CARBON STEEL WITH ELECTRO- GALVANIZING), NUTS- CARBON STEEL, WASHERS TO BE HEMISPHERICAL | SMITH-BLAIR INC. 366-221015-000 |  | EA | 3 |  | 0
CLPQQ078 | Priority Two - Inventory | CLAMP, SERVICE, 17.40-18.88 (O.D.) X 2", NPT, DOUBLE STRAP, STRAPS-CARBON STEEL (ELECTRO GALVANIZED) WITH DI-CHROMATE SEAL, NUTS AND WASHERS DI-CHROMATE SEALED, SADDLE MUST HAVE MINIMUM O.D. RANGE NOTED. | SMITH-BLAIR INC. 313-188814-000 |  | EA | 1 |  | 0
CLPQQ089 | Priority Two - Inventory | CLAMP, SERVICE, 25.55-26.32 (O.D.) X 2" NPT, TRIPLE STRAP, STRAPS AND NUTS TO BE CARBON STEEL, DUCTILE IRON BODY,SADDLE MUST HAVE MINIMUM O.D. RANGE NOTED. | SMITH-BLAIR INC. 366-263214-000 |  | EA | 1 |  | 0
CLPQQ126 | Priority Two - Inventory | CLAMP , SERVICE 25. 75 TO 25. 85 O.D. RANGE X 1" COPPER TO COPPER THREAD , DOUBLE STRAPS , STRAP-CARBON STEEL. ( ELECTRO-GALVANIZED ) WITH DI-CHROME SEAL , NUTS/WASHERS DI-CHROME. | FORD FC202 (25.60-26.50) JCM 406-2650-09CC SMITH-BLAIR INC. 317-00258009 |  | EA | 1 |  | 0
CLPQQ136 | Priority Two - Inventory | CLAMP, SERVICE 4" X 2" IPT, O.D. 4.74"-5.26" DOUBLE BOLT STAINLESS STEEL BAND, MUST HAVE MINIMUM O.D. RANGE NOTED | FORD FC202 (4.74-5.26) SMITH BLAIR 317-00051414-000 |  | EA | 4 |  | 0
CLPQQ146 | Priority Two - Inventory | CLAMP, SERVICE 6" X 2" IPT, O.D. 6.84"-7.60" DOUBLE BOLT STAINLESS STEEL BAND, MUST HAVE MINIMUM O.D. RANGE NOTED | FORD FC202 (6.84-7.60) SMITH BLAIR 317-00076014-000 |  | EA | 5 |  | 0
CLPQQ156 | Priority Two - Inventory | CLAMP, SERVICE 8" X 2" IPT, O.D. 8.99"-9.79" DOUBLE BOLT STAINLESS STEEL BAND, MUST HAVE MINIMUM O.D. RANGE NOTED | FORD FC202 (8.99-9.79) SMITH BLAIR 317-00101014-000 |  | EA | 5 |  | 0
CLPQQ166 | Priority Two - Inventory | CLAMP, SERVICE 10" X 2" IPT, O.D. 10.75"-11.10" DOUBLE BOLT STAINLESS STEEL BAND, MUST HAVE MINIMUM O.D. RANGE NOTED | FORD FC202 (10.75-11.10) SMITH BLAIR 317-00121214-000 |  | EA | 3 |  | 0
CLPQQ176 | Priority Two - Inventory | CLAMP, SERVICE 12" X 2" IPT, O.D. 12.75"-13.20" DOUBLE BOLT STAINLESS STEEL BAND, MUST HAVE MINIMUM O.D. RANGE NOTED | FORD FC202 (12.75-13.20) SMITH BLAIR 317-00143214-000 |  | EA | 6 |  | 0
CLPQQ186 | Priority Two - Inventory | CLAMP, SERVICE 16" X 2" IPT, O.D. 17.40"-18.40" DOUBLE BOLT STAINLESS STEEL BAND, MUST HAVE MINIMUM O.D. RANGE NOTED | FORD FC202 (17.40-18.40) SMITH BLAIR 317-00178014-000 |  | EA | 4 |  | 0
CLPQQ206 | Priority Two - Inventory | CLAMP, SERVICE 24" X 2" IPT, O.D. 25.60"-26.50" DOUBLE BOLT STAINLESS STEEL BAND, MUST HAVE MINIMUM O.D. RANGE NOTED | FORD FC202 (25.60-26.50) SMITH BLAIR 317-00258014-000 |  | EA | 3 |  | 0
FASAA020 | Full Service | BOLT, EYE 3/4" - OFFSET, NATIONAL COURSE THREAD, 4-1/2" LONG, BOLT MUST MEET ASTM A-242 SPECIFICATIONS FOR MATERIALS, HIGH STRENGTH, CORROSION RESISTANT, 839 BLACK ROLLED STEEL MINIMUM. 50 EACH PER BOX. | Per Description |  | EA | 731 |  | 0
FASCC045 | Full Service | LUG, TIE (DUC), DUCTILE - USED WITH TIE RODS TO RESTRAIN MJ FITTINGS, LUGS MUST ACCEPT 3/4" ALL-THREAD ROD. 72,000 LB. TENSILE STRENGTH (MIN.), 50,000 LB. YIELD STRENGTH (MIN.), APPROVED MANUF. ONLY, *** NO SUBSTITUE*** | ASTRAL CORPORATION S14 ROMAC INDUSTRIES DUCTILE LUG |  | EA | 804 |  | 0
FASCC500 | Priority Two - Inventory | NUT, HEX, 5/8"-11, ZINC PLATED | Per Description |  | EA | 29 |  | 0
FASCC600 | Priority Two - Inventory | NUT, HEX HEAD 3/4", PLAIN, NATIONAL COURSE THREAD (BLACK) | Per Description |  | EA | 170 |  | 0
FASCC700 | Full Service | NUT, HEX HEAD - 3/4"-10, STANDARD GRADE, HEAVY PATTERN, NATIONAL COURSE THREAD (50 OR 100 PER BOX OR BAG) | Per Description |  | EA | 1500 |  | 0
FASCC910 | Full Service | WASHER, FLAT 3/4", ROUND CUT, 1/8" THICK 2" OUTSIDE DIAMETER, USS ZINC PLATED | Per Description |  | EA | 990 |  | 0
FASCC921 | Priority Two - Inventory | WASHER, FLAT, 4" X 4" SQUARE, 1/8" THICK CARBON STEEL WITH 7/8" CENTER HOLE | Per Description |  | EA | 33 |  | 0
FTGAA005 | Priority Two - Inventory | FLANGE, ADAPTER 3", FOR USE WITH DUCTILE IRON PIPE, TO BE SUPPLIED WITH GASKET. | Per Description |  | EA | 2 |  | 0
FTGAA015 | Priority Two - Inventory | FLANGE, ADAPTER 8", FOR USE WITH DUCTILE IRON PIPE, TO BE SUPPLIED WITH GASKET. | Per Description |  | EA | 1 |  | 0
FTGAA200 | Priority Two - Inventory | FLANGE, ADAPTER, 4", FOR USE WITH CAST OR DUCTILE IRON PIPE, TO BE SUPPLIED WITH GASKET. | Per Description |  | EA | 2 |  | 0
FTGAA300 | Priority Two - Inventory | UNIFLANGE, FLANGE, ADAPTER, 6", FOR USE WITH CAST OR DUCTILE IRON PIPE, TO BE SUPPLIED WITH GASKET | UNIFLANGE 200C OR 400C |  | EA | 1 |  | 0
FTGAE030 | Priority Two - Inventory | ADAPTER, BRASS - 2-1/2" FEMALE NATIONAL STANDARD THREAD (FNST) X 2" FEMALE IRON PIPE THREAD (FIPT), RIGID HEXAGON (FIPT 2") X SWIVEL CONNECTION (FNST - 2-1/2") | DESANNO 73 DIXON RSF25F20T SEALFAST K35R25NST2NPT |  | EA | 94 |  | 0
FTGAE040 | Priority Two - Inventory | ADAPTER, BRASS - 2-1/2" MALE NATIONAL STANDARD THREAD (MNST) X 2" FEMALE IRON PIPE THREAD (FIPT). | MOON 356 POWHATTAN U.F.S. 15216-2 |  | EA | 15 |  | 0
FTGAE050 | Priority Two - Inventory | ADAPTER, BRASS - 2-1/2" FEMALE NATIONAL STANDARD THREAD (FNST) X 2" MALE IRON PIPE THREAD (MIPT), SWIVEL CONNECTION (FNST-2-1/2") X RIGID HEXAGON (MIPT-2") | DESANNO 72 DIXON SM25F20T |  | EA | 8 |  | 0
FTGAE115 | Priority Two - Inventory | ADAPTER, BULL HEAD SERVICE 2" FIP INLET: (4) FOUR 1" FIP OUTLETS: | FORD Y11-474-NL |  | EA | 9 |  | 0
FTGAE200 | Priority Two - Inventory | BUSHING, NO LEAD BRASS - 1"CC X 3/4"CC THREAD, BUSHING TO BE USED IN SERVICE SADDLES TO REDUCE DOWN SIZE OF THREAD. | FORD BBAA-43-NL |  | EA | 45 |  | 0
FTGAE250 | Priority Two - Inventory | BUSHING, BRASS - 1-1/2"CC X 1"CC THREAD, BUSHING TO BE USED IN SERVICE SADDLES TO REDUCE DOWN SIZE OF THREAD. | FORD BBAA64 |  | EA | 30 |  | 0
FTGAE300 | Priority Two - Inventory | BUSHING, NO LEAD BRASS - 2"CC X 1-1/2"CC THREAD, BUSHING TO BE USED IN SERVICE SADDLES TO REDUCE DOWN SIZE OF THREAD. FORD OR EQUAL | FORD BBAA-76-NL |  | EA | 12 |  | 0
FTGAE510 | Priority Two - Inventory | BUSHING, PIPE - BRASS, 1/4"MIPT X 1/8" FIPT. | BARNETT BRASS 110-4-20 |  | EA | 3 |  | 0
FTGAE530 | Priority Two - Inventory | BUSHING, PIPE - BRASS, 3/8"MIPT X 1/4" FIPT. | Per Description |  | EA | 5 |  | 0
FTGAE540 | Priority Two - Inventory | BUSHING, PIPE - BRASS, 1/2"MIPT X 1/4" FIPT. | Per Description |  | EA | 12 |  | 0
FTGAE550 | Priority Two - Inventory | BUSHING, PIPE - BRASS, 1/2"MIPT X 3/8" FIPT | Per Description |  | EA | 6 |  | 0
FTGAE560 | Priority Two - Inventory | BUSHING, PIPE - BRASS, 3/4" X 1/4". | Per Description |  | EA | 30 |  | 0
FTGAE570 | Priority Two - Inventory | BUSHING, PIPE - BRASS 3/4" X 3/8". | Per Description |  | EA | 17 |  | 0
FTGAE580 | Priority One - Inventory | BUSHING, PIPE-NO LEAD BRASS, 3/4"MIPT X 1/2"FIPT | MERIT BRASS XNL114 3/4"x1/2" |  | EA | 892 |  | 0
FTGAE590 | Priority One - Inventory | BUSHING, PIPE - NO LEAD BRASS 1"MIPT X 1/2"FIPT. | MERIT BRASS XNL114 1"x1/2" |  | EA | 270 |  | 0
FTGAE600 | Priority One - Inventory | BUSHING, PIPE - NO LEAD BRASS 1"MIPT X 3/4"FIPT. | MERIT BRASS XNL114 1"x3/4" |  | EA | 1190 |  | 0
FTGAE606 | Priority Two - Inventory | BUSHING, PIPE - NO LEAD BRASS 1-1/2" X 3/4". | MERIT BRASS XNL114 1-1/2"x3/4" |  | EA | 30 |  | 0
FTGAE610 | Priority Two - Inventory | BUSHING, METER-NO LEAD BRASS, 2" (MALE) X 1-1/2" (FEMALE), THREADED MALE SIDE TO HAVE A MACHINED SEAT FOR METER INSTALLATION. **** METER BUSHINGS ONLY ---- STANDARD BUSHINGS ARE NOT ACCEPTABLE **** | GRAND HAVEN BRASS 2008 |  | EA | 110 |  | 0
FTGAE620 | Priority Two - Inventory | BUSHING, METER - NO LEAD BRASS, 2-1/2" (MALE) X 2" (FEMALE), THREADED MALE SIDE TO HAVE A MACHINED SEAT FOR METER INSTALLATION. **** METER BUSHINGS ONLY ---- STANDARD BUSHINGS ARE NOT ACCEPTABLE **** | BBIM-77-NL |  | EA | 39 |  | 0
FTGAJ040 | Priority Two - Inventory | COUPLING BRASS 1/2" | Per Description |  | EA | 12 |  | 0
FTGAJ050 | Priority One - Inventory | COUPLING, PIPE - NO LEAD BRASS, 3/4". | MERIT BRASS XNL111 3/4" |  | EA | 482 |  | 0
FTGAJ650 | Priority Two - Inventory | ELL, PIPE - NO LEAD BRASS, 45 DEGREE, 3/4". | MERIT BRASS XNL102 3/4" |  | EA | 39 |  | 0
FTGAJ720 | Priority Two - Inventory | ELL, PIPE - BRASS, 90 DEGREE, 1/4". | Per Description |  | EA | 12 |  | 0
FTGAJ756 | Priority One - Inventory | ELL, PIPE - NO LEAD BRASS, 90 DEGREE, 3/4". | MERIT BRASS XNL101 3/4" |  | EA | 257 |  | 0
FTGAJ782 | Priority Two - Inventory | ELL, PIPE - NO LEAD BRASS, 90 DEGREE, 1-1/2". | MERIT BRASS XNL101 1-1/2" |  | EA | 97 |  | 0
FTGAJ797 | Priority One - Inventory | ELL, PIPE - NO LEAD BRASS, 90 DEGREE, 2". | MERIT BRASS XNL101 2" |  | EA | 240 |  | 0
FTGAJ920 | Priority Two - Inventory | ELL, PIPE - BRASS,STREET,90 DEGREE, 1/4" | Per Description |  | EA | 6 |  | 0
FTGAJ950 | Priority Two - Inventory | ELL, PIPE - BRASS, STREET,90 DEGREE,3/4" | Per Description |  | EA | 130 |  | 0
FTGAL086 | Priority Two - Inventory | NIPPLE, PIPE - NO-LEAD BRASS, 1/4" X CLOSE. | Per Description |  | EA | 10 |  | 0
FTGAL098 | Priority Two - Inventory | NIPPLE, PIPE - NO-LEAD BRASS, 1/4" X 2". | Per Description |  | EA | 8 |  | 0
FTGAL100 | Priority Two - Inventory | NIPPLE, PIPE - NO-LEAD BRASS, 1/4" X 3". | Per Description |  | EA | 12 |  | 0
FTGAL130 | Priority Two - Inventory | NIPPLE, PIPE - NO-LEAD BRASS, 1/4" X 6". | Per Description |  | EA | 4 |  | 0
FTGAL210 | Priority Two - Inventory | NIPPLE, PIPE - NO-LEAD BRASS, 3/8" X CLOSE. | Per Description |  | EA | 4 |  | 0
FTGAL220 | Priority Two - Inventory | NIPPLE, PIPE - NO-LEAD BRASS, 3/8" X 2". | Per Description |  | EA | 2 |  | 0
FTGAL270 | Priority Two - Inventory | NIPPLE, PIPE - NO-LEAD BRASS, 3/8" X 8". | Per Description |  | EA | 2 |  | 0
FTGAL310 | Priority Two - Inventory | NIPPLE, PIPE - NO-LEAD BRASS, 1/2" X CLOSE. | Per Description |  | EA | 37 |  | 0
FTGAL320 | Priority Two - Inventory | NIPPLE, PIPE - NO-LEAD BRASS, 1/2" X 3". | Per Description |  | EA | 52 |  | 0
FTGAL330 | Priority Two - Inventory | NIPPLE, PIPE - NO-LEAD BRASS, 1/2" X 4". | Per Description |  | EA | 1 |  | 0
FTGAL350 | Priority Two - Inventory | NIPPLE, PIPE - NO-LEAD BRASS, 1/2" X 6". | Per Description |  | EA | 11 |  | 0
FTGAL410 | Priority One - Inventory | NIPPLE, PIPE - NO-LEAD BRASS, 3/4" X CLOSE. | Per Description |  | EA | 618 |  | 0
FTGAL420 | Priority One - Inventory | NIPPLE, PIPE - NO-LEAD BRASS, 3/4" X 3". | Per Description |  | EA | 690 |  | 0
FTGAL430 | Priority Two - Inventory | NIPPLE, PIPE - NO-LEAD BRASS, 3/4" X 5". | Per Description |  | EA | 71 |  | 0
FTGAL440 | Priority One - Inventory | NIPPLE, PIPE - NO-LEAD BRASS, 3/4" X 6". | Per Description |  | EA | 249 |  | 0
FTGAL450 | Priority Two - Inventory | NIPPLE, PIPE - NO-LEAD BRASS, 3/4" X 10". | Per Description |  | EA | 78 |  | 0
FTGAL510 | Priority One - Inventory | NIPPLE, PIPE - NO-LEAD BRASS, 1" X CLOSE. | Per Description |  | EA | 458 |  | 0
FTGAL523 | Priority One - Inventory | NIPPLE, PIPE - NO-LEAD BRASS, 1" X 3". | Per Description |  | EA | 507 |  | 0
FTGAL610 | Priority One - Inventory | NIPPLE, PIPE - NO-LEAD BRASS, 1-1/2" X CLOSE. | Per Description |  | EA | 580 |  | 0
FTGAL617 | Priority Two - Inventory | NIPPLE, PIPE - NO-LEAD BRASS, 1-1/2" X 3". | Per Description |  | EA | 116 |  | 0
FTGAL620 | Priority Two - Inventory | NIPPLE, PIPE - NO-LEAD BRASS, 1-1/2" X 4". | Per Description |  | EA | 73 |  | 0
FTGAL639 | Priority One - Inventory | NIPPLE, PIPE - NO-LEAD BRASS, 1-1/2" X 6". | Per Description |  | EA | 202 |  | 0
FTGAL710 | Priority One - Inventory | NIPPLE, PIPE - NO-LEAD BRASS 2" X CLOSE. | Per Description |  | EA | 670 |  | 0
FTGAL720 | Priority One - Inventory | NIPPLE, PIPE - NO-LEAD BRASS, 2" X 4". | Per Description |  | EA | 235 |  | 0
FTGAL730 | Priority One - Inventory | NIPPLE, PIPE - NO-LEAD BRASS, 2" X 6". | Per Description |  | EA | 370 |  | 0
FTGAL740 | Priority One - Inventory | NIPPLE, PIPE - NO-LEAD BRASS, 2" X 12". | Per Description |  | EA | 222 |  | 0
FTGAN510 | Priority Two - Inventory | PLUG, PIPE - BRASS, 1/8". | Per Description |  | EA | 18 |  | 0
FTGAN520 | Priority Two - Inventory | PLUG, PIPE - BRASS, 1/4". | Per Description |  | EA | 52 |  | 0
FTGAN530 | Priority Two - Inventory | PLUG, PIPE - BRASS, 3/8". | Per Description |  | EA | 18 |  | 0
FTGAN540 | Priority Two - Inventory | PLUG, PIPE - BRASS, 1/2". | Per Description |  | EA | 28 |  | 0
FTGAN550 | Priority Two - Inventory | PLUG, PIPE - BRASS, 3/4". | Per Description |  | EA | 39 |  | 0
FTGAN560 | Priority Two - Inventory | PLUG, PIPE - BRASS, 1-1/2". | Per Description |  | EA | 3 |  | 0
FTGAN630 | Priority Two - Inventory | PLUG, MUELLER - BRASS, 1". | Per Description |  | EA | 3 |  | 0
FTGAN660 | Priority Two - Inventory | PLUG, MUELLER - BRASS, 2". | Per Description |  | EA | 11 |  | 0
FTGAR020 | Priority Two - Inventory | TEE, PIPE - NO-LEAD BRASS, 1/4" X 1/4" X 1/4". | Per Description |  | EA | 2 |  | 0
FTGAR050 | Priority Two - Inventory | TEE, PIPE - NO-LEAD BRASS, 3/4" X 3/4" X 3/4". | Per Description |  | EA | 35 |  | 0
FTGAR070 | Priority One - Inventory | TEE, PIPE - NO-LEAD BRASS,1" X 1" X 1" CTS | FORD T444-444 |  | EA | 475 |  | 0
FTGAT120 | Full Service | BEND, DUCTILE IRON, 6", 11-1/4 DEGREE, MECHANICAL JOINT.(TO BE SUPPLIED WITHOUT ACCESSORIES). | Per Description |  | EA | 7 |  | 0
FTGAT130 | Full Service | BEND, DUCTILE IRON, 8", 11-1/4 DEGREE, MECHANICAL JOINT.(TO BE SUPPLIED WITHOUT ACCESSORIES). | Per Description |  | EA | 6 |  | 0
FTGAT150 | Full Service | BEND, DUCTILE IRON, 12", 11-1/4 DEGREE, MECHANICAL JOINT.(TO BE SUPPLIED WITHOUT ACCESSORIES). | Per Description |  | EA | 3 |  | 0
FTGAT220 | Full Service | BEND, DUCTILE IRON, 6", 22-1/2 DEGREE, MECHANICAL JOINT. (TO BE SUPPLIED WITHOUT ACCESSORIES). | Per Description |  | EA | 11 |  | 0
FTGAT230 | Full Service | BEND, DUCTILE IRON, 8", 22-1/2 DEGREE, MECHANICAL JOINT.(TO BE SUPPLIED WITHOUT ACCESSORIES). | Per Description |  | EA | 6 |  | 0
FTGAT260 | Full Service | BEND, DUCTILE IRON, 14", 22-1/2 DEGREE, MECHANICAL JOINT, EPOXYLINED TO BE SUPPLIED WITHOUT ACCESSORIES | Per Description |  | EA | 1 |  | 0
FTGAT310 | Full Service | BEND, DUCTILE IRON, 4", 45 DEGREE, MECHANICAL JOINT.(TO BE SUPPLIED WITHOUT ACCESSORIES). | Per Description |  | EA | 13 |  | 0
FTGAT320 | Full Service | BEND, DUCTILE IRON, 6", 45 DEGREE, MECHANICAL JOINT.(TO BE SUPPLIED WITHOUT ACCESSORIES). | Per Description |  | EA | 52 |  | 0
FTGAT330 | Full Service | BEND, DUCTILE IRON, 8", 45 DEGREE, MECHANCIAL JOINT, WITHOUT ACCESSORIES. | Per Description |  | EA | 54 |  | 0
FTGAT350 | Full Service | BEND, DUCTILE IRON, 12", 45 DEGREE, MECHANICAL JOINT,WITHOUT ACCESSORIES. | Per Description |  | EA | 11 |  | 0
FTGAT360 | Priority Two - Inventory | BEND, DUCTILE IRON, 14", 45 DEGREE, MECHANICAL JOINT, EPOXYLINED, WITHOUT ACCESSORIES | Per Description |  | EA | 1 |  | 0
FTGAT395 | Priority Two - Inventory | BEND, DUCTILE IRON, 3", 90 DEGREE, MECHANICAL JOINT.(TO BE SUPPLIED WITHOUT ACCESSORIES). | Per Description |  | EA | 32 |  | 0
FTGAT400 | Priority Two - Inventory | BEND, DUCTILE IRON, 3", 90 DEGREE, FLANGED. | STAR PIPE PRODUCTS ORDER BY DESCRIPTION TYLER PIPE ORDER BY DESCRIPTION U.S. PIPE ORDER BY DESCRIPTION |  | EA | 89 |  | 0
FTGAT410 | Full Service | BEND, DUCTILE IRON, 4", 90 DEGREE, MECHANICAL JOINT.(TO BE SUPPLIED WITHOUT ACCESSORIES). | Per Description |  | EA | 42 |  | 0
FTGAT415 | Full Service | BEND, DUCTILE IRON, 4", 90 DEGREE, FLANGED. | STAR PIPE PRODUCTS ORDER BY DESCRIPTION TYLER PIPE ORDER BY DESCRIPTION U.S. PIPE ORDER BY DESCRIPTION |  | EA | 54 |  | 0
FTGAT420 | Full Service | BEND, DUCTILE IRON, 6", 90 DEGREE, MECHANICAL JOINT.(TO BE SUPPLIED WITHOUT ACCESSORIES). | Per Description |  | EA | 95 |  | 0
FTGAT425 | Full Service | BEND, DUCTILE IRON, 6", 90 DEGREE, FLANGED. | Per Description |  | EA | 29 |  | 0
FTGAT430 | Full Service | BEND, DUCTILE IRON, 8", 90 DEGREE, MECHANICAL JOINT.(TO BE SUPPLIED WITHOUT ACCESSORIES). | Per Description |  | EA | 45 |  | 0
FTGAT435 | Full Service | BEND, DUCTILE IRON, 8", 90 DEGREE, FLANGED. | Per Description |  | EA | 26 |  | 0
FTGAT440 | Full Service | BEND, DUCTILE IRON, 10", 90 DEGREE, MECHANICAL JOINT.(TO BE SUPPLIED WITHOUT ACCESSORIES). | Per Description |  | EA | 3 |  | 0
FTGAT445 | Full Service | BEND, DUCTILE IRON, 10", 90 DEGREE, FLANGED. | Per Description |  | EA | 5 |  | 0
FTGAT450 | Full Service | BEND, DUCTILE IRON, 12", 90 DEGREE, MECHANICAL JOINT (TO BE SUPPLIED WITHOUT ACCESSORIES). | Per Description |  | EA | 24 |  | 0
FTGAT604 | Priority Two - Inventory | BEND, DUCTILE IRON, 8", 22-1/2 DEGREE, MECHANICAL JOINT, 40-MIL EPOXYLINED, WITHOUT ACCESSORIES. | Per Description |  | EA | 4 |  | 0
FTGAT630 | Priority Two - Inventory | BEND, DUCTILE IRON, 4", 45 DEGREE, MECHANICAL JOINT, 40-MIL EPOXYLINED, WITHOUT ACCESSORIES. | Per Description |  | EA | 11 |  | 0
FTGAT632 | Priority Two - Inventory | BEND, DUCTILE IRON, 6", 45 DEGREE, MECHANICAL JOINT, 40-MIL EPOXYLINED, WITHOUT ACCESSORIES | Per Description |  | EA | 14 |  | 0
FTGAT634 | Priority Two - Inventory | BEND, DUCTILE IRON, 8", 45 DEGREE, MECHANICAL JOINT, 40-MIL EPOXYLINED, WITHOUT ACCESSORIES. | Per Description |  | EA | 7 |  | 0
FTGAT636 | Priority Two - Inventory | BEND, DUCTILE IRON, 10", 45 DEGREE, MECHANICAL JOINT, 40-MIL EPOXYLINED, WITHOUT ACCESSORIES. | Per Description |  | EA | 1 |  | 0
FTGAT638 | Priority Two - Inventory | BEND, DUCTILE IRON, 12", 45 DEGREE, MECHANICAL JOINT, 40-MIL EPOXYLINED,WITHOUT ACCESSORIES | Per Description |  | EA | 6 |  | 0
FTGAT662 | Priority Two - Inventory | BEND, DUCTILE IRON, 6", 90 DEGREE, MECHANICAL JOINT, 40-MIL EPOXYLINED, WITHOUT ACCESSORIES. | Per Description |  | EA | 7 |  | 0
FTGAT668 | Priority Two - Inventory | BEND, DUCTILE IRON, 12", 90 DEGREE, MECHANICAL JOINT, 40-MIL EPOXYLINED, WITHOUT ACCESSORIES. | Per Description |  | EA | 1 |  | 0
FTGAT772 | Priority Two - Inventory | BEND, DUCTILE IRON, 14", 90 DEGREE, MECHANICAL JOINT, 40-MIL EPOXYLINED, WITHOUT ACCESSORIES | Per Description |  | EA | 1 |  | 0
FTGAV020 | Full Service | CAP, DUCTILE IRON, 6", MECHANICAL JOINT. (TO BE SUPPLIED WITHOUT ACCESSORIES). | Per Description |  | EA | 5 |  | 0
FTGAV030 | Full Service | CAP, DUCTILE IRON, 8", MECHANICAL JOINT. (TO BE SUPPLIED WITHOUT ACCESSORIES). | Per Description |  | EA | 4 |  | 0
FTGBB262 | Priority Two - Inventory | FLANGE, THREADED,REDUCING, 7-1/2" FLANGE WITH A 2" THREADED TAP, 125 LB. CLASS, 4-HOLE, CAST/DUCTILE, MUST MEET ANSI AND ASTM. (FLANGE FOR 3" PIPE WITH A 2" THREADED TAP) | GRINNELL 1016 SMITH COOPER 17RT1020074 STOCKHAM VALVES AND FITTINGS 491 |  | EA | 1 |  | 0
FTGBB287 | Priority Two - Inventory | FLANGE, THREADED, REDUCING, 9" FLANGE WIAH A 2" THREADED TAP, 125 LB. CLASS, 8-HOLE, CAST/DUCTILE, MUST MEET ANSI & ASTM. (FLANGE FOR 4" PIPE WITH A 2" THREADED TAP) | SMITH-COOPER INTERNATIONAL 18RT1020090 STOCKHAM VALVES AND FITTINGS 491 |  | EA | 1 |  | 0
FTGBD030 | Full Service | OFFSET, DUCTILE IRON, MECHANICAL JOINT, 6", W/12" DROP, FULL BODY, WITHOUT ACCESSORIES. | Per Description |  | EA | 4 |  | 0
FTGBD040 | Full Service | OFFSET, DUCTILE IRON, MECHANICAL JOINT, 6", W/18" DROP, FULL BODY, WITHOUT ACCESSORIES. | Per Description |  | EA | 14 |  | 0
FTGBD050 | Full Service | OFFSET, DUCTILE IRON, MECHANICAL JOINT, 8", W/12" DROP, FULL BODY, WITHOUT ACCESSORIES. | Per Description |  | EA | 3 |  | 0
FTGBD060 | Full Service | OFFSET, CAST IRON, MECHANICAL JOINT, 8", W/18" DROP, FULL BODY, DUCTILE IRON, WITHOUT ACCESSORIES. | Per Description |  | EA | 4 |  | 0
FTGBD100 | Full Service | OFFSET, DUCTILE IRON, MECHANICAL JOINT, 12", W/18"DROP, FULL BODY, WITHOUT ACCESSORIES. | Per Description |  | EA | 12 |  | 0
FTGBF007 | Full Service | PLUG, DUCTILE IRON, 3" TAPPED 2", MJ. | Per Description |  | EA | 11 |  | 0
FTGBF010 | Full Service | PLUG, DUCTILE IRON, MECHANICAL JOINT, 4" WITHOUT ACCESSORIES. | Per Description |  | EA | 12 |  | 0
FTGBF030 | Full Service | PLUG, DUCTILE IRON, MECHANICAL JOINT, 4" TAPPED 2",WITHOUT ACCESSORIES. | Per Description |  | EA | 35 |  | 0
FTGBF040 | Full Service | PLUG, DUCTILE IRON, MECHANICAL JOINT, 6" WITHOUT ACCESSORIES. | Per Description |  | EA | 11 |  | 0
FTGBF070 | Full Service | PLUG, DUCTILE IRON, MECHANICAL JOINT, 6" TAPPED 2", WITHOUT ACCESSORIES. | Per Description |  | EA | 43 |  | 0
FTGBF080 | Full Service | PLUG, DUCTILE IRON, MECHANCIAL JOINT, 8" WITHOUT ACCESSORIES. | Per Description |  | EA | 10 |  | 0
FTGBF090 | Full Service | PLUG, DUCTILE IRON, MECHANICAL JOINT, 8" TAPPED 2", WITHOUT ACCESSORIES. | Per Description |  | EA | 19 |  | 0
FTGBF130 | Full Service | PLUG, DUCTILE IRON, MECHANICAL JOINT,10" TAPPED 2", WITHOUT ACCESSORIES. | Per Description |  | EA | 4 |  | 0
FTGBF160 | Full Service | PLUG, DUCTILE IRON, MECHANICAL JOINT,12" TAPPED 2". WITHOUT ACCESSORIES. | Per Description |  | EA | 3 |  | 0
FTGBH000 | Full Service | REDUCER, DUCTILE IRON, MECHANICAL JOINT, 4" X 3", WITHOUT ACCESSORIES. | Per Description |  | EA | 12 |  | 0
FTGBH010 | Full Service | REDUCER, DUCTILE IRON, MECHANICAL JOINT, 6" X 4", WITHOUT ACCESSORIES. | Per Description |  | EA | 8 |  | 0
FTGBH020 | Full Service | REDUCER, DUCTILE IRON, MECHANICAL JOINT, 8" X 4", WITHOUT ACCESSORIES. | Per Description |  | EA | 5 |  | 0
FTGBH030 | Full Service | REDUCER, DUCTILE IRON, MECHANICAL JOINT, 8" X 6", WITHOUT ACCESSORIES. | Per Description |  | EA | 10 |  | 0
FTGBH060 | Full Service | REDUCER, DUCTILE IRON, MECHANICAL JOINT, 10" X 8",WITHOUT ACCESSORIES. | Per Description |  | EA | 1 |  | 0
FTGBH070 | Priority Two - Inventory | REDUCER, DUCTILE IRON, MECHANICAL JOINT, 12" X 4", EXPOXYLINED, WITHOUT ACCESSORIES | Per Description |  | EA | 1 |  | 0
FTGBH075 | Priority Two - Inventory | REDUCER, DUCTILE IRON, MECHANICAL JOINT, 12" X 6", EXPOXYLINED, WITHOUT ACCESSORIES | Per Description |  | EA | 1 |  | 0
FTGBH085 | Priority Two - Inventory | REDUCER, DUCTILE IRON, MECHANICAL JOINT, 12" X 8", EXPOXYLINED, WITHOUT ACCESSORIES | Per Description |  | EA | 1 |  | 0
FTGBH095 | Priority Two - Inventory | REDUCER, DUCTILE IRON, MECHANICAL JOINT, 12" X 10", EXPOXYLINED, WITHOUT ACCESSORIES | Per Description |  | EA | 1 |  | 0
FTGBH100 | Full Service | REDUCER, DUCTILE IRON, MECHANICAL JOINT, 12" X 10", WITHOUT ACCESSORIES. | Per Description |  | EA | 1 |  | 0
FTGBH105 | Priority Two - Inventory | REDUCER, DUCTILE IRON, MECHANICAL JOINT, 14" X 12", EXPOXYLINED, WITHOUT ACCESSORIES | Per Description |  | EA | 1 |  | 0
FTGBH205 | Priority Two - Inventory | SPOOL, DUCTILE IRON, FLANGED X FLANGED, 8" X 3 FOOT. | Per Description |  | EA | 1 |  | 0
FTGBK003 | Full Service | SLEEVE, DUCTILE IRON, MECHANICAL JOINT, 3", SHORT PATTERN, WITHOUT ACCESSORIES DOMESTIC ORIGIN CASTINGS ONLY. UNION, TYLER, U.S. PIPE, OR EQUAL. | STAR PIPE PRODUCTS ORDER BY DESCRIPTION TYLER PIPE ORDER BY DESCRIPTION U.S. PIPE ORDER BY DESCRIPTION |  | EA | 28 |  | 0
FTGBK010 | Full Service | SLEEVE, DUCTILE IRON, MECHANICAL JOINT, 4", SHORT PATTERN, WITHOUT ACCESSORIES | STAR PIPE PRODUCTS ORDER BY DESCRIPTION TYLER PIPE ORDER BY DESCRIPTION U.S. PIPE ORDER BY DESCRIPTION |  | EA | 30 |  | 0
FTGBK015 | Full Service | SLEEVE, DUCTILE IRON, MECHANICAL JOINT, 4", 12 LONG PATTERN, WITHOUT ACCESSORIES. | STAR PIPE PRODUCTS Description TYLER PIPE Description US PIPE Description |  | EA | 3 |  | 0
FTGBK021 | Full Service | SLEEVE, DUCTILE IRON, 4", "GROUND DOWN". SHORT PATTERN, STANDARD MJ SLEEVE AND ONE (1) ACCESSORY PACK TO BE "GROUND DOWN" TO AN ID OF 5.25". THE OTHER END OF SLEEVE WILL REMAIN STANDARD. ** SHIP ASSEMBLED ** | STAR ORDER BY DESCRIPTION TYLER PIPE ORDER BY DESCRIPTION U.S. PIPE ORDER BY DESCRIPTION |  | EA | 3 |  | 0
FTGBK025 | Full Service | SLEEVE, DUCTILE IRON, 4", "GROUND DOWN". 12 LONG PATTERN, STANDARD MJ SLEEVE AND ONE (1) ACCESSORY | STAR PIPE PRODUCTS Description TYLER PIPE Description US PIPE Description |  | EA | 1 |  | 0
FTGBK030 | Full Service | SLEEVE, DUCTILE IRON, MECHANICAL JOINT, 6", SHORT PATTERN, WITHOUT ACCESSORIES. | STAR PIPE PRODUCTS ORDER BY DESCRIPTION TYLER PIPE ORDER BY DESCRIPTION U.S. PIPE ORDER BY DESCRIPTION |  | EA | 27 |  | 0
FTGBK035 | Full Service | SLEEVE, DUCTILE IRON, MECHANICAL JOINT, 6", 12 LONG PATTERN, WITHOUT ACCESSORIES. | STAR PIPE PRODUCTS Description TYLER PIPE Description US PIPE Description |  | EA | 10 |  | 0
FTGBK042 | Full Service | SLEEVE, DUCTILE IRON, 6","GROUND DOWN". 12 LONG PATTERN, STANDARD MJ NE (1) ACCESSORY | STAR PIPE PRODUCTS ORDER BY DESCRIPTION TYLER PIPE ORDER BY DESCRIPTION U.S. PIPE ORDER BY DESCRIPTION |  | EA | 7 |  | 0
FTGBK045 | Full Service | SLEEVE, 6" DUCTILE IRON, GROUND DOWN, SHORT PATTERN, STANDARD MJ SLEEVE AND (1) ACCESSORY PACK TO BE "GROUND DOWN" TO AN ID OF 7.40" ONE END OF A STANDARD SLEEVE AND THE OTHER END WILL REMAIN STANDARD. ** SHIP ASSEMBLED. ** | M & H 446753 STAR PIPE PRODUCTS ORDER BY DESCRIPTION TYLER PIPE ORDER BY DESCRIPTION U.S. PIPE ORDER BY DESCRIPTION |  | EA | 7 |  | 0
FTGBK050 | Full Service | SLEEVE, DUCTILE IRON, MECHANICAL JOINT, 8", SHORT PATTERN, WITHOUT ACCESSORIES. | STAR PIPE PRODUCTS ORDER BY DESCRIPTION TYLER PIPE ORDER BY DESCRIPTION U.S. PIPE ORDER BY DESCRIPTION |  | EA | 20 |  | 0
FTGBK052 | Full Service | SLEEVE, DUCTILE IRON, MECHANICAL JOINT, 8", 12 LONG PATTERN, WITHOUT ACCESSORIES | STAR PIPE PRODUCTS Description TYLER PIPE Description US PIPE Description |  | EA | 15 |  | 0
FTGBK061 | Full Service | SLEEVE, DUCTILE IRON, MECHANICAL JOINT, 10", 12" LONG PATTERN, WITHOUT ACCESSORIES. | STAR PIPE PRODUCTS ORDER BY DESCRIPTION TYLER PIPE ORDER BY DESCRIPTION U.S. PIPE ORDER BY DESCRIPTION |  | EA | 7 |  | 0
FTGBK071 | Full Service | SLEEVE, DUCTILE IRON, MECHANICAL JOINT, 12", 12 LONG PATTERN, WITHOUT ACCESSORIES. | STAR PIPE PRODUCTS ORDER BY DESCRIPTION TYLER PIPE ORDER BY DESCRIPTION U.S. PIPE ORDER BY DESCRIPTION |  | EA | 23 |  | 0
FTGBK075 | Full Service | SLEEVE, DUCTILE IRON, 12","GROUND DOWN". 12 LONG PATTERN, STANDARD MJ SLEEVE AND ONE (1) ACCESSORY PACK TO BE "GROUND DOWN" TO AN ID OF 13.70". THE OTHER END OF THE SLEEVE WILL REMAIN STANDARD. ** SHIP ASSEMBLED**. | STAR PIPE PRODUCTS ORDER BY DESCRIPTION TYLER PIPE ORDER BY DESCRIPTION U.S. PIPE ORDER BY DESCRIPTION |  | EA | 5 |  | 0
FTGBK085 | Full Service | SLEEVE, DUCTILE IRON, 14","GROUND DOWN". 15? LONG PATTERN, STANDARD MJ SLEEVE AND ONE (1) ACCESSORY | STAR PIPE PRODUCTS ORDER BY DESCRIPTION TYLER PIPE ORDER BY DESCRIPTION U.S. PIPE ORDER BY DESCRIPTION |  | EA | 1 |  | 0
FTGBK090 | Full Service | SLEEVE, DUCTILE IRON, MECHANICAL JOINT, 16", 15" LONG PATTERN, WITHOUT ACCESSORIES. | STAR PIPE PRODUCTS ORDER BY DESCRIPTION TYLER PIPE ORDER BY DESCRIPTION U.S. PIPE ORDER BY DESCRIPTION |  | EA | 17 |  | 0
FTGBK095 | Full Service | SLEEVE, DUCTILE IRON, 16","GROUND DOWN". 15? LONG PATTERN STANDARD MJ SLEEVE AND ONE (1) ACCESSORY | STAR PIPE PRODUCTS ORDER BY DESCRIPTION TYLER PIPE ORDER BY DESCRIPTION U.S. PIPE ORDER BY DESCRIPTION |  | EA | 1 |  | 0
FTGBK100 | Full Service | SLEEVE, CAST IRON, MECHANICAL JOINT, 18", 15" LONG PATTERN, WITHOUT ACCESSORIES. | STAR PIPE PRODUCTS ORDER BY DESCRIPTION TYLER PIPE ORDER BY DESCRIPTION U.S. PIPE ORDER BY DESCRIPTION |  | EA | 4 |  | 0
FTGBK110 | Full Service | SLEEVE, CAST IRON, MECHANICAL JOINT, 20", 15" LONG PATTERN, WITHOUT ACCESSORIES. | STAR PIPE PRODUCTS ORDER BY DESCRIPTION TYLER PIPE ORDER BY DESCRIPTION U.S. PIPE ORDER BY DESCRIPTION |  | EA | 8 |  | 0
FTGBK120 | Full Service | SLEEVE, DUCTILE IRON, 20","GROUND DOWN". 15? LONG PATTERN STANDARD MJ SLEEVE AND ONE (1) ACCESSORY | STAR PIPE PRODUCTS ORDER BY DESCRIPTION TYLER PIPE ORDER BY DESCRIPTION U.S. PIPE ORDER BY DESCRIPTION |  | EA | 1 |  | 0
FTGBK130 | Full Service | SLEEVE, CAST IRON, MECHANICAL JOINT, 24", 15" LONG PATTERN, WITHOUT ACCESSORIES. | STAR PIPE PRODUCTS ORDER BY DESCRIPTION TYLER PIPE ORDER BY DESCRIPTION U.S. PIPE ORDER BY DESCRIPTION |  | EA | 4 |  | 0
FTGBK308 | Full Service | INSTA-VALVE, 8", COMPLETE FITTING O.D RANGE 8.85-9.25 FOR CI,DI,AC, PVC -SS SLEEVE & NOZZLE CS FLANGE -HYDRA-STOP LBS. 192 | HYDRA-STOP 2108131000-250-CS |  | EA | 7 |  | 0
FTGBK312 | Full Service | INSTA-VALVE, 12", COMPLETE FITTING O.D RANGE 13.00-13.35 FOR CI,DI,AC, PVC -SS SLEEVE & NOZZLE CS FLANGE -HYDRA-STOP LBS. 430 | HYDRA-STOP 2212141100-250-CS |  | EA | 2 |  | 0
FTGBK530 | Full Service | SLEEVE, TAPPING, 6" X 4", ALL STAINLESS STEEL, FULL CIRCLE GASKET, SLEEVE MUST HAVE A MINIMUM O.D.RANGE OF 6.90 - 7.10, SLEEVE TO BE FURNISHED W/ ALL NECESSARY HARDWARE, SLEEVE TO BE SUPPLIED AS PER JEA SPECIFICATIONS | Per Description |  | EA | 3 |  | 0
FTGBK540 | Full Service | SLEEVE, TAPPING, 6" X 6", ALL STAINLESS STEEL, FULL CIRCLE GASKET, SLEEVE MUST HAVE A MINIMUM O.D. RANGE OF 6.90-7.10, SLEEVE TO BE FURNISHED W/ ALL NECESSARY HARDWARE - SLEEVE TO BE SUPPLIED AS PER SPECIFICATIONS | Per Description |  | EA | 4 |  | 0
FTGBK544 | Full Service | SLEEVE, TAPPING, 6" X 6", ALL STAINLESS STEEL, FULL CIRCLE GASKET, SLEEVE MUST HAVE A MINIMUM O.D.RANGE OF 7.10 - 7.30, SLEEVE TO BE FURNISHED W/ ALL NECESSARY HARDWARE - SLEEVE TO BE SUPPLIED AS PER PER SPECIFICATIONS | Per Description |  | EA | 2 |  | 0
FTGBK560 | Full Service | SLEEVE, TAPPING, 8" X 4", ALL STAINLESS STEEL, FULL CIRCLE GASKET, SLEEVE MUST HAVE A MINIMUM O.D.RANGE OF 9.05 - 9.35, SLEEVE TO BE FURNISHED W/ ALL NECESSARY HARDWARE - SLEEVE TO BE SUPPLIED AS PER PER SPECIFICATIONS | Per Description |  | EA | 3 |  | 0
FTGBK570 | Full Service | SLEEVE, TAPPING, 8" X 6", ALL STAINLESS STEEL, FULL CIRCLE GASKET, SLEEVE MUST HAVE A MINIMUM O.D.RANGE OF 9.05 - 9.35, SLEEVE TO BE FURNISHED W/ ALL NECESSARY HARDWARE - SLEEVE TO BE SUPPLIED AS PER SPECIFICATIONS | Per Description |  | EA | 8 |  | 0
FTGBK580 | Full Service | SLEEVE, TAPPING, 8" X 8", ALL STAINLESS STEEL, FULL CIRCLE GASKET, SLEEVE MUST HAVE A MINIMUM O.D.RANGE OF 9.05 - 9.35 SLEEVE TO BE FURNISHED W/ ALL NECESSARY HARDWARE - SLEEVE TO BE SUPPLIED AS PER SPECIFICATIONS | Per Description |  | EA | 5 |  | 0
FTGBK600 | Full Service | SLEEVE, TAPPING, 10" X 4", ALL STAINLESS STEEL, FULL CIRCLE GASKET, SLEEVE MUST HAVE A MINIMUM O.D.RANGE OF 11.10-11.40, SLEEVE TO BE FURNISHED W/ ALL NECESSARY HARDWARE - SLEEVE TO BE SUPPLIED AS PER SPECIFICATIONS | Per Description |  | EA | 2 |  | 0
FTGBK670 | Full Service | SLEEVE, TAPPING, 12" X 8", ALL STAINLESS STEEL, FULL CIRCLE GASKET, SLEEVE MUST HAVE A MINIMUM O.D.RANGE OF 13.16-13.50, SLEEVE TO BE FURNISHED W/ ALL NECESSARY HARDWARE - SLEEVE TO BE SUPPLIED AS PER SPECIFICATIONS | Per Description |  | EA | 3 |  | 0
FTGBK710 | Full Service | SLEEVE, TAPPING, 16" X 4", ALL STAINLESS STEEL, FULL CIRCLE GASKET, SLEEVE MUST HAVE A MINIMUM O.D.RANGE OF 17.40-17.80, SLEEVE TO BE FURNISHED W/ ALL NECESSARY HARDWARE - SLEEVE TO BE SUPPLIED AS PER PER SPECIFICATIONS | FORD FTSS178004 |  | EA | 3 |  | 0
FTGBK720 | Full Service | SLEEVE, TAPPING, 16" X 6", ALL STAINLESS STEEL, FULL CIRCLE GASKET, SLEEVE MUST HAVE A MINIMUM O.D.RANGE OF 17.40-17.80 SLEEVE TO BE FURNISHED W/ ALL NECESSARY HARDWARE - SLEEVE TO BE SUPPLIED AS PER SPECIFICATIONS | FORD FTSS178006 |  | EA | 2 |  | 0
FTGBK760 | Full Service | SLEEVE, TAPPING, 20" X 4", ALL STAINLESS STEEL, FULL CIRCLE GASKET, SLEEVE MUST HAVE A MINIMUM O.D.RANGE OF 21.40-21.80, SLEEVE TO BE FURNISHED W/ ALL NECESSARY HARDWARE - SLEEVE TO BE SUPPLIED AS PER SPECIFICATIONS | Per Description |  | EA | 2 |  | 0
FTGBK770 | Full Service | SLEEVE, TAPPING, 20" X 6", ALL STAINLESS STEEL, FULL CIRCLE GASKET, SLEEVE MUST HAVE A MINIMUM O.D.RANGE OF 21.40-21.80, SLEEVE TO BE FURNISHED W/ ALL NECESSARY HARDWARE - SLEEVE TO BE SUPPLIED AS PER SPECIFICATIONS | Per Description |  | EA | 1 |  | 0
FTGBM000 | Full Service | TEE, DUCTILE IRON, MECHANICAL JOINT, 3" X 3" X 3",WITHOUT ACCESSORIES. | Per Description |  | EA | 1 |  | 0
FTGBM010 | Full Service | TEE, DUCTILE IRON, MECHANICAL JOINT, 4" X 4" X 4",WITHOUT ACCESSORIES, | Per Description |  | EA | 4 |  | 0
FTGBM030 | Full Service | TEE, DUCTILE IRON, MECHANICAL JOINT, 6" X 6" X 4",WITHOUT ACCESSORIES. | Per Description |  | EA | 12 |  | 0
FTGBM040 | Full Service | TEE, DUCTILE IRON, MECHANICAL JOINT, 6" X 6" X 6",WITHOUT ACCESSORIES. | Per Description |  | EA | 26 |  | 0
FTGBM060 | Full Service | TEE, DUCTILE IRON, MECHANICAL JOINT, 8" X 8 X 4", WITHOUT ACCESSORIES. | Per Description |  | EA | 6 |  | 0
FTGBM070 | Full Service | TEE, DUCTILE IRON, MECHANICAL JOINT, 8" X 8" X 6", WITHOUT ACCESSORIES. | Per Description |  | EA | 30 |  | 0
FTGBM080 | Full Service | TEE, DUCTILE IRON, MECHANICAL JOINT, 8" X 8" X 8",WITHOUT ACCESSORIES. | Per Description |  | EA | 19 |  | 0
FTGBM140 | Full Service | TEE, DUCTILE IRON, MECHANICAL JOINT, 12" X 12" X 6",WITHOUT ACCESSORIES. | Per Description |  | EA | 16 |  | 0
FTGBM530 | Full Service | TEE, DUCTILE IRON, 3" X 3" X 3", FLANGED | STAR PIPE PRODUCTS ORDER BY DESCRIPTION TYLER PIPE ORDER BY DESCRIPTION U.S. PIPE ORDER BY DESCRIPTION |  | EA | 82 |  | 0
FTGBM535 | Full Service | TEE, DUCTILE IRON, 4" X 4" X 4", FLANGED | STAR PIPE PRODUCTS ORDER BY DESCRIPTION TYLER PIPE ORDER BY DESCRIPTION U.S. PIPE ORDER BY DESCRIPTION |  | EA | 37 |  | 0
FTGBM540 | Full Service | TEE, DUCTILE IRON, 6" X 6" X 6", FLANGED | Per Description |  | EA | 22 |  | 0
FTGBM545 | Full Service | TEE, DUCTILE IRON, 8" X 8" X 8", FLANGED | Per Description |  | EA | 16 |  | 0
FTGBM550 | Full Service | TEE, DUCTILE IRON, 10" X 10" X 10", FLANGED | Per Description |  | EA | 8 |  | 0
FTGBM600 | Priority Two - Inventory | TEE, DUCTILE IRON, MECHANICAL JOINT, 4" X 4" X 4", 40-MIL EPOXYLINED, WITHOUT ACCESSORIES | Per Description |  | EA | 1 |  | 0
FTGBQ100 | Priority One - Inventory | GASKET, SEWER SADDLE 6.30-6.66 UNIVERSAL GASKET FOR ROMAC STYLE CB SEWER SADDLE (GASKET FOR USE WITH A SDR 35 LATERAL), OR EQUAL. | FORD FSS-GASKET-6-S ROMAC INDUSTRIES CB-6.30-6.66 |  | EA | 306 |  | 0
FTGBQ300 | Priority Two - Inventory | CASTING SADDLE (BODY) FOR ROMAC SEWER SADDLE- BODY ONLY | FORD FSS-SADDLE-4 ROMAC INDUSTRIES CB-4.63 |  | EA | 8 |  | 0
FTGBQ500 | Priority One - Inventory | CASTING SADDLE (BODY) - BODY ONLY | FORD FSS-SADDLE-6 ROMAC INDUSTRIES CB-6.66-6.90 |  | EA | 309 |  | 0
FTGBQ800 | Priority One - Inventory | STRAP, SEWER SADDLE, 48", FOR SEWER SADDLE | FORD FSS-BAND-1440 ROMAC INDUSTRIES CB-S48 |  | EA | 342 |  | 0
FTGBQ900 | Priority Two - Inventory | STRAP, SEWER SADDLE, 96", FOR SEWER SADDLE | FORD FSS-BAND-2580 ROMAC INDUSTRIES CB-S96 |  | EA | 5 |  | 0
FTGBU310 | Priority Two - Inventory | NO LEAD COUPLING, ADAPTER - 3/4", CORPORATION STOP, OLD STYLE, 1/8 BEND, WIPED LEAD FEMALE THREAD (WITH SEAT) X CTS COMPRESSION. FORD OR EQUAL | FORD LA104-33G |  | EA | 5 |  | 0
FTGBU320 | Priority Two - Inventory | NO LEAD COUPLING, ADAPTER - 1", CORPORATION STOP OLD STYLE, 1/8 BEND, (#LA104-44G), WIPED LEAD FEMALE THREAD (WITH SEAT) X CTS COMPRESSION. | FORD LA104-44G-NL |  | EA | 3 |  | 0
FTGBU390 | Priority Two - Inventory | NO LEAD COUPLING, ADAPTER - STRAIGHT, 1/2" INTERNAL COUPLING THREAD X 3/4" COPPER TUBE NUT. COUPLING THREAD TO HAVE SEAT (INCLUDES GASKET). | FORD C102-13-NL |  | EA | 2 |  | 0
FTGBU400 | Priority Two - Inventory | NO LEAD COUPLING, ADAPTER,CORPORATION STOP,3/4", (#C104-33G) OLD STYLE, STRAIGHT, WIPED LEAD FEMALE THREAD (WITH SEAT) X CTS COMPRESSION. | FORD C104-33-G-NL |  | EA | 4 |  | 0
FTGBU404 | Priority Two - Inventory | COUPLING, ADAPTER, CORPORATION STOP, 1", (#C104-44G) OLD STYLE, STRAIGHT, WIPED LEAD FEMALE THREAD (WITH SEAT) X CTS COMPRESSION. | FORD C104-44G |  | EA | 8 |  | 0
FTGBU410 | Priority Two - Inventory | NO LEAD COUPLING, ADAPTER 1", STRAIGHT, FEMALE IRON PIPE THREAD (#C14-44G) X CTS COMPRESSION. FORD, OR EQUAL. | FORD C14-44G |  | EA | 9 |  | 0
FTGBW120 | Priority Two - Inventory | NO LEAD COUPLING, CORPORATION STOP, 1", 1/8 BEND INLET: FEMALE COPPER TUBE NUT THREAD, OUTLET: COPPER TUBE NUT. | FORD LA21-44 MUELLER 15063 |  | EA | 7 |  | 0
FTGBY010 | Priority Two - Inventory | COUPLING, BOLTED - 1/2", FOR GALVANIZED PIPE (.840OD), STEEL CONSTRUCTION, BOLT SIZE = 7/16" DIAMETER X 6-5/8" LENGTH, SLEEVE LENGTH 3 1/2", 1500 PSI MINIMUM WORKING PRESSURE. | DRESSER INDUSTRIES, INC. 38 W/ARMORED GASKET SMITH BLAIR 411-00008401-015 |  | EA | 32 |  | 0
FTGBY020 | Priority Two - Inventory | COUPLING, BOLTED - 3/4", FOR GALVANIZED PIPE (1.050 OD), STEEL CONSTRUCTION, BOLT SIZE =7/16" DIAMETER X 6-5/8"LENGTH COUPLING LENGTH 4-1/2", 1500 PSI MINIMUM WORKING PRESSURE, DRESSER STYLE 38 W/ ARMORED GASKET | DRESSER INDUSTRIES 0038-0003-013 SMITH BLAIR 411-00010501-015 |  | EA | 70 |  | 0
FTGBY030 | Priority Two - Inventory | COUPLING,BOLTED - 1",FOR GALVANIZED PIPE (1.315 OD), STEEL CONSTRUCTION, BOLT SIZE = 1/2" DIAMETER X 7" LENGTH, COUPLING 5", 1500 PSI MIN. WORKING PRESSURE. (STYLE 38 W/ARMORED GASKET) | DRESSER INDUSTRIES, INC. 0038-0004-013 SMITH BLAIR 411-00013201-015 |  | EA | 62 |  | 0
FTGBY040 | Priority Two - Inventory | COUPLING, BOLTED- 1-1/4", FOR GALVANIZED PIPE (1.66 OD), STEEL CONSTRUCTION, BOLT SIZE = 1/2" DIAMETER X 7" LENGTH, COUPLING LENGTH 5", 1500 PSI MINIMUM WORKING PRESSURE | DRESSER INDUSTRIES, INC. 38 W/ARMORED GASKET SMITH BLAIR 411-00016601-015 |  | EA | 70 |  | 0
FTGBY050 | Priority Two - Inventory | COUPLING, BOLTED- 1-1/2", FOR GALVANIZED PIPE (1.90 OD), STEEL CONSTRUCTION, BOLT SIZE = 1/2" DIAMETER X 7" LENGTH, COUPLING LENGTH 5", 1500 PSI MINIMUM WORKING PRESSURE | DRESSER INDUSTRIES, INC. 38 W/ARMORED GASKET SMITH BLAIR 411-00019001-015. |  | EA | 141 |  | 0
FTGBY060 | Priority One - Inventory | COUPLING,BOLTED - 2",FOR GALVANIZED PIPE (2.375 OD), STEEL CONSTRUCTION, BOLT SIZE=5/8" DIAMETER X 8" LENGTH, COUPLING LENGTH 5", 1500 PSI MINIMUM WORKING PRESSURE, 2 BOLTS | DRESSER INDUSTRIES, INC. 38-0012-013 SMITH BLAIR 411-00023851-015 |  | EA | 402 |  | 0
FTGBY070 | Priority Two - Inventory | COUPLING,BOLTED - 2-1/2", FOR GALVANIZED PIPE (2.875 OD), STEEL CONSTRUCTION, BOLT SIZE = 5/8" DIAMETER X 8" LENGTH, COUPLING LENGTH 5", 1500 PSI MINIMUM WORKING PRESSURE, 3 BOLTS | DRESSER INDUSTRIES, INC. 38 W/ARMORED GASKET SMITH BLAIR 411-00028801-015 |  | EA | 6 |  | 0
FTGBY080 | Priority Two - Inventory | COUPLING, BOLTED - 3", FOR GALVANIZED PIPE (3.50 OD), STEEL CONSTRUCTION, BOLT SIZE = 5/8" DIAMETER X 6" LENGTH, COUPLING LENGTH 5", 1100 PSI MINIMUM WORKING PRESSURE, 4 BOLTS | DRESSER INDUSTRIES, INC. 0038-9187-013 |  | EA | 7 |  | 0
FTGBY210 | Priority Two - Inventory | COUPLING BOLTLESS 1/2" GALVANIZED, LONG. | DRESSER INDUSTRIES, INC. STYLE 65 W/ARMORED GASKET TPS 6000-0840-150 |  | EA | 113 |  | 0
FTGBY220 | Priority One - Inventory | COUPLING BOLTLESS 3/4" GALVANIZED, LONG. DRESSER STYLE 65 W/ ARMORED GASKET | DRESSER INDUSTRIES, INC. STYLE 65 W/ARMORED GASKET TPS 6000-1050-150 |  | EA | 981 |  | 0
FTGBY230 | Priority One - Inventory | COUPLING BOLTLESS 1" GALVANIZED, LONG. DRESSER STYLE 65 W/ ARMORED GASKET | DRESSER INDUSTRIES, INC. STYLE 65 W/ARMORED GASKET TPS 6000-1315-150 |  | EA | 685 |  | 0
FTGBY240 | Priority Two - Inventory | COUPLING BOLTLESS 1-1/4" GALVANIZED, LONG. | DRESSER INDUSTRIES, INC. STYLE 65 W/ARMORED GASKET TPS 6000-1660-150 |  | EA | 166 |  | 0
FTGBY250 | Priority Two - Inventory | COUPLING BOLTLESS 1-1/2" GALVANIZED, LONG | DRESSER INDUSTRIES, INC. STYLE 65 W/ARMORED GASKET TPS 6000-19000-150 |  | EA | 174 |  | 0
FTGBY260 | Priority One - Inventory | COUPLING BOLTLESS 2" GALVANIZED, LONG. | DRESSER INDUSTRIES, INC. STYLE 65 W/ARMORED GASKET TPS 6000-2375-150 |  | EA | 358 |  | 0
FTGBY410 | Priority Two - Inventory | NO LEAD COUPLING, STRAIGHT BRONZE - 1" COPPER FLARE NUT ONE END, 1" FEMALE IRON PIPE THREAD OTHER END. | FORD C21-44 MUELLER H-15450 |  | EA | 1 |  | 0
FTGCA060 | Priority Two - Inventory | COUPLING, FLEXIBLE - 4" X 4", CLAY/PVC. | FERNCO 1002-44 |  | EA | 130 |  | 0
FTGCA070 | Priority One - Inventory | COUPLING, FLEXIBLE, 4" X 4", PVC/PVC. | FERNCO 1056-44 |  | EA | 460 |  | 0
FTGCA090 | Priority Two - Inventory | COUPLING, FLEXIBLE - 6" X 4", CLAY/PVC. | FERNCO 1002-64 |  | EA | 47 |  | 0
FTGCA100 | Priority Two - Inventory | COUPLING, FLEXIBLE - 6" X 4", PVC/CLAY | FERNCO 1002-46 |  | EA | 98 |  | 0
FTGCA110 | Priority One - Inventory | COUPLING, FLEXIBLE - 6" X 4", PVC/PVC. | FERNCO 1056-64 |  | EA | 386 |  | 0
FTGCA130 | Priority One - Inventory | COUPLING, FLEXIBLE - 6" X 6", CLAY/PVC. | FERNCO 1002-66 |  | EA | 222 |  | 0
FTGCA140 | Priority One - Inventory | COUPLING, FLEXIBLE - 6" X 6", PVC/PVC. | FERNCO 1056-66 INDIANA SEAL CO. 156-66 |  | EA | 730 |  | 0
FTGCA155 | Priority Two - Inventory | COUPLING, FLEXIBLE - 8" X 6", CLAY/PVC | FERNCO 1002-86 |  | EA | 5 |  | 0
FTGCA160 | Priority Two - Inventory | COUPLING, FLEXIBLE - 8" X 6", PVC/PVC. | FERNCO 1056-86 |  | EA | 20 |  | 0
FTGCA180 | Priority One - Inventory | COUPLING, FLEXIBLE - 8" X 8", CLAY/PVC. | FERNCO 1002-88 |  | EA | 224 |  | 0
FTGCA190 | Priority Two - Inventory | COUPLING, FLEXIBLE - 8" X 8", PVC/PVC. | FERNCO 1056-88 |  | EA | 197 |  | 0
FTGCA210 | Priority Two - Inventory | COUPLING, FLEXIBLE - 10" X 10", CLAY/PVC | FERNCO 1022-1010 |  | EA | 44 |  | 0
FTGCA220 | Priority Two - Inventory | COUPLING, FLEXIBLE - 10" X 10", PVC/PVC. | FERNCO 1056-1010 |  | EA | 50 |  | 0
FTGCA240 | Priority Two - Inventory | COUPLING, FLEXIBLE - 12" X 12", CLAY/PVC | FERNCO 1002-1212 |  | EA | 23 |  | 0
FTGCA250 | Priority Two - Inventory | COUPLING, FLEXIBLE - 12" X 12", PVC/PVC. | FERNCO 1056-1212 |  | EA | 20 |  | 0
FTGCA410 | Priority Two - Inventory | SADDLE TEE, DFW 6", WITH CLAMPS, SADDLE DESIGN TO ACCOMMODATE 6" - 12" POLYETHYLENE PIPE USED IN SLIP LINNING SEWER SYSTEMS, INLET RANGE FROM SCH-40 DOWN TO SDR-26, COLOR BLACK | N D S DFW-6T/C |  | EA | 5 |  | 0
FTGCE050 | Priority Two - Inventory | BUSHING, PIPE - GALVANIZED, 3/4" MIPT X 1/2" FIPT. | Per Description |  | EA | 39 |  | 0
FTGCE110 | Priority Two - Inventory | BUSHING, PIPE - GALVANIZED, 1-1/4" MITP X 3/4" FIPT. | Per Description |  | EA | 31 |  | 0
FTGCE120 | Priority Two - Inventory | BUSHING, PIPE - GALVANIZED, 1-1/4" MIPT X 1" FIPT. | Per Description |  | EA | 91 |  | 0
FTGCE140 | Priority Two - Inventory | BUSHING, PIPE - GALVANIZED, 1-1/2" MIPT X 3/4" FIPT. | Per Description |  | EA | 26 |  | 0
FTGCE150 | Priority Two - Inventory | BUSHING, PIPE - GALVANIZED, 1-1/2" MIPT X 1" FIPT. | Per Description |  | EA | 119 |  | 0
FTGCE155 | Priority Two - Inventory | BUSHING, PIPE - GALVANIZED, 1-1/2" MIPT X 1-1/4" FIPT. | Per Description |  | EA | 19 |  | 0
FTGCE165 | Priority Two - Inventory | BUSHING, PIPE - GALVANIZED, 2" MIPT X 3/4" FIPT. | Per Description |  | EA | 36 |  | 0
FTGCE170 | Priority Two - Inventory | BUSHING, PIPE - GALVANIZED, 2" MIPT X 1" FIPT. | Per Description |  | EA | 180 |  | 0
FTGCE190 | Priority Two - Inventory | BUSHING, PIPE - GALVANIZED, 2" MIPT X 1-1/2" FIPT. | Per Description |  | EA | 63 |  | 0
FTGCE220 | Priority Two - Inventory | BUSHING, PIPE - GALVANIZED, 2-1/2" MIPT X 1-1/2" FIPT. | Per Description |  | EA | 1 |  | 0
FTGCE230 | Priority Two - Inventory | BUSHING, PIPE - GALVANIZED, 2-1/2" MIPT X 2" FIPT. | Per Description |  | EA | 1 |  | 0
FTGCE270 | Priority Two - Inventory | BUSHING, PIPE - GALVANIZED, 3" MIPT X 2" FIPT. | Per Description |  | EA | 8 |  | 0
FTGCH050 | Priority Two - Inventory | COUPLING, PIPE - GALVANIZED, 3/4" FIPT X 3/4" FIPT. | Per Description |  | EA | 182 |  | 0
FTGCH060 | Priority One - Inventory | COUPLING, PIPE - GALVANIZED, 1" FIPT X 1" FIPT. | Per Description |  | EA | 267 |  | 0
FTGCH070 | Priority Two - Inventory | COUPLING, PIPE - GALVANIZED, 1-1/4" FIPT X 1-1/4" FIPT. | Per Description |  | EA | 62 |  | 0
FTGCH080 | Priority Two - Inventory | COUPLING, PIPE - GALVANIZED, 1-1/2" FIPT X 1-1/2" FIPT. | Per Description |  | EA | 97 |  | 0
FTGCH090 | Priority Two - Inventory | COUPLING, PIPE - GALVANIZED, 2" FIPT X 2" FIPT. MUST BE SMOOTH OUTSIDE, NO RIDGES. | Per Description |  | EA | 137 |  | 0
FTGCH100 | Priority Two - Inventory | COUPLING, PIPE - GALVANIZED, 2-1/2" FIPT X 2-1/2" FIPT. | Per Description |  | EA | 4 |  | 0
FTGCH110 | Priority Two - Inventory | COUPLING, PIPE - GALVANIZED, 3" FIPT X 3" FIPT | Per Description |  | EA | 2 |  | 0
FTGCH920 | Priority Two - Inventory | COUPLING, 2" , PIPE - 304 STAINLESS STEEL, FIPT X FIPT. ** NO SUBSTITUTE ** | Per Description |  | EA | 84 |  | 0
FTGCL040 | Priority Two - Inventory | ELL, PIPE - GALVANIZED, 3/4" FIPT BOTH ENDS. 45 DEGREE. | Per Description |  | EA | 21 |  | 0
FTGCL050 | Priority Two - Inventory | ELL, PIPE - GALVANIZED, 1" FIPT BOTH ENDS. 45 DEGREE. | Per Description |  | EA | 19 |  | 0
FTGCL060 | Priority Two - Inventory | ELL, PIPE - GALVANIZED, 1-1/4" FIPT BOTH ENDS. 45 DEGREE. | Per Description |  | EA | 18 |  | 0
FTGCL070 | Priority Two - Inventory | ELL, PIPE - GALVANIZED, 1-1/2" FIPT BOTH ENDS. 45 DEGREE. | Per Description |  | EA | 12 |  | 0
FTGCL080 | Priority Two - Inventory | ELL, PIPE - GALVANIZED, 2" FIPT BOTH ENDS. 45 DEGREE. | Per Description |  | EA | 56 |  | 0
FTGCL240 | Priority Two - Inventory | ELL, PIPE - GALVANIZED, 3/4" FIPT BOTH ENDS. 90 DEGREE. | Per Description |  | EA | 45 |  | 0
FTGCL250 | Priority One - Inventory | ELL, PIPE - GALVANIZED, 1" FIPT BOTH ENDS. 90 DEGREE | Per Description |  | EA | 220 |  | 0
FTGCL260 | Priority Two - Inventory | ELL, PIPE - GALVANIZED, 1-1/4" FIPT BOTH ENDS. 90 DEGREE. | Per Description |  | EA | 24 |  | 0
FTGCL270 | Priority Two - Inventory | ELL, PIPE - GALVANIZED, 1-1/2" FIPT BOTH ENDS. 90 DEGREE. | Per Description |  | EA | 22 |  | 0
FTGCL280 | Priority Two - Inventory | ELL, PIPE - GALVANIZED, 2" FIPT BOTH ENDS. 90 DEGREE. | Per Description |  | EA | 72 |  | 0
FTGCL425 | Priority Two - Inventory | ELL, PIPE - STREET, GALVANIZED, 3/4" FIPT X 3/4" MIPT. 90 DEGREE. | Per Description |  | EA | 116 |  | 0
FTGCL430 | Priority Two - Inventory | ELL, PIPE - STREET, GALVANIZED, 1" FIPT X 1" MIPT. 90 DEGREE. | Per Description |  | EA | 150 |  | 0
FTGCL440 | Priority Two - Inventory | ELL, PIPE - STREET,GALVANIZED, 1-1/4" FIPT X 1-1/4" MIPT. 90 DEGREE. | Per Description |  | EA | 7 |  | 0
FTGCL450 | Priority Two - Inventory | ELL, PIPE - STREET, GALVANIZED, 1-1/2" FIPT 1-1/2" MIPT. 90 DEGREE. | Per Description |  | EA | 8 |  | 0
FTGCL460 | Priority Two - Inventory | ELL, PIPE - STREET, GALVANIZED, 2" FIPT X 2" MIPT. 90 DEGREE. | Per Description |  | EA | 12 |  | 0
FTGCL920 | Priority Two - Inventory | ELL, 2" , 90 DEGREE, PIPE - 304 STAINLESS STEEL, FIPT BOTH ENDS. ** NO SUBSTITUTE ** | Per Description |  | EA | 15 |  | 0
FTGCN310 | Priority Two - Inventory | NIPPLE, PIPE - GALVANIZED, 3/4" X 2" MIPT BOTH ENDS. | Per Description |  | EA | 2 |  | 0
FTGCN330 | Priority Two - Inventory | NIPPLE, PIPE - GALVANIZED, 3/4" X 3" MIPT BOTH ENDS. | Per Description |  | EA | 13 |  | 0
FTGCN360 | Priority Two - Inventory | NIPPLE, PIPE - GALVANIZED, 3/4" X 6" MIPT BOTH ENDS. | Per Description |  | EA | 7 |  | 0
FTGCN390 | Priority Two - Inventory | NIPPLE, PIPE - GALVANIZED, 3/4" X 12" MIPT BOTH ENDS. | Per Description |  | EA | 6 |  | 0
FTGCN410 | Priority Two - Inventory | NIPPLE, PIPE - GALVANIZED, 1" X 2" MIPT BOTH ENDS. | Per Description |  | EA | 5 |  | 0
FTGCN420 | Priority Two - Inventory | NIPPLE, PIPE - GALVANIZED, 1" X 3" MIPT BOTH ENDS. | Per Description |  | EA | 4 |  | 0
FTGCN430 | Priority Two - Inventory | NIPPLE, PIPE - GALVANIZED, 1" X 4" MIPT BOTH ENDS. | Per Description |  | EA | 14 |  | 0
FTGCN440 | Priority Two - Inventory | NIPPLE, PIPE - GALVANIZED, 1" X 5" MIPT BOTH ENDS. | Per Description |  | EA | 10 |  | 0
FTGCN450 | Priority Two - Inventory | NIPPLE, PIPE - GALVANIZED, 1" X 6" MIPT BOTH ENDS. | Per Description |  | EA | 183 |  | 0
FTGCN460 | Priority Two - Inventory | NIPPLE, PIPE - GALVANIZED, 1" X 8" MIPT BOTH ENDS. | Per Description |  | EA | 3 |  | 0
FTGCN470 | Priority Two - Inventory | NIPPLE, PIPE - GALVANIZED, 1" X 10" MIPT BOTH ENDS. | Per Description |  | EA | 5 |  | 0
FTGCN480 | Priority Two - Inventory | NIPPLE, PIPE - GALVANIZED, 1" X 12" MIPT BOTH ENDS. | Per Description |  | EA | 55 |  | 0
FTGCN490 | Priority Two - Inventory | NIPPLE, PIPE - GALVANIZED,1-1/4" X CLOSE MIPT BOTH ENDS. | Per Description |  | EA | 46 |  | 0
FTGCN500 | Priority Two - Inventory | NIPPLE, PIPE - GALVANIZED, 1-1/4" X 3" MIPT BOTH ENDS. | Per Description |  | EA | 80 |  | 0
FTGCN510 | Priority Two - Inventory | NIPPLE, PIPE - GALVANIZED, 1-1/4" X 4" MIPT BOTH ENDS. | Per Description |  | EA | 10 |  | 0
FTGCN520 | Priority Two - Inventory | NIPPLE, PIPE - GALVANIZED, 1-1/4" X 5" MIPT BOTH ENDS. | Per Description |  | EA | 3 |  | 0
FTGCN530 | Priority Two - Inventory | NIPPLE, PIPE - GALVANIZED, 1-1/4" X 6" MIPT BOTH ENDS. | Per Description |  | EA | 73 |  | 0
FTGCN550 | Priority Two - Inventory | NIPPLE, PIPE - GALVANIZED, 1-1/4" X 10" MIPT BOTH ENDS. | Per Description |  | EA | 2 |  | 0
FTGCN560 | Priority Two - Inventory | NIPPLE, PIPE - GALVANIZED, 1-1/4" X 12" MIPT BOTH ENDS. | Per Description |  | EA | 20 |  | 0
FTGCN580 | Priority Two - Inventory | NIPPLE, PIPE - GALVANIZED, 1-1/2" X 3" MIPT BOTH ENDS. | Per Description |  | EA | 10 |  | 0
FTGCN590 | Priority Two - Inventory | NIPPLE, PIPE - GALVANIZED, 1-1/2" X 4" MIPT BOTH ENDS. | Per Description |  | EA | 6 |  | 0
FTGCN610 | Priority Two - Inventory | NIPPLE, PIPE - GALVANIZED, 1-1/2" X 6" MIPT BOTH ENDS. | Per Description |  | EA | 32 |  | 0
FTGCN620 | Priority Two - Inventory | NIPPLE, PIPE - GALVANIZED, 1-1/2" X 8" MIPT BOTH ENDS. | Per Description |  | EA | 4 |  | 0
FTGCN630 | Priority Two - Inventory | NIPPLE, PIPE - GALVANIZED, 1-1/2" X 10" MIPT BOTH ENDS. | Per Description |  | EA | 1 |  | 0
FTGCN640 | Priority Two - Inventory | NIPPLE, PIPE - GALVANIZED, 1-1/2" X 12" MIPT BOTH ENDS. | Per Description |  | EA | 40 |  | 0
FTGCN650 | Priority Two - Inventory | NIPPLE, PIPE - GALVANIZED, 2" X CLOSE MIPT BOTH ENDS. | Per Description |  | EA | 7 |  | 0
FTGCN670 | Priority Two - Inventory | NIPPLE, PIPE - GALVANIZED, 2" X 4" MIPT BOTH ENDS. | Per Description |  | EA | 2 |  | 0
FTGCN690 | Priority Two - Inventory | NIPPLE, PIPE - GALVANIZED, 2" X 6" MIPT BOTH ENDS. | Per Description |  | EA | 20 |  | 0
FTGCN710 | Priority Two - Inventory | NIPPLE, PIPE - GALVANIZED, 2" X 10" MIPT BOTH ENDS. | Per Description |  | EA | 1 |  | 0
FTGCN720 | Priority Two - Inventory | NIPPLE, PIPE - GALVANIZED, 2" X 12" MIPT BOTH ENDS. | Per Description |  | EA | 24 |  | 0
FTGCN750 | Priority Two - Inventory | NIPPLE, PIPE - GALVANIZED, 2-1/2" X 6" MIPT BOTH ENDS. | Per Description |  | EA | 3 |  | 0
FTGCN760 | Priority Two - Inventory | NIPPLE, PIPE - GALVANIZED, 2-1/2" X 8" MIPT BOTH ENDS. | Per Description |  | EA | 1 |  | 0
FTGCN840 | Priority Two - Inventory | NIPPLE, PIPE - GALVANIZED, 3" X 6" MIPT BOTH ENDS. | Per Description |  | EA | 1 |  | 0
FTGCN960 | Priority Two - Inventory | NIPPLE, PIPE, 2" X 3", 304 STAINLESS STEEL, MIPT BOTH ENDS. | Per Description |  | EA | 79 |  | 0
FTGCN965 | Priority Two - Inventory | NIPPLE, PIPE, 2" X CLOSE END, 304 STAINLESS STEEL, MIPT BOTH ENDS. | Per Description |  | EA | 86 |  | 0
FTGCN970 | Priority Two - Inventory | NIPPLE, PIPE, 2" X 12" , 304 STAINLESS STEEL, MIPT BOTH ENDS. ** NO SUBSTITUTE ** | Per Description |  | EA | 32 |  | 0
FTGCP050 | Priority Two - Inventory | SQUARE HEAD PLUG, PIPE - GALVANIZED, 3/4" MIPT. | Per Description |  | EA | 25 |  | 0
FTGCP060 | Priority Two - Inventory | SQUARE HEAD PLUG, PIPE - GALVANIZED, 1" MIPT. | Per Description |  | EA | 30 |  | 0
FTGCP070 | Priority Two - Inventory | SQUARE HEAD PLUG, PIPE - GALVANIZED, 1-1/4" MIPT. | Per Description |  | EA | 11 |  | 0
FTGCP080 | Priority Two - Inventory | SQUARE HEAD PLUG, PIPE - GALVANIZED, 1-1/2" MIPT. | Per Description |  | EA | 11 |  | 0
FTGCP085 | Priority Two - Inventory | SQUARE HEAD PLUG, PIPE - GALVANIZED, 2" MIPT. | Per Description |  | EA | 62 |  | 0
FTGCR070 | Priority Two - Inventory | REDUCER, PIPE - GALVANIZED, 3/4" X 1/2" FIPT BOTH ENDS. | Per Description |  | EA | 1 |  | 0
FTGCR080 | Priority Two - Inventory | REDUCER, PIPE - GALVANIZED, 1" X 1/2" FIPT BOTH ENDS. | Per Description |  | EA | 7 |  | 0
FTGCR090 | Priority Two - Inventory | REDUCER, PIPE - GALVANIZED, 1" X 3/4" FIPT BOTH ENDS. | Per Description |  | EA | 17 |  | 0
FTGCR120 | Priority Two - Inventory | REDUCER, PIPE - GALVANIZED, 1-1/4" X 1" FIPT BOTH ENDS. | Per Description |  | EA | 7 |  | 0
FTGCR150 | Priority Two - Inventory | REDUCER, PIPE - GALVANIZED, 1-1/2" X 1" FIPT BOTH ENDS. | Per Description |  | EA | 17 |  | 0
FTGCR160 | Priority Two - Inventory | REDUCER, PIPE - GALVANIZED, 1-1/2" X 1-1/4" FIPT BOTH ENDS. | Per Description |  | EA | 3 |  | 0
FTGCR180 | Priority Two - Inventory | REDUCER, PIPE - GALVANIZED, 2" X 3/4" FIPT BOTH ENDS. | Per Description |  | EA | 2 |  | 0
FTGCR190 | Priority Two - Inventory | REDUCER, PIPE - GALVANIZED, 2" X 1" FIPT BOTH ENDS. | Per Description |  | EA | 7 |  | 0
FTGCR210 | Priority Two - Inventory | REDUCER, PIPE - GALVANIZED, 2" X 1-1/2" FIPT BOTH ENDS. | Per Description |  | EA | 2 |  | 0
FTGCR220 | Priority Two - Inventory | REDUCER, PIPE - GALVANIZED, 2-1/2" X 2" FIPT BOTH ENDS. | Per Description |  | EA | 3 |  | 0
FTGCR230 | Priority Two - Inventory | REDUCER, PIPE - GALVANIZED, 3" X 2" FIPT BOTH ENDS. | Per Description |  | EA | 1 |  | 0
FTGCT050 | Priority Two - Inventory | TEE, PIPE - GALVANIZED, 3/4"X 3/4"X 3/4" FIPT. | Per Description |  | EA | 31 |  | 0
FTGCT070 | Priority Two - Inventory | TEE, PIPE - GALVANIZED,1" X 1" X 1" FIPT | Per Description |  | EA | 51 |  | 0
FTGCT090 | Priority Two - Inventory | TEE, PIPE - GALVANIZED, 1-1/4" X 1-1/4" X 1-1/4" FIPT. | Per Description |  | EA | 18 |  | 0
FTGCT100 | Priority Two - Inventory | TEE, PIPE - GALVANIZED, 1-1/2" X 1-1/2" X 1-1/2" FIPT. | Per Description |  | EA | 62 |  | 0
FTGCT120 | Priority Two - Inventory | TEE, PIPE - GALVANIZED, 2" X 2" X 2" FIPT. | Per Description |  | EA | 70 |  | 0
FTGCX100 | Priority Two - Inventory | GASKET MATERIAL - RED RUBBERIZED, 1/16" THICKNESS X 3' WIDTH, APPROXIMATELY 30 FT LENGTH. (TO BE SHIPPED IN 30 FT. ROLLS ONLY) | Per Description |  | FT | 29 |  | 0
FTGCX150 | Priority Two - Inventory | GASKET MATERIAL - RED RUBBERIZED, 1/8" THICKNESS X 3' WIDTH (TO BE SHIPPED IN 30 FT. ROLLS ONLY) | Per Description |  | FT | 63 |  | 0
FTGCZ110 | Priority Two - Inventory | NO LEAD COUPLING, STRAIGHT 3/4", (#C04-33) FEMALE COPPER THREAD X COMPRESSION, COMPRESSION END FOR 250 PSI POLYBUTYLENE TUBING | FORD C04-33-NL |  | EA | 128 |  | 0
FTGCZ120 | Priority Two - Inventory | NO LEAD COUPLING, STRAIGHT 1", FEMALE COPPER THREAD X COMPRESSION, COMPRESSION END FOR 250 PSI POLYBUTYLENE TUBING. | FORD C04-44-NL |  | EA | 76 |  | 0
FTGCZ130 | Priority Two - Inventory | NO LEAD COUPLING, STRAIGHT 1-1/2", FEMALE COPPER THREAD X COMPRESSION, COMPRESSION FOR 250 PSI POLYBUTYLENE TUBING. | FORD C04-66-NL |  | EA | 13 |  | 0
FTGCZ210 | Priority Two - Inventory | NO LEAD COUPLING, STRAIGHT 2", (#C04-77), FEMALE COPPER THREAD X COMPRESSION. COMPRESSION FOR 250 PSI POLYBUTYLENE TUBING. | FORD C04-77-NL |  | EA | 19 |  | 0
FTGCZ220 | Priority One - Inventory | NO LEAD COUPLING, STRAIGHT 3/4", COMPRESSION X COMPRESSION , FOR POLYBUTYLENE TUBING. | FORD C44-33 FORD C44-33-NL MCDONALD 4758T MUELLER 15403 |  | EA | 1272 |  | 0
FTGCZ230 | Priority One - Inventory | NO LEAD COUPLING, STRAIGHT 1", COMPRESSION X COMPRESSION, FOR POLYBUTYLENE TUBING. | FORD C44-44-NL |  | EA | 776 |  | 0
FTGCZ310 | Priority Two - Inventory | NO LEAD COUPLING, STRAIGHT 1 1/2", (#C44-66), COMPRESSION X COMPRESSION. FOR POLYBUTYLENE TUBING. | FORD C44-66-NL |  | EA | 72 |  | 0
FTGCZ320 | Priority Two - Inventory | NO LEAD COUPLING, STRAIGHT 2", COMPRESSION X COMPRESSION. FOR POLYBUTYLENE TUBING. | FORD C44-77-NL |  | EA | 113 |  | 0
FTGCZ330 | Priority One - Inventory | NO LEAD COUPLING,STRAIGHT,3/4", MIP TO COMPRESSION, FOR POLYBUTYLENE TUBING. | FORD C84-33-NL |  | EA | 2413 |  | 0
FTGCZ410 | Priority One - Inventory | NO LEAD COUPLING, STRAIGHT,1", MIP TO COMPRESSION, FOR POLYBUTYLENE TUBING. | FORD C84-44-NL |  | EA | 1676 |  | 0
FTGCZ420 | Priority Two - Inventory | NO LEAD COUPLING, STRAIGHT, 1-1/2", MIP TO COMPRESSION, FOR POLYBUTYLENE TUBING. | FORD C84-66-NL |  | EA | 177 |  | 0
FTGCZ430 | Priority One - Inventory | NO LEAD COUPLING, STRAIGHT, 2", MIP TO COMPRESSION, FOR POLYBUTYLENE TUBING. | FORD C84-77-NL |  | EA | 274 |  | 0
FTGCZ500 | Priority Two - Inventory | NO LEAD COUPLING, CORPORATION STOP, 3/4", 1/8 BEND INLET: INSIDE COPPER TUBE NUT THREAD, OUTLET: COMPRESSION (OR PACK JOINT) FOR CTS POLYBUTYLENE TUBING. | FORD LA04-33-NL MCDONALD 4750-T |  | EA | 10 |  | 0
FTGDD093 | Priority Two - Inventory | CEMENT, PVC CHEMICAL, HD, HIGH VISCOSITY, QUART | EZ WELD EZ WELD 216 SUPERDUTY OATEY CO. 31008 |  | QT | 5 |  | 0
FTGDD110 | Priority Two - Inventory | CEMENT, PVC CHEMICAL - GALLON CANS, FOR SCH40 FITTINGS 1/2" THROUGH 2" SIZE, CLEAR. | EZ WELD 205 OATEY CO. 31016 |  | GL | 14 |  | 0
FTGDD130 | Priority One - Inventory | CEMENT, PVC-HEAVY DUTY,"BLUE" INDUSTRIAL GRADE CEMENT FOR SCH 80, MEDIUM BODIED FAST SET,FAST CURING. WET/DRY PVC CEMENT QUART CANS ONLY. | OATEY CO. 30894 |  | EA | 290 |  | 0
FTGDD210 | Priority Two - Inventory | CLEANER, PVC - PVC PIPE AND FITTING CLEANER, CHEMICAL FORMULA WHICH ALLOWS QUICK CLEANING AND RAPID EVAPORATION. E-Z WELD PIPE CLEANER OR EQUAL ---- **** ONE GALLON CONTAINERS ONLY **** | EZ WELD EZ WELD 214-05 OATEY CO. 30766 |  | GL | 52 |  | 0
FTGDD310 | Priority One - Inventory | LUBRICANT, PVC, EASE ON PIPE JOINT LUBRICANT, CONCORD CHEMICAL CO. OR ACCEPTABLE EQUAL FOR ASSEMBLY OF PUSH ON PIPE JOINTS WITH RUBBER OR SYNTHETIC RUBBER TYPE GASKETS. **** ONE GALLON CONTAINERS ONLY **** | Per Description |  | GL | 316 |  | 0
FTGDF100 | Priority Two - Inventory | ADAPTER, PIPE - PVC, SCH 40, 2", BELL X FEMALE PIPE THREAD. | Per Description |  | EA | 1 |  | 0
FTGDF115 | Priority One - Inventory | ADAPTER, PIPE - PVC, SCH 40, 3/4", SLIP X FEMALE PIPE THREAD. | Per Description |  | EA | 715 |  | 0
FTGDF118 | Priority One - Inventory | ADAPTER, REDUCING, 3/4" SLIP X 1/2" FEMALE PIPE THREAD, SCH40. | Per Description |  | EA | 294 |  | 0
FTGDF120 | Priority One - Inventory | ADAPTER, PIPE - PVC, SCH 40, 1", SLIP X FEMALE PIPE THREAD. | Per Description |  | EA | 360 |  | 0
FTGDF122 | Priority One - Inventory | ADAPTER, REDUCING, 1" SLIP X 3/4" FEMALE PIPE THREAD, SCH40. | Per Description |  | EA | 273 |  | 0
FTGDF125 | Priority Two - Inventory | ADAPTER, PIPE - PVC, SCH 40, 1 1/4", SLIP X FEMALE PIPE THREAD. | Per Description |  | EA | 8 |  | 0
FTGDF132 | Priority Two - Inventory | BUSHING, PIPE-PVC, SCH 40, 1 1/2"-SLIP X 1" FEMALE PIPE THREAD. | Per Description |  | EA | 10 |  | 0
FTGDF134 | Priority Two - Inventory | ADAPTER, PIPE - PVC, SCH 40, 2", SLIP X FEMALE PIPE THREAD. | Per Description |  | EA | 4 |  | 0
FTGDF135 | Priority Two - Inventory | ADAPTER, PIPE - PVC, SCH 40, 1/2" SLIP X 3/4" MALE PIPE THREAD. | Per Description |  | EA | 1 |  | 0
FTGDF140 | Priority Two - Inventory | ADAPTER, PIPE - PVC, SCH 40, 1/2", SLIP X MALE PIPE THREAD. | Per Description |  | EA | 7 |  | 0
FTGDF145 | Priority Two - Inventory | ADAPTER, PIPE- PVC, SCH 40, 3/4", SLIP X MALE PIPE THREAD. | Per Description |  | EA | 165 |  | 0
FTGDF150 | Priority Two - Inventory | ADAPTER, PIPE - PVC, SCH 40, 1", SLIP X MALE PIPE THREAD. | Per Description |  | EA | 66 |  | 0
FTGDF160 | Priority Two - Inventory | ADAPTER, PIPE - PVC, SCH 40, 1-1/2", SLIP X MALE PIPE THREAD. | Per Description |  | EA | 73 |  | 0
FTGDF165 | Priority Two - Inventory | ADAPTER, PIPE - PVC, SCH 40, 2", SLIP X MALE PIPE THREAD. | Per Description |  | EA | 76 |  | 0
FTGDF190 | Priority Two - Inventory | BUSHING, REDUCING, 3/4" SLIP X 1/2" FIPT PVC SCH40 | Per Description |  | EA | 110 |  | 0
FTGDF200 | Priority Two - Inventory | BUSHING, PVC - SCH 40, 3/4" X 1/2", REDUCING BUSHING, SLIP X SLIP. | Per Description |  | EA | 20 |  | 0
FTGDF210 | Priority Two - Inventory | BUSHING, PVC - SCH 40, 1" X 3/4", REDUCING BUSHING, SLIP X SLIP. | Per Description |  | EA | 124 |  | 0
FTGDF227 | Priority Two - Inventory | BUSHING, PVC - SCH 40, 1" X 1-1/4", REDUCING BUSHING, SLIP X SLIP. | Per Description |  | EA | 63 |  | 0
FTGDF240 | Priority Two - Inventory | BUSHING, PVC - SCH 40, 1-1/4" X 1-1/2", REDUCING BUSHING, SLIP X SLIP | Per Description |  | EA | 82 |  | 0
FTGDF246 | Priority Two - Inventory | BUSHING, PVC - SCH 40, 2" X 1-1/2", REDUCING BUSHING, SLIP X SLIP. | Per Description |  | EA | 190 |  | 0
FTGDF250 | Priority Two - Inventory | CAP, PVC - SCH 40, 1/2", SLIP. | Per Description |  | EA | 11 |  | 0
FTGDF260 | Priority Two - Inventory | CAP, PVC - SCH 40, 3/4", SLIP. | Per Description |  | EA | 65 |  | 0
FTGDF279 | Priority Two - Inventory | CAP, PVC - SCH40, 1", SLIP. | Per Description |  | EA | 85 |  | 0
FTGDF290 | Priority Two - Inventory | CAP, PVC - SCH 40, 2". SLIP. | Per Description |  | EA | 8 |  | 0
FTGDF300 | Priority Two - Inventory | CAP, PVC - SCH 40, 4", SLIP. | Per Description |  | EA | 3 |  | 0
FTGDF350 | Priority Two - Inventory | COUPLING, PVC - SCH 40, 1/2",SLIP X SLIP | Per Description |  | EA | 52 |  | 0
FTGDF355 | Priority One - Inventory | COUPLING, PVC - SCH 40, 3/4",SLIP X SLIP | Per Description |  | EA | 732 |  | 0
FTGDF360 | Priority One - Inventory | COUPLING, PVC - SCH 40, 1", SLIP X SLIP. | Per Description |  | EA | 514 |  | 0
FTGDF370 | Priority Two - Inventory | COUPLING, PVC - SCH 40, 1-1/2", SLIP X SLIP. | Per Description |  | EA | 67 |  | 0
FTGDF375 | Priority Two - Inventory | COUPLING, PVC - SCH 40, 2", SLIP X SLIP. | Per Description |  | EA | 26 |  | 0
FTGDF385 | Priority Two - Inventory | COUPLING, PVC - SCH 40, 4", SLIP X SLIP. | Per Description |  | EA | 2 |  | 0
FTGDH505 | Priority Two - Inventory | ELL, PVC - SCH 40, 45 DEGREE, 3/4", SLIP X SLIP. | Per Description |  | EA | 117 |  | 0
FTGDH510 | Priority Two - Inventory | ELL, PVC - 45 DEGREE, 1", SLIP X SLIP, SCH40. | Per Description |  | EA | 33 |  | 0
FTGDH513 | Priority Two - Inventory | ELL, PVC - 45 DEGREE, 1-1/4", SCH40, SLIP X SLIP. | Per Description |  | EA | 1 |  | 0
FTGDH515 | Priority Two - Inventory | ELL, PVC - SCH 40, 45 DEGREE, 1 1/2", SLIP X SLIP. | Per Description |  | EA | 12 |  | 0
FTGDH525 | Priority Two - Inventory | ELL, PVC - SCH 40, 45 DEGREE, 2", SLIP X SLIP | Per Description |  | EA | 20 |  | 0
FTGDH600 | Priority Two - Inventory | ELL, PVC - SCH 40, 90 DEGREE, 1/2", SLIP X SLIP. | Per Description |  | EA | 68 |  | 0
FTGDH610 | Priority One - Inventory | ELL, PVC - SCH 40, 90 DEGREE, 3/4", SLIP X SLIP. | Per Description |  | EA | 551 |  | 0
FTGDH615 | Priority Two - Inventory | ELL, PVC - SCH 40, 90 DEGREE, 3/4", SLIP X FEMALE PIPE THREAD. | Per Description |  | EA | 55 |  | 0
FTGDH620 | Priority One - Inventory | ELL, PVC - SCH 40, 90 DEGREE, 1", SLIP X SLIP. | Per Description |  | EA | 260 |  | 0
FTGDH625 | Priority Two - Inventory | ELL, PVC - SCH 40, 90 DEGREE, 1" X 3/4", 1" SLIP X 3/4" FEMALE PIPE THREAD. | Per Description |  | EA | 11 |  | 0
FTGDH627 | Priority Two - Inventory | ELL, STREET 1", PVC, SCH40, 90 DEGREE, FEMALE SLIP X MALE PIPE THREAD. | Per Description |  | EA | 14 |  | 0
FTGDH640 | Priority Two - Inventory | ELL, PVC - SCH 40, 90 DEGREE, 1-1/2", SLIP X SLIP. | Per Description |  | EA | 123 |  | 0
FTGDH650 | Priority Two - Inventory | ELL, PVC - SCH 40, 90 DEGREE, 2", SLIP X SLIP. | Per Description |  | EA | 22 |  | 0
FTGDH710 | Priority Two - Inventory | PLUG, PVC - SCH 40, 1/2", MALE PIPE THREAD. | Per Description |  | EA | 1 |  | 0
FTGDH720 | Priority Two - Inventory | PLUG, PVC - SCH 40, 3/4", MALE PIPE THREAD. | Per Description |  | EA | 1 |  | 0
FTGDH745 | Priority Two - Inventory | PLUG, PVC - SCH 40, 4", THREADED | Per Description |  | EA | 6 |  | 0
FTGDH815 | Priority Two - Inventory | TEE, PVC - SCH 40, 1/2", SLIP X SLIP X SLIP. | Per Description |  | EA | 12 |  | 0
FTGDH820 | Priority Two - Inventory | TEE, PVC - SCH 40, 3/4", SLIP X SLIP X FEMALE PIPE THREAD. | Per Description |  | EA | 1 |  | 0
FTGDH825 | Priority Two - Inventory | TEE, PVC - SCH 40, 3/4", SLIP X SLIP X SLIP. | Per Description |  | EA | 18 |  | 0
FTGDH830 | Priority Two - Inventory | TEE, PVC - SCH 40, 1", SLIP X SLIP X SLIP. | Per Description |  | EA | 20 |  | 0
FTGDH840 | Priority Two - Inventory | TEE, PVC - SCH40, 1-1/2", SLIP X SLIP X SLIP. | Per Description |  | EA | 18 |  | 0
FTGDH850 | Priority Two - Inventory | TEE, PVC - SCH 40, 2",SLIP X SLIP X SLIP. | Per Description |  | EA | 3 |  | 0
FTGDK075 | Priority One - Inventory | ADAPTER, PIPE - PVC, SCH 80, 1-1/2", SLIP X MALE IRON PIPE THREAD. | Per Description |  | EA | 244 |  | 0
FTGDK080 | Priority One - Inventory | ADAPTER, 2" PVC, SCH 80, SLIP X FEMALE IRON PIPE THREAD | Per Description |  | EA | 341 |  | 0
FTGDK085 | Priority One - Inventory | ADAPTER, PIPE - PVC, SCH 80, 2", SLIP X MALE IRON PIPE THREAD. | Per Description |  | EA | 257 |  | 0
FTGDK090 | Priority Two - Inventory | ADAPTER, PIPE - PVC, SCH 80, 3", SLIP X MALE IRON PIPE THREAD. | Per Description |  | EA | 1 |  | 0
FTGDK110 | Priority Two - Inventory | COUPLING, PVC - SCH 80, 1/2",SLIP X SLIP | Per Description |  | EA | 1 |  | 0
FTGDK120 | Priority Two - Inventory | COUPLING, PVC - SCH 80, 3/4",SLIP X SLIP | Per Description |  | EA | 26 |  | 0
FTGDK125 | Priority Two - Inventory | COUPLING, PVC - SCH 80, 3/4", THREADED. | Per Description |  | EA | 4 |  | 0
FTGDK130 | Priority Two - Inventory | COUPLING, PVC - SCH80, 1", SLIP X SLIP. | Per Description |  | EA | 32 |  | 0
FTGDK140 | Priority Two - Inventory | COUPLING, PVC - SCH 80, 1-1/4", SLIP X SLIP. | Per Description |  | EA | 28 |  | 0
FTGDK145 | Priority Two - Inventory | COUPLING, PVC - SCH 80, 1-1/2", SLIP X SLIP. | Per Description |  | EA | 120 |  | 0
FTGDK150 | Priority One - Inventory | COUPLING, PVC - SCH 80, 2", SLIP X SLIP. | Per Description |  | EA | 216 |  | 0
FTGDK155 | Priority Two - Inventory | COUPLING, PVC - SCH 80, 3", SLIP X SLIP. | Per Description |  | EA | 14 |  | 0
FTGDK180 | Priority Two - Inventory | ELL, PVC - SCH 80, 45 DEGREE, 1/2", SLIP X SLIP. | Per Description |  | EA | 1 |  | 0
FTGDK200 | Priority Two - Inventory | ELL, PVC-SCH 80, 45 DEGREE, 1-1/2", SLIP X SLIP. | Per Description |  | EA | 5 |  | 0
FTGDK207 | Priority Two - Inventory | ELL, PVC - SCH 80, 45 DEGREE, 3", SLIP X SLIP. | Per Description |  | EA | 12 |  | 0
FTGDK220 | Priority Two - Inventory | ELL, PVC - SCH 80, 1/2", 90 DEGREE, SLIP X SLIP. | Per Description |  | EA | 1 |  | 0
FTGDK235 | Priority Two - Inventory | ELL, PVC - SCH 80, 90 DEGREE, 3/4", THREADED | Per Description |  | EA | 1 |  | 0
FTGDK240 | Priority Two - Inventory | ELL, PVC - SCH 80, 90 DEGREE, 1", SLIP X SLIP. | Per Description |  | EA | 18 |  | 0
FTGDK250 | Priority Two - Inventory | ELL, PVC - SCH 80, 90 DEGREE, 1-1/4", SLIP X SLIP. | Per Description |  | EA | 1 |  | 0
FTGDK260 | Priority Two - Inventory | ELL, PVC - SCH 80, 90 DEGREE, 1-1/2", SLIP X SLIP | Per Description |  | EA | 73 |  | 0
FTGDK270 | Priority Two - Inventory | ELL, PVC - SCH 80, 2", 90 DEGREE, SLIP X SLIP. | Per Description |  | EA | 127 |  | 0
FTGDK470 | Priority Two - Inventory | TEE, PVC - SCH 80, 1", SLIP X SLIP X SLIP. | Per Description |  | EA | 1 |  | 0
FTGDK497 | Priority Two - Inventory | TEE, PVC - SCH 80, 2", SLIP X SLIP X SLIP. | Per Description |  | EA | 9 |  | 0
FTGDK723 | Priority Two - Inventory | NIPPLE, PVC - SCH 80, 1/2" X 3". | Per Description |  | EA | 1 |  | 0
FTGDK824 | Priority Two - Inventory | NIPPLE, PVC - SCH 80, 3/4" X 3". | Per Description |  | EA | 38 |  | 0
FTGDK848 | Priority Two - Inventory | NIPPLE, PVC - SCH 80, 3/4" X 5". | Per Description |  | EA | 29 |  | 0
FTGDK852 | Priority Two - Inventory | NIPPLE, PVC - SCH 80, 3/4" X 6",THREADED | Per Description |  | EA | 33 |  | 0
FTGDK904 | Priority Two - Inventory | NIPPLE, PVC - SCH 80, 1" X 4", THREADED. | Per Description |  | EA | 41 |  | 0
FTGDK912 | Priority Two - Inventory | NIPPLE, PVC - SCH 80, 1" X 6", THREADED. | Per Description |  | EA | 16 |  | 0
FTGDK928 | Priority Two - Inventory | NIPPLE, PVC - SCH 80, 1" X 8", THREADED. | Per Description |  | EA | 3 |  | 0
FTGDK936 | Priority Two - Inventory | NIPPLE, PVC - SCH 80, 1" X 12", THREADED . | Per Description |  | EA | 2 |  | 0
FTGDK975 | Priority Two - Inventory | NIPPLE, PVC - SCH 80, 1-1/4" X 6", THREADED. | Per Description |  | EA | 1 |  | 0
FTGDK991 | Priority Two - Inventory | NIPPLE, PVC - SCH 80, 1-1/4" X 12", THREADED. | Per Description |  | EA | 1 |  | 0
FTGDM027 | Priority Two - Inventory | NIPPLE, PVC - SCH 80, 1-1/2" X 4" | Per Description |  | EA | 7 |  | 0
FTGDM044 | Priority Two - Inventory | NIPPLE, PVC - SCH 80, 1-1/2" X 6" | Per Description |  | EA | 23 |  | 0
FTGDM082 | Priority One - Inventory | NIPPLE, PVC - SCH 80, 1-1/2" X 12" | Per Description |  | EA | 259 |  | 0
FTGDM149 | Priority Two - Inventory | NIPPLE, PVC - SCH 80, 2" X 6" | Per Description |  | EA | 45 |  | 0
FTGDM184 | Priority One - Inventory | NIPPLE, PVC - SCH 80, 2" X 12" | Per Description |  | EA | 274 |  | 0
FTGDQ104 | Priority Two - Inventory | BEND, PVC - SDR26, 22-1/2 DEGREE, 4", BELL X SPIGOT, SPIGOT END TO BE FULL CHAMFERED, BELL TO BE GASKETED. | Per Description |  | EA | 160 |  | 0
FTGDQ108 | Priority Two - Inventory | BEND, PVC - SDR26, 22-1/2 DEGREE, 6", BELL X BELL, BOTH BELL ENDS TO BE GASKETED. | Per Description |  | EA | 117 |  | 0
FTGDQ112 | Priority One - Inventory | BEND, PVC - SDR26, 22-1/2 DEGREE, 6", BELL X SPIGOT, SPIGOT TO BE CHAMFERED, BELL END TO BE GASKETED. | Per Description |  | EA | 233 |  | 0
FTGDQ144 | Priority Two - Inventory | BEND, PVC - SDR 26, 45 DEGREE, 4", BELL X BELL, BOTH ENDS GASKETED | Per Description |  | EA | 183 |  | 0
FTGDQ148 | Priority Two - Inventory | BEND, PVC - SDR26, 45 DEGREE, 6", BELL X BELL, BOTH ENDS GASKETED. | Per Description |  | EA | 182 |  | 0
FTGDQ152 | Priority One - Inventory | BEND, PVC - SDR26, 45 DEGREE, 6", BELL X SPIGOT, SPIGOT TO BE CHAMFERED, BELL TO BE GASKETED | Per Description |  | EA | 316 |  | 0
FTGDQ156 | Priority Two - Inventory | BEND, PVC - SDR26, 45 DEGREE, 8", BELL X SPIGOT, SPIGOT TO BE CHAMFERED, BELL TO BE GASKETED. | Per Description |  | EA | 8 |  | 0
FTGDQ172 | Priority Two - Inventory | BEND, PVC - SDR26, 90 DEGREE, 4", BELL X SPIGOT, SPIGOT TO BE CHAMFERED, BELL TO BE GASKETED. | Per Description |  | EA | 2 |  | 0
FTGDQ180 | Priority Two - Inventory | BEND, PVC - SDR26, 90 DEGREE, 6", BELL X SPIGOT, SPIGOT TO BE CHAMFERED, BELL TO BE GASKETED. | Per Description |  | EA | 8 |  | 0
FTGDQ260 | Priority Two - Inventory | CAP, PVC - SDR26. 6",BELL TO BE GASKETED | Per Description |  | EA | 6 |  | 0
FTGDQ382 | Priority Two - Inventory | COUPLING, PVC - 6", COUPLING TO FIT SDR-26 OD ON ONE END AND C900 OD ON THE OTHER, COUPLING TO BE BELLED & GASKETED ON BOTH ENDS. | THE HARRINGTON CORP (HARCO) 337-060 |  | EA | 4 |  | 0
FTGDQ410 | Priority One - Inventory | PLUG, PVC - SDR 26, 6", SLIP | Per Description |  | EA | 267 |  | 0
FTGDQ420 | Priority Two - Inventory | PLUG, PVC - SDR 26, 8", SLIP | Per Description |  | EA | 12 |  | 0
FTGDQ510 | Priority Two - Inventory | TEE, PVC - SDR26, 4", SANITARY SEWER TEE, BELL X BELL X BELL, ALL BELLS TO BE GASKETED. | Per Description |  | EA | 17 |  | 0
FTGDQ540 | Priority Two - Inventory | TEE, PVC - SDR26, 8" X 6", SANITARY SEWER TEE, BELL X BELL X BELL, ALL BELLS TO BE GASKETED. | Per Description |  | EA | 29 |  | 0
FTGDQ610 | Priority Two - Inventory | WYE, PVC - SDR26, 4" X 4" X 4", BELL X BELL X BELL, ALL BELLS TO BE GASKETED. | Per Description |  | EA | 12 |  | 0
FTGDQ620 | Priority Two - Inventory | WYE, PVC - SDR26, 6" X 6" X 6", BELL X BELL X BELL, ALL BELLS TO BE GASKETED. | Per Description |  | EA | 18 |  | 0
FTGDQ630 | Priority Two - Inventory | WYE, PVC - SDR26, 8" X 8" X 6", BELL X BELL X BELL. ALL BELLS TO BE GASKETED. | Per Description |  | EA | 27 |  | 0
FTGDU000 | Priority Two - Inventory | TEE, PVC - DR18, 8" X 8" X 6", ALL OUT- LETS TO BE BELLED AND GASKETED, C-900, ALL FITTINGS TO BE INJECTION MOLDED. | Per Description |  | EA | 2 |  | 0
FTGDU040 | Priority Two - Inventory | BEND, PVC - DR 18, 22 1/2 DEGREE, 6", C-900 (AWWA C 907: Class 150 rated). | Per Description |  | EA | 3 |  | 0
FTGDU203 | Full Service | RESTRAINER KIT, 3", TO INCLUDE GLAND, M.J. RUBBER GASKET, M.J. BOLTS AND NUTS. **MUST BE BOXED IN KIT FORM. ** | EBAA IRON 1103 SIGMA SLDEP3 STAR PIPE PRODUCTS SGDPPK03 |  | EA | 231 |  | 0
FTGDU214 | Full Service | RESTRAINER KIT, 4", TO INCLUDE GLAND, M.J. RUBBER GASKET, M.J. BOLTS AND NUTS. ** MUST BE BOXED IN KIT FORM. ** | EBAA IRON 1104 SIGMA SLDEP4 STAR PIPE PRODUCTS SGDPPK04 |  | EA | 107 |  | 0
FTGDU226 | Full Service | RESTRAINER KIT, 6", TO INCLUDE GLAND, M.J. RUBBER GASKET, M.J. BOLTS AND NUTS. ** MUST BE BOXED IN KIT FORM. ** | EBAA IRON 1106 SIGMA SLDEP6 STAR PIPE PRODUCTS SGDPPK06 |  | EA | 133 |  | 0
FTGDU238 | Full Service | RESTRAINER KIT, 8", TO INCLUDE GLAND, M.J. RUBBER GASKET, M.J. BOLTS AND NUTS. ** MUST BE BOXED IN KIT FORM. ** | EBAA IRON 1108 SIGMA SLDEP8 STAR PIPE PRODUCTS SGDPPK08 |  | EA | 67 |  | 0
FTGDU240 | Full Service | RESTRAINER KIT, 10", TO INCLUDE GLAND, M.J. RUBBER GASKET, M.J. BOLTS AND NUTS. ** MUST BE BOXED IN KIT FORM. ** | EBAA IRON 1110 SIGMA SLDEP10 STAR PIPE PRODUCTS SGDPPK10 |  | EA | 30 |  | 0
FTGDU256 | Full Service | RESTRAINER KIT, 12", TO INCLUDE GLAND, M.J. RUBBER GASKET, M.J. BOLTS AND NUTS. ** MUST BE BOXED IN KIT FORM. ** | EBAA IRON 1112 SIGMA SLDEP12 STAR PIPE PRODUCTS SGDPPK12 |  | EA | 22 |  | 0
FTGDU264 | Priority Two - Inventory | RESTRAINER KIT, 14", TO INCLUDE GLAND, M.J. RUBBER GASKET, M.J. BOLTS AND NUTS. ** MUST BE BOXED IN KIT FORM. ** | EBAA IRON 1114 |  | EA | 4 |  | 0
FTGDU266 | Full Service | RESTRAINER KIT, 16", TO INCLUDE GLAND, M.J. RUBBER GASKET, M.J. BOLTS AND NUTS. ** MUST BE BOXED IN KIT FORM ** | EBAA IRON 1116 |  | EA | 26 |  | 0
FTGDU287 | Priority Two - Inventory | RESTRAINER, MJ FITTING - 18", ONE PIECE GLAND REPLACES MJ FOLLOWER GLAND. USED WITH DUCTILE PIPE. ** MUST BE BOXED IN KIT FORM ** | EBAA IRON 1118 FORD SERIES 1400 SIGMA SLCEP18 STAR SGDPPK18 |  | EA | 11 |  | 0
FTGDU290 | Priority Two - Inventory | RESTRAINER KIT, 20", TO INCLUDE GLAND, MJ RUBBER GASKET, MJ BOLTS AND NUTS. ** MUST BE BOXED IN KIT FORM ** | EBAA IRON 1120 |  | EA | 14 |  | 0
FTGDU292 | Priority Two - Inventory | RESTRAINER KIT, 24", TO INCLUDE GLAND, MJ RUBBER GASKET, MJ BOLTS AND NUTS. ** MUST BE BOXED IN KIT FORM ** | EBAA IRON 1124 |  | EA | 9 |  | 0
FTGDU310 | Full Service | CIRCLE-LOK RESTRAINER KIT, 1500 CA, FOR 4" DR 18 & DR 25 PVC, KIT TO INCLUDE MEGALUG GLAND, MJ GASKET ONLY, MJ BOLTS AND NUTS. ** MUST BE BOXED IN KIT FORM ** | FORD UFR-1500-4A-I SIGMA SLCEP4 STAR PIPE PRODUCTS PVCPK4004 |  | EA | 362 |  | 0
FTGDU315 | Full Service | CIRCLE-LOK RESTRAINER KIT, 1500 CA, FOR 6" DR 18 & DR 25 PVC, KIT TO INCLUDE MEGALUG GLAND, MJ GASKET ONLY, MJ BOLTS AND NUTS. ** MUST BE BOXED IN KIT FORM ** | FORD UFR1500-6A-I SIGMA SLCEP6 STAR PIPE PRODUCTS PVCPK4006 |  | EA | 967 |  | 0
FTGDU320 | Full Service | CIRCLE-LOK RESTRAINER KIT, 1500 CA, FOR 8" DR 18 & DR 25 PVC, KIT TO INCLUDE MEGALUG GLAND, MJ GASKET ONLY, MJ BOLTS AND NUTS. ** MUST BE BOXED IN KIT FORM ** | FORD 81500 CA SIGMA SLCEP8 STAR PIPE PRODUCTS PVCPK4008 |  | EA | 514 |  | 0
FTGDU325 | Full Service | CIRCLE-LOK RESTRAINER KIT, 1500 CA, FOR 10" DR 18 & DR 25 PVC, KIT TO INCLUDE MEGALUG GLAND, MJ GASKET ONLY, MJ BOLTS AND NUTS. ** MUST BE BOXED IN KIT FORM ** | SIGMA SLCEP10 STAR PIPE PRODUCTS PVCPK4010 |  | EA | 50 |  | 0
FTGDU330 | Full Service | CIRCLE-LOK RESTRAINER KIT, 1500 CA, FOR 12" DR 18 & DR 25 PVC, KIT TO INCLUDE MEGALUG GLAND, MJ GASKET ONLY, MJ BOLTS AND NUTS. ** MUST BE BOXED IN KIT FORM ** | SIGMA SLCEP12 STAR PIPE PRODUCTS PVCPK4012 |  | EA | 191 |  | 0
FTGDU335 | Full Service | CIRCLE-LOK RESTRAINER KIT, 1500 CA, FOR 16" DR 18 & DR 25 PVC, KIT TO INCLUDE MEGALUG GLAND, MJ GASKET ONLY, MJ BOLTS AND NUTS. ** MUST BE BOXED IN KIT FORM ** | SIGMA SLCEP16 STAR PIPE PRODUCTS PVCPK4016 |  | EA | 66 |  | 0
FTGDW400 | Full Service | RESTRAINER, SPLIT GLAND, 4" - RESTRAINER FOR C-900 PVC PIPE. USED TO RESTRAIN MJ FITTINGS TO PVC PIPE. 360 DEGREE PIPE SUPPORT. | SIGMA PWM-C4 STARR PRC1004 UNIFLANGE 1300C |  | EA | 113 |  | 0
FTGDW500 | Full Service | RESTRAINER, SPLIT GLAND, 6" - RESTRAINER FOR C-900 PVC PIPE. USED TO RESTRAIN MJ FITTINGS TO PVC PIPE. 360 DEGREE PIPE SUPPORT. | SIGMA PWMC6 |  | EA | 403 |  | 0
FTGDW600 | Full Service | RESTRAINER, SPLIT GLAND, 8" - RESTRAINER FOR C-900 PVC PIPE. USED TO RESTRAIN MJ FITTINGS TO PVC PIPE. 360 DEGREE PIPE SUPPORT. | SIGMA PWM-C8 STAR PIPE PRODUCTS PRC1008 |  | EA | 547 |  | 0
FTGDW950 | Full Service | UNIFLANGE, RESTRAINER GLAND, 8", WITH BOLTS AND NUTS, FOR STEEL PIPE SIZE PVC PIPE, USED TO RESTRAIN MJ FITTINGS TO PVC PIPE. | SIGMA PVM-S8 STARR PRS1008 UNIFLANGE 1300S |  | EA | 4 |  | 0
FTGDW970 | Full Service | RESTRAINER, SPLIT GLAND, 10"- RESTRAINER FOR C-900 PVC PIPE. USED TO RESTRAIN MJ FITTINGS TO PVC PIPE. 360 DEGREE PIPE SUPPORT. | SIGMA PWM-C10 STARR PRC1010 UNIFLANGE 1300C |  | EA | 14 |  | 0
FTGDY000 | Full Service | RESTRAINER, SPLIT GLAND, 12"- RESTRAINER FOR C-900 PVC PIPE. USED TO RESTRAIN MJ FITTINGS TO PVC PIPE. 360 DEGREE PIPE SUPPORT. | SIGMA PWMC12 STAR PIPE PRODUCTS PRC1012 UNIFLANGE 1300C |  | EA | 113 |  | 0
FTGDY060 | Full Service | RESTRAINER, SPLIT GLAND, 16"- RESTRAINER FOR C-900 PVC PIPE. USED TO RESTRAIN MJ FITTINGS TO PVC PIPE. 360 DEGREE PIPE SUPPORT. | SIGMA PWM-C16 STARR PRC1016 |  | EA | 19 |  | 0
FTGDY080 | Priority Two - Inventory | RESTRAINER, FLANGE 8" TO BE USED FOR RESTRAINING BELL JOINTS OF C-900 PIPE. | FORD 1390C SIGMA PWP-C8 STARR PRC1108 |  | EA | 3 |  | 0
FTGDY100 | Priority Two - Inventory | RESTRAINER, FLANGE 12" TO BE USED FOR RESTRAINING BELL JOINTS OF C-900 PIPE | SIGMA PWP-C12 STARR PRC1112 |  | EA | 11 |  | 0
FTGDY120 | Priority Two - Inventory | RESTRAINER, FLANGE 20" TO BE USED FOR RESTRAINING BELL JOINTS OF C-900 PIPE | FORD 1390C SIGMA PWP-C20 STAR PRC1120 |  | EA | 8 |  | 0
FTGDY124 | Priority Two - Inventory | RESTRAINER, SPLIT X SPLIT, SERRATED, 24" PVC BELL JOINT RESTRAINT, TO BE USED FOR RESTRAINING BELL JOINTS OF C905 PIPE | FORD 1390C SIGMA PWP-C24 STAR PRC1124 |  | EA | 7 |  | 0
FTGDY200 | Priority Two - Inventory | RESTRAINER, UNIFLANGE 6", USED TO RESTRAIN PVC DR18 FITTINGS TO 6" C-900 PIPE. | FORD UFR1360-C-6-I SIGMA PWPFC6 |  | EA | 8 |  | 0
FTGDY218 | Priority Two - Inventory | RESTRAINER, UNIFLANGE 8", USED TO RESTRAIN PVC DR18 FITTINGS TO 8" C-900 PIPE. | SIGMA PWPF-C8 STAR PRC1208 UNIFLANGE 1360 |  | EA | 1 |  | 0
FTGDY504 | Full Service | SERIES 1390 PIPE RESTRAINER FOR DUCTILE IRON PIPE, 4", TO COME COMPLETE WITH THE FOLLOWING ITEMS, TWO CLAMPING RINGS, FOUR BOLTS & NUTS, THREADED RODS & NUTS. | Per Description |  | EA | 6 |  | 0
FTGDY506 | Full Service | PIPE RESTRAINER FOR DUCTILE IRON PIPE, 6", TO COME COMPLETE WITH THE FOLLOWING ITEMS, TWO CLAMPING RINGS, FOUR BOLTS & NUTS, THREADED RODS & NUTS. | Per Description |  | EA | 9 |  | 0
FTGDY508 | Full Service | PIPE RESTRAINER FOR DUCTILE IRON PIPE, 8", TO COME COMPLETE WITH THE FOLLOWING ITEMS, TWO CLAMPING RINGS, FOUR BOLTS & NUTS, THREADED RODS & NUTS | FORD 1390 SIGMA PWP-C8 STAR 1100C |  | EA | 14 |  | 0
FTGDY603 | Full Service | 1500 CA MEGA LUG KIT, TO FIT 3" IPS AND SCH-40 PVC PIPE, KIT TO INCLUDE - MEGA LUG GLAND, M.J. RUBBER GASKET, M.J. BOLTS & NUTS. | Per Description |  | EA | 13 |  | 0
FTGDY620 | Full Service | 1500 CA MEGA LUG KIT, TO FIT 20" DR -18 PVC PIPE, KIT TO INCLUDE - MEGA LUG GLAND, M.J. RUBBER GASKET, M.J. BOLTS & NUTS. MUST BE BOXED IN KIT FORM. | Per Description |  | EA | 29 |  | 0
FTGDY624 | Full Service | 1500 CA MEGA LUG KIT, TO FIT 24" DR -18 PVC PIPE, KIT TO INCLUDE - MEGA LUG GLAND, M.J. RUBBER GASKET, M.J. BOLTS & NUTS. | Per Description |  | EA | 12 |  | 0
FTGDY636 | Full Service | 1500 CA MEGA LUG RESTRAINER KIT, TO FIT 36" C905 PVC PIPE, KIT TO INCLUDE - MEGA LUG GLAND, M.J. RUBBER GASKET, M.J. BOLTS & NUTS. MUST HAVE ONE KIT PER BOX | Per Description |  | EA | 2 |  | 0
FTGEE003 | Priority Two - Inventory | COUPLING, 3", RANGE 3.13-3.36, FITS AC, DI, CI, PVC, HDPE - LENGTH 8.38" EPOXY COATED-WATER/SEWER APPLICATIONS - 2 EACH STAINLESS STEEL BOLTS (ON EACH END) STAB TYPE INSTALLATION (NO DISASSEMBLY REQUIRED) | ROMAC INDUSTRIES 260-0363631 (MACRO) |  | EA | 7 |  | 0
FTGEE005 | Priority Two - Inventory | COUPLING, 3" HYMAX, RANGE 3.46-4.33 EACH SIDE, FITS AC, DI, CI, PVC HDPE - LENGTH 8.7" - EPOXY COATED-WATER/SEWER APPLICATIONS - 2 EACH STAINLESS STEEL BOLTS (ON EACH END) STAB TYPE INSTALLATION (NO DISASSEMBLY REQUIRED) | KRAUSZ USA 2000-0433-260 (HYMAX) |  | EA | 65 |  | 0
FTGEE010 | Priority Two - Inventory | COUPLING, 4", MIN RANGE 4.40-5.60, FITS AC, DI, CI, PVC HDPE - LENGTH 8.7-11.19 EPOXY COATED-WATER/SEWER APPLICATIONS - 2 EACH STAINLESS STEEL BOLTS (ON EACH END) STAB TYPE INSTALLATION (NO DISASSEMBLY REQUIRED) | KRAUSZ USA 2000-0563-260 (HYMAX) |  | EA | 140 |  | 0
FTGEE012 | Priority Two - Inventory | COUPLING, 4", MIN RANGE 4.50-4.90, FITS DI, CI, PVC, PVC-IPS, HDPE,- LENGTH 11.85- SINGLE UNIT, FUSION BONDED EPOXY COATED-WATER/SEWER APPLICATIONS 2 STAINLESS STEEL BOLTS (ON EACH END) STAB TYPE INSTALLATION (NO DISASSEMBLY REQUIRED) | ROMAC INDUSTRIES 266-04901231 (ALPHA) |  | EA | 11 |  | 0
FTGEE040 | Priority Two - Inventory | COUPLING, 6", MIN RANGE 6.60-7.60, FITS AC, DI, CI, PVC HDPE - LENGTH 10.8-11.19 EPOXY COATED-WATER/SEWER APPLICATIONS - 2 EACH STAINLESS STEEL BOLTS (ON EACH END) STAB TYPE INSTALLATION (NO DISASSEMBLY REQUIRED) | KRAUSZ USA 2000-0768-260 (HYMAX) |  | EA | 154 |  | 0
FTGEE045 | Priority Two - Inventory | COUPLING, 6", MIN RANGE 6.60-7.00, FITS DI, CI, PVC, PVC-IPS, HDPE,- LENGTH 11.98- SINGLE UNIT, FUSION BONDED EPOXY COATED-WATER/SEWER APPLICATIONS 2 STAINLESS STEEL BOLTS (ON EACH END) STAB TYPE INSTALLATION (NO DISASSEMBLY REQUIRED) | ROMAC INDUSTRIES 266-07001211 (ALPHA) |  | EA | 18 |  | 0
FTGEE050 | Priority Two - Inventory | COUPLING, 8", MIN RANGE 8.60-9.75, FITS AC, DI, CI, PVC HDPE - LENGTH 10.8-11.19 EPOXY COATED-WATER/SEWER APPLICATIONS - 2 EACH STAINLESS STEEL BOLTS (ON EACH END) STAB TYPE INSTALLATION (NO DISASSEMBLY REQUIRED) | KRAUSZ USA 2000-0984-260 (HYMAX) |  | EA | 111 |  | 0
FTGEE054 | Priority Two - Inventory | COUPLING, 8", MIN RANGE 8.60-9.10, FITS DI, CI, PVC, PVC-IPS, HDPE,- LENGTH 13.19- SINGLE UNIT, FUSION BONDED EPOXY COATED-WATER/SEWER APPLICATIONS 2 STAINLESS STEEL BOLTS (ON EACH END) STAB TYPE INSTALLATION (NO DISASSEMBLY REQUIRED) | ROMAC INDUSTRIES 266-09101211 (ALPHA) |  | EA | 2 |  | 0
FTGEE060 | Priority Two - Inventory | COUPLING, 10", MIN RANGE 10.70-11.90, FITS AC, DI, CI, PVC HDPE - LENGTH 10.8-11.19- EPOXY COATED-WATER/SEWER APPLICATIONS - 2 EACH STAINLESS STEEL BOLTS (ON EACH END) STAB TYPE INSTALLATION (NO DISASSEMBLY REQUIRED) | KRAUSZ USA 2000-1200-260/K86056027216 (HY ROMAC INDUSTRIES 2601190831 (MACRO) |  | EA | 15 |  | 0
FTGEE065 | Priority Two - Inventory | COUPLING, 10", MIN RANGE 11.00-12.20, FITS AC, DI, CI, PVC HDPE - LENGTH 10.8-11.19- EPOXY COATED-WATER/SEWER APPLICATIONS - 2 EACH STAINLESS STEEL BOLTS (ON EACH END) STAB TYPE INSTALLATION (NO DISASSEMBLY REQUIRED) | KRAUSZ USA 2000-1226-260 (HYMAX OS) ROMAC INDUSTRIES 260-1220831 (MACRO XL) |  | EA | 7 |  | 0
FTGEE068 | Priority Two - Inventory | COUPLING, 10", MIN RANGE 10.75-11.20, FITS DI, CI, PVC, PVC-IPS, HDPE,- LENGTH 12.74- SINGLE UNIT, FUSION BONDED EPOXY COATED-WATER/SEWER APPLICATIONS 2 STAINLESS STEEL BOLTS (ON EACH END) STAB TYPE INSTALLATION (NO DISASSEMBLY REQUIRED) | ROMAC INDUSTRIES 266-11201211 (ALPHA) |  | EA | 1 |  | 0
FTGEE070 | Priority Two - Inventory | COUPLING, 12", MIN RANGE 12.70-13.66, FITS AC, DI, CI, PVC HDPE - LENGTH 10.8-11.19 EPOXY COATED-WATER/SEWER APPLICATIONS - 2 EACH STAINLESS STEEL BOLTS (ON EACH END) STAB TYPE INSTALLATION (NO DISASSEMBLY REQUIRED) | KRAUSZ USA 2000-1366-260/K86056031516 (HY ROMAC INDUSTRIES 2601380831 (MACRO) |  | EA | 19 |  | 0
FTGEE075 | Priority Two - Inventory | COUPLING, 12", MIN RANGE 13.15-14.40, FITS AC, DI, CI, PVC HDPE - LENGTH 10.8-11.19 EPOXY COATED-WATER/SEWER APPLICATIONS - 2 EACH STAINLESS STEEL BOLTS (ON EACH END) STAB TYPE INSTALLATION (NO DISASSEMBLY REQUIRED) | KRAUSZ USA 2000-1441-260 (HYMAX OS) ROMAC INDUSTRIES 260-1440831 (MACRO XL) |  | EA | 12 |  | 0
FTGEE080 | Priority Two - Inventory | COUPLING, 12", MIN RANGE 12.75-13.30, FITS DI, CI, PVC, PVC-IPS, HDPE,- LENGTH 13.30- SINGLE UNIT, FUSION BONDED EPOXY COATED-WATER/SEWER APPLICATIONS 2 STAINLESS STEEL BOLTS (ON EACH END) STAB TYPE INSTALLATION (NO DISASSEMBLY REQUIRED) | ROMAC INDUSTRIES 266-13301211 (ALPHA) |  | EA | 4 |  | 0
FTGEE600 | Priority Two - Inventory | SLEEVE, DUCTILE IRON, 4", MECHANICAL JOINT, 10-MIL EPOXYLINED, (TO BE SUPPLIED WITHOUT ACCESSORIES), UNION, TYLER, US PIPE, OR EQUAL | Per Description |  | EA | 1 |  | 0
FTGEE620 | Priority Two - Inventory | SLEEVE, DUCILE IRON, 6", MECHANICAL JOINT, 10-MIL EPOXYLINED, (TO BE SUPPLIED WITHOUT ACCESSORIES), UNION, TYLER, US PIPE, OR EQUAL | Per Description |  | EA | 1 |  | 0
FTGEE640 | Priority Two - Inventory | SLEEVE, DUCTILE IRON, 8", MECHANICAL JOINT, 10-MIL EPOXYLINED, (TO BE SUPPLIED WITHOUT ACCESSORIES), UNION, TYLER, US PIPE, OR EQUAL | Per Description |  | EA | 1 |  | 0
FTGEE660 | Priority Two - Inventory | SLEEVE, DUCTILE IRON, 10", MECHANICAL JOINT, 10-MIL EPOXYLINED, (TO BE SUPPLIED WITHOUT ACCESSORIES), UNION, TYLER, US PIPE, OR EQUAL | Per Description |  | EA | 1 |  | 0
FTGEE680 | Priority Two - Inventory | SLEEVE, DUCTILE IRON, 12", MECHANICAL JOINT, 10-MIL EXPOXYLINED, (TO BE SUPPLIED WITHOUT ACCESSORIES), UNION, TYLER, US PIPE, OR EQUAL | Per Description |  | EA | 1 |  | 0
FTGEE870 | Priority Two - Inventory | SLEEVE, DUCTILE IRON, 20", MECHANICAL JOINT, 10-MIL EXPOXYLINED, (TO BE SUPPLIED WITHOUT ACCESSORIES), UNION, TYLER, US PIPE, OR EQUAL | Per Description |  | EA | 2 |  | 0
FTGEE890 | Priority Two - Inventory | SLEEVE, DUCTILE IRON, 36", MECHANICAL JOINT, 10-MIL EXPOXYLINED, TO BE SUPPLIED WITHOUT ACCESSORIES | Per Description |  | EA | 1 |  | 0
FTGEE960 | Priority Two - Inventory | SLEEVE, DUCTILE IRON, 48", MECHANICAL JOINT, 10-MIL EXPOXYLINED, TO BE SUPPLIED WITHOUT ACCESSORIES | Per Description |  | EA | 1 |  | 0
FTGIP000 | Priority Two - Inventory | NO LEAD COUPLING, COMPRESSION, 1", CTS COMP X IPS COMP COUP. | FORD C46-44-NL |  | EA | 84 |  | 0
GAGAA060 | Priority Two - Inventory | GAUGE, STAINLESS STEEL, GLYCERIN FILLED, 2-1/2", 0-60 PSI, 1/4" LOWER MOUNT BRASS CONNECTION | U.S. GAUGE P5801 WIKA 21353-2.5-C-4-B |  | EA | 6 |  | 0
GAGAA070 | Priority Two - Inventory | GAUGE, STAINLESS STEEL, GLYCERIN FILLED, 2-1/2", 0-100 PSI, 1/4", 656 SERIES STAINLESS STEEL LOWER MOUNT CONNECTION | U.S. GAUGE 256010LG WIKA 9833574 |  | EA | 6 |  | 0
GAGAA080 | Priority Two - Inventory | GAUGE, GLYCERIN FILLED, 2-1/2",0-160 PSI | WIKA 213.53 WIKA 9767070 |  | EA | 17 |  | 0
GAGAA100 | Priority Two - Inventory | GAUGE, GLYCERIN FILLED 2-1/2", 0-300 PSI, 1/4", 656 SERIES STAINLESS STEEL LOWER MOUNT CONNECTION | SYSTEM COMPONENTS CORP. 7211 U.S. GAUGE 256013 U.S. GAUGE P555L |  | EA | 7 |  | 0
GKTAA700 | Priority Two - Inventory | GASKET, TRANSITION 3" - MJ X IPS GASKET, GASKET IS USED IN STD. MECHANICAL JOINT FITTING FOR USE ON IRON PIPE SIZE PIPE (STEEL PIPE), GASKET TO BE CONSTRUCTED OF VIRGIN SBR MEETING ASTM D2000 3 BA715 | SIGMA TG3 STAR MJGAST03 |  | EA | 4 |  | 0
GKTAA719 | Priority Two - Inventory | GASKET, TRANSITION 4" - MJ X IPS GASKET, GASKET IS USED IN STD. MECHANICAL JOINT FITTINGS FOR USE ON IRON PIPE SIZE PIPE (STEEL PIPE),GASKET TO BE CONSTRUCTED OF VIRGIN SBR MEETING ASTM D-2000 3 BA715. | Per Description |  | EA | 5 |  | 0
GKTAA727 | Priority Two - Inventory | GASKET, TRANSITION 6" - MJ X IPS GASKET, GASKET ISSUED IN STD. MECHANICAL JOINT FITTINGS FOR USE ON IRON PIPE SIZE PIPE (STEEL PIPE),GASKET TO BE CONSTRUCTED OF VIRGIN SBR MEETING ASTM D-2000 3 BA715. | Per Description |  | EA | 4 |  | 0
GKTAA735 | Priority Two - Inventory | GASKET, TRANSITION 8" - MJ X IPS GASKET, GASKET ISSUED IN STD. MECHANICAL JOINT FITTINGS FOR USE ON IRON PIPE SIZE PIPE (STEEL PIPE),GASKET TO BE CONSTRUCTED OF VIRGIN SBR MEETING ASTM D-2000 3 BA715. | Per Description |  | EA | 6 |  | 0
GKTAA743 | Priority Two - Inventory | GASKET, TRANSITION 10" - MJ X IPS GASKET GASKET IS USED IN STD. MECHANICAL JOINT FITTINGS FOR USE ON IRON PIPE SIZE PIPE (STEEL PIPE),GASKET TO BE CONSTRUCTED OF VIRGIN SBR MEETING ASTM D-2000 3 BA715. | Per Description |  | EA | 1 |  | 0
GKTAA751 | Priority Two - Inventory | GASKET, TRANSITION 12" - MJ X IPS GASKET GASKET IS USED IN STD. MECHANICAL JOINT FITTINGS FOR USE ON IRON PIPE SIZE PIPE (STEEL PIPE),GASKET TO BE CONSTRUCTED OF VIRGIN SBR MEETING ASTM D-2000 3BA715. | Per Description |  | EA | 6 |  | 0
HSEBB120 | Priority Two - Inventory | COUPLING, HOSE 4" - QUICK DISCONNECT, FEMALE COUPLING X FEMALE THREAD, ALUMINUM CONSTRUCTION. EVER-TITE PART "D" . | EVER-TITE D |  | EA | 4 |  | 0
HSEBB140 | Priority Two - Inventory | COUPLING, HOSE 4" - QUICK DISCONNECT, FEMALE QUICK DISCONNECT COUPLER ON ONE END, HOSE SHANK ON OTHER END, ALUMINUM CONSTRUCTION. | EVER-TITE C SEAL FAST C |  | EA | 38 |  | 0
HSEBB150 | Priority Two - Inventory | COUPLING, HOSE 4" -QUICK DISCONNECT,MALE ADAPTER (FOR QUICK DISCONNECT) ON ONE END, HOSE SHANK ON OTHER END, ALUMINUM CONSTRUCTION. | EVER-TITE E SEAL FAST E |  | EA | 37 |  | 0
HSEBB170 | Priority Two - Inventory | COUPLING, HOSE 6" - QUICK DISCONNECT, FEMALE QUICK DISCONNECT COUPLER ON ONE END, HOSE SHANK ON OTHER END, ALUMINUM CONSTRUCTION. | EVER-TITE C SEAL FAST C |  | EA | 44 |  | 0
HSEBB180 | Priority Two - Inventory | COUPLING, HOSE 6" -QUICK DISCONNECT,MALE ADAPTER (FOR QUICK DISCONNECT) ON ONE END, HOSE SHANK ON OTHER END, ALUMINUM CONSTRUCTION. EVER-TITE OR SEAL FAST | EVER-TITE E SEAL FAST E |  | EA | 43 |  | 0
HSECC112 | Priority Two - Inventory | COUPLING, ADAPTER - 4", MALE ADAPTER X FEMALE THREAD, PART A, FOR USE WITH QUICK DISCONNECT COUPLINGS, ALUMINUM CONSTRUCTION. | EVER-TITE PART-A |  | EA | 21 |  | 0
HSECC124 | Priority Two - Inventory | COUPLING, ADAPTER - 6", MALE ADAPTER X FEMALE THREAD, PART A, FOR USE WITH QUICK DISCONNECT COUPLINGS, ALUMINUM CONSTRUCTION. | EVER-TITE PART-A |  | EA | 6 |  | 0
HSECC151 | Priority Two - Inventory | STRAINER, HOSE 3" - STEEL STRAINER FOR USE ON 3" SUCTION HOSE. BASKET TYPE STRAINER IS USED TO KEEP SOLIDS LARGER THAN 3/8" FROM ENTERING SUCTION HOSE. STRAINER IS TO HAVE FEMALE THREAD FOR CONNECTION TO SUCTION HOSE. | Per Description |  | EA | 3 |  | 0
HSECC163 | Priority Two - Inventory | STRAINER, HOSE 4" - STEEL STRAINER FOR USE ON 4" SUCTION HOSE. BASKET TYPE STRAINER IS USED TO KEEP SOLIDS LARGER THAN 3/8" FROM ENTERING SUCTION HOSE. STRAINER IS TO HAVE FEMALE THREAD FOR CONNECTION TO SUCTION HOSE. | Per Description |  | EA | 1 |  | 0
HYDAA126 | Priority Two - Inventory | EXTENSION, FIRE HYDRANT, 6", FOR AMERICAN DARLING MARK 73 HYDRANT, 4-1/2" & B84B5, 5-1/4" VALVE OPENING W/STAINLESS STEEL BOLTS. | AMERICAN DARLING 8002025 |  | EA | 17 |  | 0
HYDAA135 | Priority Two - Inventory | EXTENSION, FIRE HYDRANT, 18", FOR AMERICAN DARLING MARK 73 HYDRANT, 4-1/2" & B84B5, 5-1/4" VALVE OPENING W/STAINLESS STEEL BOLTS. | AMERICAN DARLING 8005961 |  | EA | 1 |  | 0
HYDAA150 | Priority Two - Inventory | EXTENSION, FIRE HYDRANT, 12", FOR AMERICAN DARLING MARK 73 HYDRANT, 4-1/2" & B84B5, 5-1/4" VALVE OPENING W/STAINLESS STEEL BOLTS. | AMERICAN DARLING 8005960 |  | EA | 31 |  | 0
HYDAA205 | Priority Two - Inventory | REPAIR KIT, FIRE HYDRANT, 4-1/2" | AMERICAN DARLING MARK 73 |  | EA | 30 |  | 0
HYDBB030 | Priority Two - Inventory | KIT,REPAIR, BREAKAWAY FLANGE FOR CLOW F-2500, 4-1/2", FIRE HYDRANT. | CLOW R-1620562 |  | EA | 6 |  | 0
HYDDD250 | Priority One - Inventory | GREASE, FIRE HYDRANT, AMERICAN FLOW CONTROL HYDRANT GREASE (FOOD GRADE), 1 LB. CAULK TUBE "ORDER BY DESCRIPTION" | AMERICAN FLOW CONTROL NOT APPROVED Clarion 655699009-NLGI-NO.2 KEYSTONE LUBRICANTS 441636T Mystik FG-2 |  | EA | 200 |  | 0
HYDEE100 | Priority Two - Inventory | EXTENSION KIT, FIRE HYDRANT, 12" - KIT FOR MUELLER 4-1/2" FIRE HYDRANT, KIT INCLUDES: BARREL EXTENSION, STEEL STEM COUPLING, SOLID FLANGE, STAINLESS STEEL CLEVIS PINS,STAINLESS STEEL COTTER PINS, GASKET, BOLTS, NUTS AND CAN OF HYDRANT LUBRI | Per Description |  | EA | 1 |  | 0
HYDEE124 | Priority Two - Inventory | KIT, EXTENSION FIRE HYDRANT, 6" - 6" EXTENSION KIT FOR MUELLER 4-1/2" FIRE HYDRANT, KIT TO INCLUDE: BARREL EXTEN- SION, STEEL STEM COUPLING, SOLID FLANGE, STAINLESS STEEL CLEVIS PINS, STAINLESS STEEL COTTER PINS, GASKET, BOLTS AND NUTS, CAN | Per Description |  | EA | 1 |  | 0
HYDEE130 | Priority Two - Inventory | KIT, REPAIR, FIRE HYDRANT, 4-1/2",SAFETY FLANGE REPAIR KIT, (FOR CENTURIAN FIRE HYDRANT) WITH STEEL COUPLING (OLD MUELLER #A-24095). (FOR HYDRANTS MANUFACTURED AFTER 1972) | MUELLER A300 |  | EA | 16 |  | 0
HYDEE190 | Full Service | HYDRANT, FIRE, 5 1/4" VALVE OPENING, 3' BURY DEPTH. SUPPLIED W/O ACCESSORIES, YELLOW, 1-1/2" PENTAGON (5-SIDED) OPERATING NUTS, OPEN LEFT, ASSEMBLY NUTS AND BOLTS SHALL BE 304 STAINLESS STEEL, HYDRANTS MUST BE FORKLIFT ACCESSIBLE. | AMERICAN FLOW CONTROL B-84-B AVK 2780 - 3' M & H 129TY - 3' M&H 129TYNL - 3' MULLER A-423 - 3' US PIPE MET M94 - 3' |  | EA | 39 |  | 0
HYDEE200 | Full Service | HYDRANT, FIRE, 5 1/4" VALVE OPENING, 3-1/2' BURY DEPTH, SUPPLIED W/O ACCESSORIES, YELLOW, 1 1/2" PENTAGON (5-SIDED) OPERATING NUTS, OPEN LEFT, ASSEMBLY NUTS AND BOLTS SHALL BE 304 STAINLESS STEEL, HYDRANTS MUST BE FORKLIFT ACCESSIBLE. | AMERICAN FLOW CONTROL B-84-B - 3-1/2' AVK 2780 - 3 1/2' M & H 129TY - 5-1/4" X 3-1/2' M&H 129TYNL - 5-1/4 X 3-1/2 MULLER A423 - 3-1/2' US PIPE MET M94 - 3 - 1/2' |  | EA | 72 |  | 0
HYDEE210 | Full Service | HYDRANT, FIRE, 5 1/4" VALVE OPENING, 4' BURY DEPTH, SUPPLIED W/O ACCESSORIES, YELLOW, 1-1/2" PENTAGON (5-SIDED) OPERATING NUTS, OPEN LEFT, ASSEMBLY NUTS AND BOLTS SHALL BE 304 STAINLESS STEEL, HYDRANTS MUST BE FORKLIFT ACCESSIBLE. | AMERICAN FLOW CONTROL B-84-B - 4' AVK 2780 - 4' M & H 129 - 5-1/4" X 4' M&H 129TYNL - 5-1/4" X 4' MUELLER A-423 - 4' US PIPE MET M94 - 4' |  | EA | 10 |  | 0
HYDEE220 | Priority Two - Inventory | HYDRANT, FIRE, 5 1/4" VALVE OPENING, 4-1/2' BURY DEPTH, SUPPLIED W/O ACCESSORIES, YELLOW, 1-1/2" PENTAGON (5-SIDED) OPERATING NUTS, OPEN LEFT, ASSEMBLY BOLTS AND NUTS SHALL BE 304 STAINLESS STEEL, HYDRANTS MUST BE FORKLIFT ACCESSIBLE. | AMERICAN FLOW CONTROL B-84-B - 4.5' AVK 2780 - 4.5' M & H 129 - 5-1/4" X 4.5' M&H 129TYNL - 5-1/4" X 4.5' MUELLER A-423 - 4.5' US PIPE MET M94 - 4.5' |  | EA | 2 |  | 0
HYDEE240 | Priority Two - Inventory | KIT, REPAIR FIRE HYDRANT 5-1/4" MUELLER #A-301-00 WITH BRASS COUPLING | MUELLER A-301-00 |  | EA | 5 |  | 0
HYDFF200 | Priority Two - Inventory | KIT, REPAIR, TRAFFIC, YELLOW. | WATEROUS WT/77D |  | EA | 1 |  | 0
HYDGG015 | Priority Two - Inventory | CAP GASKET, HOSE NOZZLE, 2.5" DIA., RUBBER ASTM D2000, MUST FIT THE FOLLOWING FIRE HYDRANT HOSE CAPS, M & H, CLOW, MUELLER, KENNEDY AND U.S. PIPE | M & H 210041 |  | EA | 30 |  | 0
HYDGG030 | Priority Two - Inventory | WRENCH, FIRE HYDRANT, UNIVERSAL, ADJUST- ABLE. WRENCH TO FIT PENTAGON NUTS TO 1-1/2" AND SQUARE NUTS UP TO 1-1/4". SPANNER TO FIT LUG AND PIN STYLES OF HOSE COUPLINGS. 16" LONG X 7/8" DIAMETER HANDLE. HEAVY DUCTILE IRON HEAD. | RED HEAD 107 TRUMBLE 377-5960 |  | EA | 162 |  | 0
HYDGG100 | Priority Two - Inventory | KIT, REPAIR - TRAFFIC REPAIR KIT FOR U.S. PIPE METROPOLITAN MODEL FIRE HYDRANT, 4-1/2" VALVE OPENING FOR HYDRANTS MADE PRIOR TO 1994. | US PIPE 668619 |  | EA | 6 |  | 0
HYDGG224 | Priority Two - Inventory | KIT, TRAFFIC REPAIR - FOR M&HMODEL #129 FIRE HYDRANT, 5-1/4" VALVE OPENING. (1996 OR NEWER). | M & H 442129 |  | EA | 7 |  | 0
HYDRF100 | Priority One - Inventory | HYDRANT RAISED PAVEMENT MARKER, BLUE TWO-WAY REFLECTOR W/ADHESIVE PAD ATTACHED, 4.00"L X 4.00"W X 0.68"H, 48 PER CARTON | RAYOLITE AA2BP |  | EA | 1100 |  | 0
LBRAA310 | Priority Two - Inventory | GREASE CUTTING | MUELLER 88366 |  | EA | 42 |  | 0
MARCB001 | Priority One - Inventory | MARKER, CURB, 2-1/2" CIRCLES BLACK ON RED LABLED "POWER" | DAS MANUFACTURING INC. 2.5NPO REPNET INC. 2.5NPO |  | EA | 960 |  | 0
MHLAA100 | Priority Two - Inventory | COUPLING, MANHOLE 6" - PVC COUPLING FOR SDR26 PIPE, PIPE LENGTH MIN. 8 INCHES, COUPLING TO HAVE EXTERIOR EPOXY BONDED AGGREGATE TEXTURIZED TO ADHERE TO THE PVC COUPLING, EXTERIOR AGGREGATE TO PROVIDE BONDING SURFACE FOR GROUTING PURPOSES | Per Description |  | EA | 34 |  | 0
MHLAA110 | Priority Two - Inventory | COUPLING, MANHOLE 8", PVC COUPLING FOR SDR26 PIPE, PIPE LENGTH MIN. 8" COUPLING TO HAVE PERMANENT EXTERIOR EPOXY BONDED AGGREGATE TEXTURIZED TO ADHERE TO THE PVC COUPLING EXTERIOR AGGREGATED TO PROVIDE BONDING SURFACE FOR GROUTING PURPOSES. | Per Description |  | EA | 80 |  | 0
MHLAA120 | Priority Two - Inventory | COUPLING, MANHOLE 10" - PVC COUPLING FOR SDR26 PIPE, PIPE LENGTH MIN 8", COUPLING TO HAVE EXTERIOR EPOXY BONDED AGGREGATE TEXTURIZED TO ADHERE TO THE PVC COUPLING, EXTERIOR AGGREGATE TO PROVIDE BONDING SURFACE FOR GROUTING PURPOSES. | Per Description |  | EA | 9 |  | 0
MHLAA142 | Priority Two - Inventory | COUPLING, MANHOLE, 6", PVC COUPLING FOR DR18 PIPE, PIPE LENGTH MIN 8", COUPLING TO HAVE PERMANENT EXTERIOR EPOXY BONDED AGGREATE TEXTURIZED TO ADHERE TO THE COUPLING, COUPLING TO PROVIDE BONDING SURFACE FOR GROUTING PURPOSES. | Per Description |  | EA | 2 |  | 0
MHLAA145 | Priority Two - Inventory | COUPLING, MANHOLE, 8", PVC COUPLING FOR DR18 PIPE, COUPLING TO HAVE PERMANENT EXTERIOR EPOXY BONDED AGGREGATE TEXTURIZED TO ADHERE COUPLING, COUPLING TO PROVIDE BONDING SURFACE FOR GROUTING PURPOSES. NO ASBESTOS COUPLINGS ALLOWED BELLED X B | Per Description |  | EA | 4 |  | 0
MHLAA150 | Priority Two - Inventory | COVER, MANHOLE, NEW STYLE, COVER TO HAVE NEW "JEA" LOGO AS PER CURRENT GREY IRON CASTING BID. JEA STANDARD PLATE S-1. (SANITARY) NEW PLATE ONLY *** NO ALTERNATES OR SUBSTITUTES *** US FOUNDRY & MFG., OR EAST JORDAN IRON WORKS. | EAST JORDAN 00116122 U.S. FOUNDRY 8013352 |  | EA | 66 |  | 0
MHLAA155 | Priority One - Inventory | COVER AND FRAME, MANHOLE,(ASSEMBLED) W/NEOPRENE GASKET 60 DUROMETER AND PROTECTIVE SKIRT, COVER TO HAVE NEW JEA LOGO JEA STANDARD PLATE S-1, **U.S. FOUNDRY & MFG. OR EAST JORDAN IRON WORKS INC. ** | EAST JORDAN 00116122A01 U.S. FOUNDRY 8140149 |  | EA | 274 |  | 0
MHLAA240 | Priority Two - Inventory | SEALANT, JOINT, MANHOLE (RAM NEK),20 PCS PER BOX, EACH PIECE TO BE 1-1/2" WIDTH X 3-1/2' LENGTH, DENSITY OF SEALANT TO BE A MINIMUM OF 22.5 CUBIC INCH PER LINEAL FT. SELANT TO BE PACAKAGED 20 PIECES PER BOX. RAM NEK, CONSEAL, GULF STATES AS | Per Description |  | EA | 48 |  | 0
MHLAA319 | Priority Two - Inventory | RAINGUARD, INFLOW PROTECTOR WITH STRAP & VALVE. DEL LF-SV, (FRAME=ID 32", OD 34-1/4", COVER=O.D. 34-1/8") RAINGUARD MUST FIT CITY OF JACKSONVILLE LOGO FRAME W/COVER. L F MANUFACTURING (RAINGUARD O.D.= 33-5/8") OR EQUAL | Per Description |  | EA | 15 |  | 0
MHLFB058 | Priority Two - Inventory | MANHOLE, LINER, FIBERGLASS,42" OD X 8 FEET LONG, 3/8" MIN WALL THICKNESS, ONE PIECE CONSTRUCTION W / BARREL & CONCENTRIC CORBEL WITH 30" OPENING, 16,000 LB RATED (AASHO-H20). "DELIVER ON OPEN FLAT BED" | CONTAINMENT SOLUTIONS ORDER BY DESCRIPTION L.F. MANUFACTURING ORDER BY DESCRIPTION |  | EA | 3 |  | 0
MHLFB070 | Priority Two - Inventory | MANHOLE, LINER, FIBERGLASS,42" OD X 10 FEET LONG, 3/8" MIN WALL THICKNESS, ONE PIECE CONSTRUCTION W / BARREL & CONCENTRIC CORBEL WITH 30" OPENING, 16,000 LB RATED (AASHO-H20). "DELIVER ON OPEN FLAT BED" | CONTAINMENT SOLUTIONS ORDER BY DESCRIPTION L.F. MANUFACTURING ORDER BY DESCRIPTION |  | EA | 4 |  | 0
MHLFB080 | Priority Two - Inventory | MANHOLE, LINER, FIBERGLASS,42" OD X 4 FEET LONG, 3/8" MIN WALL THICKNESS, ONE PIECE CONSTRUCTION W / BARREL & CONCENTRIC CORBEL WITH 30" OPENING, 16,000 LB RATED (AASHO-H20). "DELIVER ON OPEN FLAT BED" | CONTAINMENT SOLUTIONS ORDER BY DESCRIPTION L.F. MANUFACTURING ORDER BY DESCRIPTION |  | EA | 6 |  | 0
MHLFB082 | Priority Two - Inventory | MANHOLE, LINER, FIBERGLASS,42" OD X 12 FEET LONG, 3/8" MIN WALL THICKNESS, ONE PIECE CONSTRUCTION W / BARREL & CONCENTRIC CORBEL WITH 30" OPENING, 16,000 LB RATED (AASHO-H20). "DELIVER ON OPEN FLAT BED" | CONTAINMENT SOLUTIONS ORDER BY DESCRIPTION L.F. MANUFACTURING ORDER BY DESCRIPTION |  | EA | 1 |  | 0
MHLFB095 | Priority Two - Inventory | MANHOLE, LINER, FIBERGLASS,42" OD X 15 FEET LONG, 3/8" MIN WALL THICKNESS, ONE PIECE CONSTRUCTION W / BARREL & CONCENTRIC CORBEL WITH 30" OPENING, 16,000 LB RATED (AASHO-H20). "DELIVER ON OPEN FLAT BED" | CONTAINMENT SOLUTIONS ORDER BY DESCRIPTION L.F. MANUFACTURING ORDER BY DESCRIPTION |  | EA | 1 |  | 0
MHLSE015 | Priority Two - Inventory | WRAPID SEAL CLOSURE, SHALL BE 18" WIDE, COLOR BLACK. | CANUSA CLS-18 |  | RO | 19 |  | 0
MTEAA210 | Priority One - Inventory | METER, BRONZE FLANGED (NO LEAD), 2" SET, W- (4) 3/4" DIAMETER X 2 1/2" SS LONG BOLTS/NUTS | FORD CF31-77-95260-007-NL |  | EA | 735 |  | 0
MTEAA220 | Priority One - Inventory | METER, BRONZE FLANGED (NO LEAD) 1-1/2" SET, W- (4) 5/8" DIAMETER X 2 1/2" SS LONG BOLTS/NUTS | FORD 4415FO FORD CF31-66-95260-008-NL |  | EA | 712 |  | 0
MTEAC010 | Priority One - Inventory | COUPLING, METER, 5/8" X 1/2" MIP OUTLET, CONSISTING OF HEX TO BARREL, NO LEAD BRONZE CONSTRUCTED, LENGTH OF 2-3/8" | FORD C38-11-2-375-NL |  | EA | 1360 |  | 0
MTEAC020 | Full Service | COUPLING, METER, 3/4" X 3/4" MIP OUTLET, CONSISTING OF HEX TO BARREL, NO LEAD BRONZE CONSTRUCTED. LENGTH OF 2-1/2". | FORD C38-23-2-5-NL |  | EA | 12400 |  | 0
MTEAC030 | Full Service | COUPLING, METER, 1" X 1" MIP OUTLET, CONSISTING OF HEX TO BARREL, NO LEAD BRONZE CONSTRUCTED, LENGTH OF 2-5/8". | FORD C38-44-2-625-NL |  | EA | 2031 |  | 0
MTEAC040 | Priority Two - Inventory | COUPLING, METER, 1-1/2" X 1-1/2" MIP OUTLET, CONSISTING OF HEX TO BARREL, NO LEAD BRONZE CONSTRUCTED, LENGTH OF 2-7/8". | FORD C38-66-2-875-NL |  | EA | 37 |  | 0
MTEAC050 | Priority Two - Inventory | COUPLING, METER, 2" X 2" MIP OUTLET, CONSISTING OF HEX TO BARREL, NO LEAD BRONZE CONSTRUCTED, LENGTH OF 3-1/16". | FORD C38-77-3-0625-NL |  | EA | 42 |  | 0
MTEAC080 | Full Service | NO LEAD CONSTRUCTED COUPLING, METER, STRAIGHT, 3/4" X 1", MALE IRON PIPE THREAD | FORD METER BOX COMPANY C38-24-2-5-NL |  | EA | 10082 |  | 0
MTEAC086 | Priority Two - Inventory | NO LEAD CONSTRUCTED COUPLING, METER, IP ADAPTER, WITH COMPRESSION, 3/4" - LONG. | FORD METER BOX COMPANY C35-23-4.875-NL |  | EA | 108 |  | 0
MTEAC090 | Priority Two - Inventory | FLANGE, METER, DUCTILE IRON, 3" X 24", FLANGED X PLAIN END | Per Description |  | EA | 79 |  | 0
MTEAC100 | Priority Two - Inventory | FLANGE, METER, DUCTILE IRON, 4" X 24", FLANGED X PLAIN END | Per Description |  | EA | 48 |  | 0
MTEAC110 | Priority Two - Inventory | FLANGE, METER, DUCTILE IRON, 6" X 24", FLANGED X PLAIN END | Per Description |  | EA | 29 |  | 0
MTEAC120 | Priority Two - Inventory | FLANGE, METER, DUCTILE IRON, 8" X 24", FLANGED X PLAIN END | Per Description |  | EA | 15 |  | 0
MTEAC130 | Priority Two - Inventory | FLANGE, METER, DUCTILE IRON, 10" X 24", FLANGED X PLAIN END | Per Description |  | EA | 9 |  | 0
MTEAC200 | Priority Two - Inventory | COUPLING, COMPRESSION X METER, CONSISTING OF 3/4" METER COUPLING X 3/4" CTS COMPRESSION COUPLING, CONSTRUCTED OF AWWA BRONZE. | FORD C34-23-NL |  | EA | 7 |  | 0
MTEBB010 | Priority Two - Inventory | NO LEAD CONSTRUCTED RESETTER, 5/8"X5/8"X 7", MUST BE HORIZONTAL W/LOCK WING STOP | FORD V41-7W-NL |  | EA | 165 |  | 0
MTEBB020 | Priority Two - Inventory | NO LEAD CONSTRUCTED RESETTER,5/8"X5/8"X 9", MUST BE HORIZONTAL WITH LOCK WING STOP | FORD V41-9W-NL |  | EA | 43 |  | 0
MTEBB030 | Priority Two - Inventory | NO LEAD CONSTRUCTED RESETTER,5/8"X5/8" X 12", MUST BE HORIZONTAL W/LOCK WING STOP | FORD V41-12W-NL |  | EA | 29 |  | 0
MTEBB070 | Priority Two - Inventory | NO LEAD CONSTRUCTED RESETTER, METER, 5/8"X3/4"X7", MUST BE HORIZONTAL W/LOCK WING STOPS | FORD V42-7W-NL |  | EA | 159 |  | 0
MTEBB080 | Priority Two - Inventory | NO LEAD CONSTRUCTED RESETTER, METER, 5/8"X3/4"X9", MUST BE HORIZONTAL W/ LOCK WING STOPS | FORD V42-9W-NL |  | EA | 38 |  | 0
MTEBB085 | Priority Two - Inventory | NO LEAD CONSTRUCTED RESETTER, METER, 5/8"X3/4"X12", MUST BE HORIZONTAL W/LOCK WING STOPS | FORD V42-12W-NL |  | EA | 28 |  | 0
MTEBB130 | Priority One - Inventory | NO LEAD CONSTRUCTED RESETTER METER 3/4" X 3/4" X 8", MUST BE HORIZONTAL WITH LOCK WING STOPS | FORD V43-8W-NL |  | EA | 204 |  | 0
MTEBB140 | Priority Two - Inventory | NO LEAD CONSTRUCTED RESETTER METER 3/4" X 3/4" X 12", MUST BE HORIZONTAL W/LOCK WING STOPS | FORD V43-12W-NL |  | EA | 35 |  | 0
MTEBB160 | Priority Two - Inventory | RESETTER METER 3/4" X 3/4" X 18", MUST BE HORIZONTAL W/ LOCK WING STOPS. | FORD V43-18W-NL MUELLER 14118 |  | EA | 2 |  | 0
MTEBB180 | Priority Two - Inventory | NO LEAD CONSTRUCTED RESETTER, METER, 1"X 1"X 10", MUST BE HORIZONTAL W/LOCK WING STOP | FORD V44-10W-NL |  | EA | 78 |  | 0
MTEBB190 | Priority Two - Inventory | NO LEAD CONSTRUCTED RESETTER, METER 1"X 1"X 12", MUST BE HORIZONTAL W/LOCK WING STOP | FORD V44-12W-NL MUELLER 14118 |  | EA | 26 |  | 0
MTEBB200 | Priority Two - Inventory | RESETTER, METER 1"X 1"X 15", MUST BE HORIZONTAL W/LOCK WING STOP | FORD V44-15W-NL MUELLER 14118 |  | EA | 7 |  | 0
MTEBC010 | Priority One - Inventory | WASHER, METER, 5/8" (CONNECTION GASKET) RED FIBER GASKET. *1/16" THICKNESS ONLY*, *** PACKAGE 100 EACH PER BOX *** | Per Description |  | EA | 3781 |  | 0
MTEBC020 | Priority One - Inventory | WASHER, METER, 3/4" (CONNECTION GASKET) RED FIBER GASKET. *1/16" THICKNESS ONLY*, *** PACKAGE 100 EACH PER BOX *** | Per Description |  | EA | 7829 |  | 0
MTEBC030 | Priority One - Inventory | WASHER, METER, 1"(CONNECTION GASKET) RED FIBER GASKET. *** 1/16" THICKNESS ONLY***, *** PACKAGE 100 EACH PER BOX *** | Per Description |  | EA | 3436 |  | 0
MTEBC040 | Priority Two - Inventory | WASHER, METER,1-1/2" (CONNECTION GASKET) RED FIBER GASKET. *1/16" THICKNESS ONLY*, *** PACKAGE 100 EACH PER BOX *** | Per Description |  | EA | 68 |  | 0
MTEBC050 | Priority Two - Inventory | WASHER, METER, 2"(CONNECTION GASKET) RED FIBER GASKET. ** 1/16" THICKNESS ONLY**, *** PACKAGE 100 EACH PER BOX *** | Per Description |  | EA | 149 |  | 0
MTEBC058 | Priority One - Inventory | WASHER, METER, 5/8" (CONNECTION GASKET) RED FIBER GASKET.**1/32"THICKNESS ONLY**, *** PACKAGE 100 EACH PER BOX *** | Per Description |  | EA | 3857 |  | 0
MTEBC062 | Priority One - Inventory | WASHER, METER, 3/4" (CONNECTION GASKET) RED FIBER GASKET.**1/32"THICKNESS ONLY**, *** PACKAGE 100 EACH PER BOX *** | Per Description |  | EA | 5617 |  | 0
MTEBC071 | Priority One - Inventory | WASHER, METER, 1"(CONNECTION GASKET) RED FIBER GASKET. **1/32" THICKNESS ONLY**, *** PACKAGE 100 EACH PER BOX *** | Per Description |  | EA | 1987 |  | 0
MTEBC089 | Priority One - Inventory | WASHER, METER, 1-1/2"(CONNECTION GASKET) RED FIBER GASKET. *1/32" THICKNESS ONLY*, *** PACKAGE 100 EACH PER BOX *** | Per Description |  | EA | 418 |  | 0
MTEBC092 | Priority One - Inventory | WASHER, METER, 2"(CONNECTION GASKET) RED FIBER GASKET. **1/32" THICKNESS ONLY**, *** PACKAGE 100 EACH PER BOX *** | Per Description |  | EA | 252 |  | 0
MTEBC107 | Priority One - Inventory | WASHER, METER 5/8",RUBBER (METER GASKET) 1/8" THICK X 15/16" OVERALL DIAMETER RUBBER WASHERS ONLY. SIZE MUST BE EXACT. ***** NO SUBSTITUTE *****, *** PACKAGE 100 EACH PER BOX *** | Per Description |  | EA | 12801 |  | 0
MTEBC119 | Full Service | WASHER, METER 3/4",RUBBER (METER GASKET) 1/8" THICK X 1-5/32" OUTSIDE DIAMETER RUBBER WASHERS ONLY. SIZE MUST EXACT. ***** NO SUBSTITUTE *****, *** PACKAGE 100 EACH PER BOX *** | Per Description |  | EA | 66784 |  | 0
MTEBC124 | Full Service | WASHER, METER 1", RUBBER (METER GASKET), 1/8" THICK X 1-1/2" OVERALL DIAMETER RUBBER WASHERS ONLY. SIZE MUST BE EXACT. ***** NO SUBSTITUTE *****, *** PACKAGE 100 EACH PER BOX *** | Per Description |  | EA | 10288 |  | 0
MTECC010 | Priority Two - Inventory | BOX, METER - POLYMER CONCRETE METER BOX, TAPERED WALL, A - 8 LOAD RATING, 17,360 LBS MINIMUM FAILURE RATE, 12" DEPTH. (37 SERIES) | GLASMASTERS WBS111812-140 |  | EA | 161 |  | 0
MTECC020 | Full Service | BOX, METER - POLYMER CONCRETE METER BOX, TAPERED WALL, A - 8 LOAD RATING, 17,360 LBS MINIMUM FAILURE RATE, 12" DEPTH. (65 SERIES) | GLASMASTERS WBS1527-141 |  | EA | 263 |  | 0
MTECC035 | Full Service | BOX, METER - POLYMER CONCRETE METER BOX, STRAIGHT WALL, A-8 LOAD RATING, 17,360 LBS MINIMUM FAILURE RATE, 12" DEPTH. (37 SERIES) | GLASMASTERS R111812S2N12-1 GLASMASTERS WBS111812-100 PENTEK AUCHB111812JEA SOUTHERN METER BOX INC. P.H.1?BOX |  | EA | 3088 |  | 0
MTECC410 | Priority Two - Inventory | TOP, METER BOX-POLYMER CONCRETE TOP, FOR SERIES 36 METER BOX, A-8 LOAD RATING, SOLID TOP WITH (ONE) 2" TRPL PRE-DRILLED HOLE AND JEA LOGO. 15-1/4" LENGTH X 10-1/8" WIDTH X 1-3/8" THICK, PICK HOLE LOCATED BELOW JEA LOGO, NO READ LID | GLASMASTERS WCS101502-101-TR |  | EA | 6 |  | 0
MTECC430 | Full Service | TOP, METER BOX-POLYMER CONCRETE TOP, FOR SERIES 37 METER BOX, A-8 LOAD RATING, SOLID TOP WITH (TWO) 2" TRPL PRE-DRILLED HOLE AND JEA LOGO. 18-1/8" LENGTH X 11-1/4" WIDTH X 1-3/4" THICK, NO READ LID. | GLASMASTERS WCS111802-101-DTR PENTEK AUCHC111812JEA SOUTHERN METER BOX INC. P2R1?LID |  | EA | 2087 |  | 0
MTECC435 | Priority One - Inventory | TOP, METER BOX-POLYMER CONCRETE TOP, FOR SERIES 37 METER BOX, A-8 LOAD RATING, SOLID TOP WITH (ONE) 2" TRPL PRE-DRILLED HOLE AND JEA LOGO. 18-1/8" LENGTH X 11-1/4" WIDTH X 1-3/4" THICK, NO READ LID. | GLASMASTERS WCS111802-101-TR |  | EA | 226 |  | 0
MTECC445 | Priority One - Inventory | TOP, METER BOX, STEEL, PRIMED & PAINTED BLACK, NO READING LID, LIFTING EYE ON EACH END, W/ (TWO) 2" TRPL PRE-DRILLED HOLE, MADE W/ 3/16" FLOOR PLATE. FULLY RIBBED AND DIMINSIONS AS PER DRAWING. BROOKS MODEL #37T-STL (15.5" X 22.5") OR EQUAL | LIDDY'S MACHINE SHOP NONE |  | EA | 374 |  | 0
MTECC470 | Priority Two - Inventory | TOP, METER BOX, STEEL, PRIMED & PAINTED BLACK, NO READING LID, LIFTING EYE ON EACH END, WITH (TWO) 2" TRPL PRE-DRILLED HOLE, MADE W/ 3/16" FLOOR PLATE. FULLY RIBBED AND DIMENSIONS AS PER DRAWING. BROOKS MODEL #65T-STL (20" X 31.5") OR EQUAL | LIDDY'S MACHINE SHOP NONE |  | EA | 103 |  | 0
MTECC483 | Priority Two - Inventory | TOP, METER BOX, POLYMER, TOP TO HAVE (ONE) 2" TRPL HOLE. A-8 LOAD RATING, (65 SERIES) | GLASMASTERS WCS152702-101-TR |  | EA | 21 |  | 0
MTECC484 | Full Service | TOP, METER BOX, POLYMER, TOP (TWO) 2" TRPL HOLES, A-8 LOAD RATING, ( 65 SERIES). | GLASMASTERS WCS152702-101-DTR |  | EA | 138 |  | 0
MTECD100 | Priority Two - Inventory | BOX, METER - 36" X 60" X 48", INCLUDES COVER, BOX AND EXTENSION. FIBERGLASS POLYMER CONCRETE & FIBERGLASS REINFORCED POLYMER, LOAD RATING A8 (ASTM). 2-PC TORSION ASSIST COVER W/NON-SKID SURFACE & JEA LOGO. (TWO) 2" TRPL HOLE IN ONE COVER. | ARMORCAST PRODUCTS COMPANY A6001833APCX48MT ARMORCAST PRODUCTS COMPANY A6001833AX48MT |  | EA | 35 |  | 0
MTECD205 | Priority Two - Inventory | BOX, METER - 48" X 72" X 48", INCLUDES COVER, BOX AND EXTENSION. FIBERGLASS POLYMER CONCRETE & FIBERGLASS REINFORCED POLYMER, LOAD RATING A8 (ASTM). 2-PC TORSION ASSIST COVER W/NON-SKID SURFACE & JEA LOGO. (FOUR) 2" TRPL HOLE IN COVER. | ARMORCAST PRODUCTS COMPANY A6001506APCX48MT |  | EA | 4 |  | 0
MTECD303 | Priority Two - Inventory | BOX, METER - 48" X 96" X 48", INCLUDES COVER, BOX AND EXTENSION. FIBERGLASS POLYMER CONCRETE & FIBERGLASS REINFORCED POLYMER, LOAD RATING A8 (ASTM). 2-PC TORSION ASSIST COVER W/NON-SKID SURFACE & JEA LOGO. (FOUR) 2" TRPL HOLE IN COVER. | ARMORCAST PRODUCTS COMPANY A6-1449APCX48MT ARMORCAST PRODUCTS COMPANY A6001449AP48MT CDR SYSTEMS CORP. WA10-7272-60TA2TR |  | EA | 10 |  | 0
MTEHX000 | Priority One - Inventory | LOCKSEAL, HEAD - TAPERED WITH ALUMINUM SEAL (SILVER),HEAD IS USED WITH LOCKSEAL ASSEMBLY FOR SECURING WING TYPE CURB STOPS. - NO SUBSTITUTE WITHOUT PRIOR APPROVAL | HIGHFIELD MANUFACTURING CO. 93280156 |  | EA | 550 |  | 0
MTEHX019 | Priority One - Inventory | STUD, LOCKSEAL - SMALL DIAMETER, STUD IS USED WITH LOCKSEAL ASSEMBLY FOR SECURING WING TYPE CURB STOPS. NO SUBSTITUTE WITHOUT PRIOR APPROVAL | HIGHFIELD MANUFACTURING CO. 93210141 |  | EA | 550 |  | 0
MTEHX043 | Priority Two - Inventory | KEY, LOCKSEAL - KEY IS USED TO REMOVE LOCKSEAL ASSEMBLY FROM WING TYPE CURB STOPS. HIGHFIELD #93280139-- NO SUBSTITUTE WITHOUT PRIOR APPROVAL | HIGHFIELD MANUFACTURING CO. 93280139 |  | EA | 9 |  | 0
MTEHX100 | Priority Two - Inventory | PLUG, PIPE, LOCKING - 3/4", WITH SEAL ADAPTER WITHOUT BARREL LOCK | BROOKS E. J. 8432010 BROOKS E. J. 8432100 |  | EA | 17 |  | 0
MTEHX119 | Priority Two - Inventory | PLUG, PIPE, LOCKING - 1", WITH SEAL ADAPTER WITHOUT BARREL LOCK | BROOKS E. J. 8433100 |  | EA | 17 |  | 0
PPEDU030 | Priority Two - Inventory | PIPE, DUCTILE IRON, 3", SLIP JOINT, PRESSURE CLASS 150 MINIMUM , 18 FOOT LENGTHS MINIMUM | Per Description |  | FT | 193 |  | 0
PPEDU040 | Full Service | PIPE, DUCTILE IRON, 4", SLIP JOINT, PRESSURE CLASS 150 MINIMUM , 18 FOOT LENGTHS MINIMUM | Per Description |  | FT | 35 |  | 0
PPEDU060 | Full Service | PIPE, DUCTILE IRON, 6", SLIP JOINT, PRESSURE CLASS 150 MINIMUM , 18 FOOT LENGTHS MINIMUM | Per Description |  | FT | 224 |  | 0
PPEDU080 | Full Service | PIPE, DUCTILE IRON, 8", SLIP JOINT, PRESSURE CLASS 150 MINIMUM, 18 OR 20 FOOT LENGTHS | Per Description |  | FT | 29 |  | 0
PPEDU100 | Full Service | PIPE, DUCTILE IRON, 10", SLIP JOINT, PRESSURE CLASS 150 MINIMUM , 18 FOOT LENGTHS MINIMUM | Per Description |  | FT | 37 |  | 0
PPEDU120 | Full Service | PIPE, DUCTILE IRON, 12", SLIP JOINT, PRESSURE CLASS 150 MINIMUM , 18 FOOT LENGTHS MINIMUM | Per Description |  | FT | 37 |  | 0
PPEDU160 | Full Service | PIPE, DUCTILE IRON, 16", SLIP JOINT, PRESSURE CLASS 150 MINIMUM , 18 FOOT LENGTHS MINIMUM | Per Description |  | FT | 23 |  | 0
PPEDU200 | Priority Two - Inventory | PIPE, DUCTILE IRON, 20", SLIP JOINT, PRESSURE CLASS 150 MINIMUM , 18 FOOT LENGTHS MINIMUM | Per Description |  | FT | 7 |  | 0
PPEDU240 | Priority Two - Inventory | PIPE, DUCTILE IRON, 24", SLIP JOINT, PRESSURE CLASS 150 MINIMUM , 18 FOOT LENGTHS MINIMUM | Per Description |  | FT | 20 |  | 0
PPEGV124 | Priority One - Inventory | PIPE, GALVANIZED 1-1/2", THREADED & COUPLED, 21 FT LENGTHS | Per Description |  | FT | 4274 |  | 0
PPEGV224 | Priority Two - Inventory | PIPE, GALVANIZED - 2-1/2", MIPT X FIPT. 21 FOOT LENGTHS. | Per Description |  | FT | 8 |  | 0
PPEPV040 | Full Service | PIPE, PVC, DR18 - 4", 20 FT. LENGTHS, AWWA C-900, CLASS 235, BLUE COLOR ONLY. | Per Description |  | FT | 2464 |  | 0
PPEPV060 | Full Service | PIPE, PVC, DR18 - 6", 20 FT. LENGTHS, AWWA C-900, CLASS 235, BLUE COLOR ONLY. | Per Description |  | FT | 9739 |  | 0
PPEPV080 | Full Service | PIPE, PVC, DR18 - 8", 20 FT. LENGTHS, AWWA C-900, CLASS 235, BLUE COLOR ONLY. | Per Description |  | FT | 9467 |  | 0
PPEPV100 | Full Service | PIPE, PVC, DR18 - 10", 20 FT. LENGTHS, AWWA C-900, CLASS 235, BLUE COLOR ONLY. | Per Description |  | FT | 230 |  | 0
PPEPV120 | Full Service | PIPE, PVC, DR18 - 12", 20 FT. LENGTHS, AWWA C-900, CLASS 235, BLUE COLOR ONLY. | Per Description |  | FT | 3358 |  | 0
PPEPV124 | Priority Two - Inventory | PIPE, PVC, DR18 - 18", 20 FT. LENGTHS, AWWA C-900, CLASS 235, BLUE COLOR ONLY. | DIAMOND DR18 JM EAGLE DR18 NORTH AMERICAN PIPE CO. DR18 |  | FT | 30 |  | 0
PPEPV140 | Priority Two - Inventory | PIPE, PVC, DR18 - 14", 20 FT. LENGTHS, AWWA C-900, CLASS 235. ALL DR18 PIPE MUST BE COLORED BLUE FOR WATER SERVICE. NO OTHER COLOR ALLOWED. | CERTAINTEED SEE DESCRIPTION JM MANUFACTURING SEE DESCRIPTION NATIONAL PIPE & PLASTICS, INC. SEE DESCRITPION NORTH AMERICAN PIPE CO. SEE DESCRIPTION VASSALLO, INC. SEE DESCRIPTION |  | FT | 7 |  | 0
PPEPV160 | Full Service | PIPE, PVC, DR18, 16", AWWA C-900, CLASS 235, 20 FT LENGTHS. BLUE COLOR ONLY. NOTE: NO MORE THAN TWO (2) PIECES OF PIPE PER BUNDLE. BUNDLES WITH MORE THAN TWO PIECES PER BUNDLE WILL BE REFUSED | Per Description |  | FT | 176 |  | 0
PPEPV173 | Priority Two - Inventory | PIPE, PVC, DR25, 18", AWWA C-900, CLASS 165, 20 FT LENGTHS. BLUE COLOR ONLY. NOTE: NO MORE THAN TWO (2) PIECES OF PIPE PER BUNDLE. BUNDLES WITH MORE THAN TWO PIECES PER BUNDLE WILL BE REFUSED | Per Description |  | FT | 1 |  | 0
PPEPV180 | Priority One - Inventory | PIPE, PVC, DR18, 20", AWWA C-900. CLASS 235, 20 FT LENGTHS. ALL PIPE MUST BE COLORED BLUE FOR WATER SERVICE. NO OTHER COLORS ARE ALLOWED. | Per Description |  | FT | 264 |  | 0
PPEPV219 | Priority Two - Inventory | PIPE, PVC, DR18, 24", AWWA C-900, CLASS 235, 20 FT LENGTHS. ALL PIPE MUST BE COLORED BLUE FOR WATER SERVICE. NO OTHER COLORS ARE ALLOWED. | Per Description |  | FT | 59 |  | 0
PPEPV350 | Priority Two - Inventory | PIPE, PVC, DR18 - 30", 20 FT. LENGTHS, AWWA C-900, CLASS 235, GREEN COLOR ONLY FOR SEWER FORCEMAIN SYSTEM | DIAMOND DR18 JM EAGLE DR18 NORTH AMERICAN PIPE CO. DR18 |  | FT | 7 |  | 0
PPEPV360 | Priority Two - Inventory | PIPE, PVC, DR25, 36" AWWA C-900. CLASS 165, 20 FT. LENGHTS. ALL PIPE MUST BE COLORED "GREEN" FOR SEWER SERVICE. NO OTHER COLOR ALLOWED *** NO SUBSTITUTE *** | Per Description |  | FT | 30 |  | 0
PPEPV440 | Priority One - Inventory | TUBING, POLYETHYLENE 1", CTS O.D., PE4710, SDR9, PURPLE, 250-PSI RATING, 100 FT COILS. ** 10 COILS SHRINK WRAPPED PER PALLET** | ADVANCE DRAINAGE SYSTEMS POLYFLEX ENDOT INDUSTRIES ENCORE FORD 0910E200C1P |  | EA | 952 |  | 0
PPEPV445 | Priority Two - Inventory | TUBING, POLYETHYLENE 2", CTS O.D., PE4710, SDR9, PURPLE, 250-PSI RATING, 100 FT COILS. ** 10 COILS SHRINK WRAPPED PER PALLET** | ADVANCE DRAINAGE SYSTEMS POLYFLEX ENDOT INDUSTRIES OBD FORD 0920E200C1P |  | EA | 146 |  | 0
PPERW020 | Priority Two - Inventory | PIPE, PVC, 2" X 20 FT. LENGHTS, SCH 40, GLUE JOINT, ALL PIPE MUST BE COLORED PANTONE PURPLE 522C FOR RECLAIMED WATER SERVICE. NO OTHER COLORS ALLOWED. | Per Description |  | FT | 15 |  | 0
PPERW030 | Priority Two - Inventory | PIPE, PVC, 3" X 20 FT. LENGHTS, CLASS 200. ALL SDR21 PIPE MUST BE COLORED PANTONE PURPLE 522C FOR RECLAIMED WATER SERVICE. NO OTHER COLORS ALLOWED. | Per Description |  | FT | 15 |  | 0
PPERW040 | Priority Two - Inventory | PIPE, PVC, 4" , DR18, 20 FT. LENGTHS, AWWA C-900, CLASS 235. PIPE MUST BE COLORED PANTONE PURPLE FOR RECLAMED WATER SERVIVE. NO OTHER COLORS ALLOWED. | Per Description |  | FT | 37 |  | 0
PPERW080 | Priority Two - Inventory | PIPE, PVC, 8", DR18, 20 FT. LENGTH, AWWA C-900, CLASS 235. PIPE MUST BE COLORED PANTONE PURPLE FOR RECLAMED WATER SERVICE. NO OTHER COLORS ALLOWED. | Per Description |  | FT | 162 |  | 0
PPERW120 | Priority Two - Inventory | PIPE, PVC, 12", DR18, 20 FT. LENGTH, AWWA C-900, CLASS 235. PIPE MUST BE COLORED PANTONE PURPLE FOR RECLAMED WATER SERVICE. NO OTHER COLORS ALLOWED. | Per Description |  | FT | 29 |  | 0
PPERW165 | Priority Two - Inventory | PIPE, PVC, 20", DR18, 20 FT. LENGTHS, AWWA C-900, CLASS 235. PIPE MUST BE COLORED PANTONE PURPLE FOR RECLAMED WATER SERVICE. NO OTHER COLORS ALLOWED. | DIAMOND DR18 JM EAGLE DR18 NORTH AMERICAN PIPE CO. DR18 |  | FT | 1 |  | 0
PPERW170 | Priority Two - Inventory | PIPE, PVC, 24", DR18, 20 FT. LENGHT, AWWA C-900, CLASS 235. PIPE MUST BE COLORED PANTONE PURPLE FOR RECLAMED WATER SERVICE. NO OTHER COLORS ALLOWED. | DIAMOND DR18 JM EAGLE DR18 NORTH AMERICAN PIPE CO. DR18 |  | FT | 1 |  | 0
PPESC024 | Priority One - Inventory | PIPE, PVC SCH 40 1/2". 20 FT LENGTHS. BELL ON ONE END. | Per Description |  | FT | 220 |  | 0
PPESC034 | Priority One - Inventory | PIPE, PVC, SCH 40, 3/4". 20 FT LENGTHS. BELL ON ONE END. | Per Description |  | FT | 1518 |  | 0
PPESC100 | Priority One - Inventory | PIPE, PVC SCH 40 1". 20 FT LENGHTS. BELL ON ONE END. | Per Description |  | FT | 1145 |  | 0
PPESC114 | Priority Two - Inventory | PIPE, PVC SCH 40 1-1/4 ". 20 FT LENGTHS. BELL ON ONE END. (1 EA = 1 FT) | Per Description |  | EA | 176 |  | 0
PPESC124 | Priority One - Inventory | PIPE PVC SCH 40 1-1/2" | Per Description |  | FT | 455 |  | 0
PPESC200 | Priority One - Inventory | PIPE, PVC SCH 40 2". 20 FT LENGHTS. BELL ON ONE END. | Per Description |  | FT | 1280 |  | 0
PPESC300 | Priority Two - Inventory | PIPE, PVC SCH 40, 3" | Per Description |  | FT | 103 |  | 0
PPESC400 | Priority Two - Inventory | PIPE, PVC, SCH 40, 4", 20 FT LENGHTS **** NO SUBSTITUTE **** | Per Description |  | FT | 15 |  | 0
PPESC600 | Priority Two - Inventory | PIPE, PVC, SCH 40, 6", 20 FT LENGTHS. **** NO SUBSTITUTES **** | Per Description |  | FT | 29 |  | 0
PPESH034 | Priority Two - Inventory | PIPE, PVC, SCH 80, 3/4" | Per Description |  | FT | 88 |  | 0
PPESH100 | Priority Two - Inventory | PIPE, PVC, SCH 80, 1", BELL TO SPIGOT ENDS. | Per Description |  | FT | 22 |  | 0
PPESH114 | Priority Two - Inventory | PIPE, PVC, SCH 80, 1-1/4" | Per Description |  | FT | 22 |  | 0
PPESH124 | Priority Two - Inventory | PIPE, PVC, SCH 80, 1-1/2", BELL TO SPIGOT ENDS. | Per Description |  | FT | 29 |  | 0
PPESH200 | Priority One - Inventory | PIPE, PVC, 2", SCH 80, 20' LENGTHS | Per Description |  | FT | 286 |  | 0
PPESH300 | Priority Two - Inventory | PIPE, PVC, SCH 80, 3", PLAIN END, 20 FT LENGTHS | Per Description |  | FT | 90 |  | 0
PPESH400 | Priority Two - Inventory | PIPE, PVC, SCH 80, 4", 20FT LENGTHS | Per Description |  | FT | 7 |  | 0
PPESW004 | Priority One - Inventory | PIPE, PVC, DR18 - 4", 20 FT. LENGTHS, AWWA C-900, CLASS 235, GREEN COLOR ONLY FOR SEWER FORCEMAIN SYSTEM. | Per Description |  | FT | 718 |  | 0
PPESW006 | Priority One - Inventory | PIPE, PVC, DR18 - 6", 20 FT. LENGTHS, AWWA C-900, CLASS 235, GREEN COLOR ONLY FOR SEWER FORCEMAIN SYSTEM. | Per Description |  | FT | 660 |  | 0
PPESW008 | Priority One - Inventory | PIPE, PVC, DR18 - 8", 20 FT. LENGTHS, AWWA C-900, CLASS 235, GREEN COLOR ONLY FOR SEWER FORCEMAIN SYSTEM. | Per Description |  | FT | 851 |  | 0
PPESW010 | Priority One - Inventory | PIPE, PVC, DR18 - 10", 20 FT. LENGTHS, AWWA C-900, CLASS 235, GREEN COLOR ONLY FOR SEWER FORCEMAIN SYSTEM. | Per Description |  | FT | 383 |  | 0
PPESW012 | Priority Two - Inventory | PIPE, PVC, DR18 - 12", 20 FT. LENGTHS, AWWA C-900, CLASS 235, GREEN COLOR ONLY FOR SEWER FORCEMAIN SYSTEM. | Per Description |  | FT | 154 |  | 0
PPESW014 | Priority Two - Inventory | PIPE, PVC, DR18 - 14", 20 FT. LENGTHS, AWWA C-900, CLASS 235, GREEN COLOR ONLY FOR SEWER FORCEMAIN SYSTEM. | Per Description |  | FT | 15 |  | 0
PPESW016 | Priority Two - Inventory | PIPE, PVC, DR25 - 16", 20 FT. LENGTHS, AWWA C-900, CLASS 165, GREEN COLOR ONLY FOR SEWER FORCEMAIN SYSTEM. | Per Description |  | FT | 95 |  | 0
PPESW018 | Priority Two - Inventory | PIPE, PVC, DR25 - 18", 20 FT. LENGTHS, AWWA C-900, CLASS 165, GREEN COLOR ONLY FOR SEWER FORCEMAIN SYSTEM. | Per Description |  | FT | 59 |  | 0
PPESW020 | Priority Two - Inventory | PIPE, PVC, DR18 - 20", 20 FT. LENGTHS, AWWA C-900, CLASS 235, GREEN COLOR ONLY FOR SEWER FORCEMAIN SYSTEM. | Per Description |  | FT | 66 |  | 0
PPESW024 | Priority Two - Inventory | PIPE, PVC, DR18 - 24", 20 FT. LENGTHS, AWWA C-900, CLASS 235, GREEN COLOR ONLY FOR SEWER FORCEMAIN SYSTEM. | Per Description |  | FT | 88 |  | 0
PPESW040 | Priority One - Inventory | PIPE, PVC SDR26-4" (14 FT. JOINTS) | Per Description |  | FT | 5123 |  | 0
PPESW060 | Priority One - Inventory | PIPE PVC SDR26-6" (14 FT LENGTHS) | Per Description |  | FT | 14894 |  | 0
PPESW080 | Priority One - Inventory | PIPE, PVC SDR26-8" (14 FT LENGTHS) | Per Description |  | FT | 4826 |  | 0
PPESW100 | Priority One - Inventory | PIPE, PVC SDR26-10" (14 FT JOINTS) | Per Description |  | FT | 472 |  | 0
PPESW120 | Priority One - Inventory | PIPE, PVC SDR26-12" (14 FT JOINTS) | Per Description |  | FT | 277 |  | 0
PPESW150 | Priority One - Inventory | PIPE, PVC SDR26-15" (14 FT JOINTS) | Per Description |  | FT | 318 |  | 0
PPETU034 | Priority One - Inventory | TUBING, POLYETHYLENE 3/4" CTS O.D., PE 4710, SDR9 BLUE, 250 PSI RATING, 100 FT COILS. ** 10 COILS SHRINK WRAPPED PER PALLET**. | ADVANCE DRAINAGE SYSTEMS ORDER BY DESCRIPTION ENDOT INDUSTRIES ORDER BY DESCRIPTION |  | FT | 14920 |  | 0
PPETU100 | Full Service | TUBING, POLYETHYLENE 1" CTS O.D., PE 4710, SDR9 BLUE, 250 PSI RATING, 100 FT COILS. ** 10 COILS SHRINK WRAPPED PER PALLET**. | ADVANCE DRAINAGE SYSTEMS ORDER BY DESCRIPTION ENDOT INDUSTRIES ORDER BY DESCRIPTION |  | FT | 50714 |  | 0
PPETU124 | Priority One - Inventory | TUBING, POLYETHYLENE 1 1/2" CTS O.D., PE 4710, SDR9 BLUE, 250 PSI RATING, 100 FT COILS. ** 10 COILS SHRINK WRAPPED PER PALLET**. | ADVANCE DRAINAGE SYSTEMS ORDER BY DESCRIPTION ENDOT INDUSTRIES ORDER BY DESCRIPTION |  | FT | 624 |  | 0
PPETU200 | Full Service | TUBING, POLYETHYLENE 2" CTS O.D., PE 4710, SDR9 BLUE, 250 PSI RATING, 100 FT COILS. ** 10 COILS SHRINK WRAPPED PER PALLET**. | ADVANCE DRAINAGE SYSTEMS OREDER BY DESCRIPTION ENDOT INDUSTRIES ORDER BY DESCRIPTION |  | FT | 5646 |  | 0
RODCP010 | Full Service | COUPLING, ROD CONNECTOR, 3/4" - 10, 316 SS | Per Description |  | EA | 18 |  | 0
RODTH020 | Full Service | ROD, ALL THREAD, 3/4" - 10 X 12', 316 SS, 12-FT. LENGHTS ONLY | Per Description |  | FT | 134 |  | 0
TLSAA130 | Priority Two - Inventory | BLADE, CIRCULAR SAW, 12" X 1", CARBIDE TIP, 5500 MAX R.P.M. | AMANA TOOL DB12-120 MAGNA 70016 MAGNA 70116 MAGNA SKR1212 SUPER KING 12-12T |  | EA | 16 |  | 0
TLSAA170 | Priority One - Inventory | BLADE, SAW, 12" DIAM. X 5/32" THICKNESS X 1"/20 MM ARBOR, 1 HOLE, MAX RPM 6000, HIGH SPEED DOUBLE REINFORCED, ABRASIVE WHEEL, BLADE TO BE USED SPECIFICALLY FOR CUTTING DUCTILE OR CAST IRON PIPE. MUST MEET OSHA AND ANSI STANDARDS. | HOMELITE DIV. (TEXTRON INC.) 6 HOMELITE DIV. (TEXTRON INC.) 68421B MAGNUM 3012 |  | EA | 280 |  | 0
TLSAA185 | Priority Two - Inventory | BLADE, LIMESTONE, BRICK, CLAY, RECIPROCATING SAW | HITACHI 752042 |  | EA | 34 |  | 0
TLSAA370 | Priority One - Inventory | CHAIN, 3/16" - PROOF COIL, SYSTEM 3, GENERAL PURPOSE, ELECTROPLATED ZINC FINISH, ELECTRICALLY WELDED CARBON STEEL, WORKING LOAD LIMIT 750 LBS. (MINIMUM). 800 FT PER DRUM. INDUSCO, ADLER WIRE | Per Description |  | FT | 375 |  | 0
TLSAA390 | Priority Two - Inventory | CHAIN, 1/2" - ALLOY STEEL, WORKING LOAD LIMIT 12,000 LBS. PROOF TESTED TO 22,500 LBS. MINIMUM BREAKING TEST 32,500 LBS. ACCOLOY #5116-10802 ONLY) | ACCOLOY CHAIN 5116-10802 PEERLESS MFG. 5050672 |  | FT | 62 |  | 0
TLSCC530 | Priority Two - Inventory | HOOK, PACKING - FLEXIBLE, #1 SIZE, 6-1/4" LENGTH, SPIRAL DIA.=1/4", SHAFT DIA. = 3/16", SPIRAL LENGTH = 3/4" SHANK HAS TWO SPIRAL STEEL SHAFTS (ONE INSIDE THE OTHER) WOUND IN OPPOSITE DIRECTIONS, T-HANDLE, PERMANENTLY POINTED AND TEMPER HOO | CS OSBORNE 58320 |  | EA | 14 |  | 0
TLSDD604 | Priority Two - Inventory | TELESCOPING ALUMINUM POLE, 8FT TO 20FT | REMO 019458 REMO 130-6 SEWER EQUIPMENT CO. 130-6 |  | EA | 4 |  | 0
TLSDD740 | Priority Two - Inventory | LADDER, EXTENSION - ALUMINUM, 16 FT.,TWO SECTION STRAIGHT EXTENSION TYPE, 250 LB. WORKING LOAD, TYPE 1, "D" SHAPED RUNGS W/SERRATIONS, WORKING LENGTH TO BE 13FT SWIVEL SAFETY SHOES, GRAVITY RUNG LOCKS, LADDER MUST MEET ANSI A14.2 & OSHA. LO | WERNER D1316-2 |  | EA | 6 |  | 0
TLSDD880 | Priority Two - Inventory | NUT DRIVER, HEX - 1/4", PRECISION FORMED HEAT TREATED HEX OPENINGS, CHROME PLATED SHANKS, COLOR CODED FIRE RESISTANT HANDLES, 3" SHANK LENGTH, APRROX. 6-5/8" OVERALL LENGTH. PROTO #9208 | STANLEY-PROTO INDUSTRIAL TOOLS 9208 |  | EA | 5 |  | 0
TLSDD940 | Priority Two - Inventory | SET, NUT DRIVER, 7-PIECE - SET MUST INCLUDE AT LEASE SEVEN (7) OF THE FOLLOWING SIZES: 3/16", 7/32", 1/4", 9/32", 5/16", 11/32", 3/8", 7/16", 1/2", SET INCLUDES VINYL OR PLASTIC POUCH ** NO SUBSTITUTE ** | ARMSTRONG TOOLS 66-843 KLEIN TOOL 631 PROTO PROFESSIONAL TOOLS 9200C |  | EA | 12 |  | 0
TLSEE490 | Priority One - Inventory | ROPE, MANILA 3/8", 600 FT. COILS. ROPE MUST BE WOUND ONTO WOODEN SPOOLS PRIOR TO DELIVERY, (600 FT SPOOLS ONLY) | Per Description |  | FT | 239 |  | 0
TLSEE675 | Priority Two - Inventory | SCREWDRIVER, CABINET TIP - PLASTIC HANDLE, ROUND SHANK, 1/8" WIDE TIP, 1/8" WIDE SHANK, 2-7/8" SHANK LENGTH, 5-5/8" OVERALL LENGTH. PROTO #9622, ARMSTRONG #66-251 | ARMSTRONG TOOLS 66-251 STANLEY - PROTO INDUSTRIAL TOO 9622 STANLEY - PROTO INDUSTRIAL TOO J88203 STANLEY - PROTO INDUSTRIAL TOO JCP1803R |  | EA | 1 |  | 0
TLSHH690 | Priority Two - Inventory | WRENCH SET, COMB. BOX/OPEN END, 15 PC, 15 DEGREE OFFSET BOX OPENING, 12 POINT, CHROME FINISH, SET INCLUDES VINYL ROLL WRENCH SIZES TO BE: 5/16",3/8",7/16", 1/2",9/16",5/8",11/16",3/4",13/16",7/8", 15/16",1",1-1/16",1-1/8",1-1/4" | Per Description |  | EA | 18 |  | 0
TLSHH830 | Priority Two - Inventory | WRENCH, PIPE, 18", END PATTERN E-18, JAW CAPACITY 2-1/2" ***NO SUBSTITUTE*** | ARMSTRONG TOOLS 73-019 REED TOOLS RWO-18 RIDGE TOOL 31075 RIDGID TOOL 31075 |  | EA | 20 |  | 0
TLSPP640 | Priority Two - Inventory | CUTTER, SHELL, 7/8", PVC, FOR E4, E5 AMD PL-2 DRILL MACHINES | MUELLER 581626 MUELLER 681920 |  | EA | 10 |  | 0
TLSRR000 | Priority Two - Inventory | CUTTER SHELL 11/16" FOR PL2 MACHINE | MUELLER 681919 |  | EA | 1 |  | 0
TLSRR010 | Priority Two - Inventory | MACHINE, DRILLING PL-2, MUELLER MODEL #1 COMPLETE, LESS ADAPTER, DRILL BITS AND RATCHET HANDLE | MUELLER MUE39502 |  | EA | 4 |  | 0
TLSUU607 | Priority Two - Inventory | BORING BAR PACKING (2) FOR FORD MODEL 77 DRILL- ING MACHINE. **NO SUB** | FORD DMBBP |  | EA | 7 |  | 0
TLSUU636 | Priority Two - Inventory | ADAPTER, 1-1/2" - COPPER FLARE ADAPTER FOR FORD MODEL 77 DRILLING MACHINE, WITH GASKETS. | FORD DMA2-6 |  | EA | 2 |  | 0
TLSUU643 | Priority Two - Inventory | ADAPTER, 2" - COPPER FLARE ADAPTER FOR FORD MODEL 77 DRILLING MACHINE, WITH GASKETS. | FORD DMA2-7 |  | EA | 3 |  | 0
TLSVV045 | Priority Two - Inventory | SHELL CUTTER, 11/16" - SHELL CUTTER FOR PVC,SHELL FOR FORD MODEL 77 DRILLING MACHINE (FITS BORING BAR #DMBB-3) | FORD DMSC-3 |  | EA | 5 |  | 0
VLVAA210 | Priority Two - Inventory | VALVE, AIR RELEASE, 2", 150 PSIG MINIMUM, 2" NPT INLET, FOR USE ON POTABLE WATER, DUCTLE IRON BODY W/SS INTERNAL MOVING PARTS, INCLUDING TRIM & FLOAT | APCO VALVE & PRIMER CORP. 200A ARI D-025-P(V) CRISPIN PL10 GOLDEN ANDERSON 920 VALMATIC 38 |  | EA | 3 |  | 0
VLVAA261 | Priority Two - Inventory | VALVE, BALL, 1" - BRONZE, FIP X FIP, QUARTER TURN, LEVER-TYPE HANDLE, FULL PORT OPENING: 150 SWP; 600 WOG, REINFORCED TFE SEAT; CHROME PLATED BALL; THREADED ENDS. | NIBCO T585-70 |  | EA | 2 |  | 0
VLVAA305 | Priority Two - Inventory | VALVE, BALL, STAINLESS STEEL, 2"THREADED, BLOW-OUT-PROOF STEM DESIGN, ADJUSTABLE PACKING GLAND, STAINLESS STEEL LEVER AND NUT CERTIFIED TO API 607, 4TH EDITION,CLASS 600 | APOLLO VALVES 76-108-01 WATTS S8000-M3 |  | EA | 52 |  | 0
VLVAA310 | Priority Two - Inventory | VALVE, BALL - PVC/CPVC, 2", TRU UNION TYPE, VALVE MUST COME WITH BOTH SOCKET & THREADED END CONNECTORS, EPDM O-RINGS, TEFLON SEATS, FULL PORT DESIGN, 150 PSI AT 73 DEGREES, BI-DIRECTIONAL. CHEMTROL TRU-UNION | Per Description |  | EA | 14 |  | 0
VLVAA360 | Priority Two - Inventory | VALVE, BALL - PVC, 1-1/2", TRUE UNION TYPE, VITON "O" RING, SAFE-T-SHEAR STEM, VALVE TO INCLUDE SLIP & THREAD CONNECTOR ENDS, FULL PORT, BI-DIRECTIONAL VALVE. SPEARS #2339-015, NIBCO #U45TB-E, OR EQUAL. | NIBCO U45TV SPEARS 2339-015 |  | EA | 63 |  | 0
VLVAA640 | Priority Two - Inventory | VALVE, CHECK, 2", HORIZONTAL SWING, AWWA NO LEAD BRONZE, RENEWABLE SEAT, 125 WSP/200 WOG, Y-PATTERN, THREADED, FOR POTABLE WATER SERVICE. NIBCO #T-413B, STOCKHAM FIG. #B-345, WATTS #CVY OR AN APPROVED EQUAL. | NIBCO T-413 NIBCO T-413B NIBCO T413-Y-LF 2" STOCKHAM VALVES AND FITTINGS B-345 WATTS EDP CVY |  | EA | 36 |  | 0
VLVAA860 | Priority Two - Inventory | VALVE, CHECK, 1-1/2", HORIZONTAL SWING, AWWA BRONZE, RENEWABLE SEAT, 125 WSP/200 WOG, Y-PATTERN, THREADED, FOR POTABLE WATER SERVICE. | NIBCO T-413-Y-LF STOCKHAM VALVES AND FITTINGS B-345 WATTS EDP CVY |  | EA | 46 |  | 0
VLVBB112 | Full Service | VALVE, GATE 3" - CAST IRON, MECHANICAL JOINT, BRONZE MOUNTED, OPEN LEFT, RESILIENT SEAT, NON-RISING STEM, OPERATING NUT, WITHOUT ACCESSORIES. | AMERICAN FLOW CONTROL 2500 SERIES AMERICAN RD D100 AVK SERIES 45 CLOW F-6102 KENNEDY VALVE 4571 M&H 4067 MUELLER A2360, A2361 US PIPE 250 |  | EA | 17 |  | 0
VLVBB115 | Full Service | VALVE, GATE 4" - CAST IRON, MECHANICAL JOINT, BRONZE MOUNTED, OPEN LEFT, RESILIENT SEAT, NON-RISING STEM, OPERATING NUT, WITHOUT ACCESSORIES. | AMERICAN FLOW CONTROL 2500 SERIES AMERICAN RD D100 AVK SERIES 45 CLOW F-6100 KENNEDY VALVE 4571 M&H 4067 MUELLER A2360, A2361 US PIPE 250 |  | EA | 50 |  | 0
VLVBB120 | Full Service | VALVE, GATE 6" - CAST IRON, MECHANICAL JOINT, BRONZE MOUNTED, OPEN LEFT, RESILIENT SEAT, NON-RISING STEM, OPERATING NUT, WITHOUT ACCESSORIES | AMERICAN FLOW CONTROL 2500 SERIES AMERICAN RD D100 AVK SERIES 45 CLOW F-6100 KENNEDY VALVE 4571 M&H 4067 MUELLER A2360, A2361 US PIPE 250 |  | EA | 123 |  | 0
VLVBB140 | Full Service | VALVE, GATE 8" - CAST IRON, MECHANICAL JOINT, OPEN LEFT, BRONZE MOUNTED, RESILIENT SEAT, NON-RISING STEM, OPERATING NUT, WITHOUT ACCESSORIES. | AMERICAN FLOW CONTROL 2500 SERIES AMERICAN RD D100 AVK SERIES 45 CLOW F-6100 KENNEDY VALVE 4571 M&H 4067 MUELLER A2360, A2361 US PIPE 250 |  | EA | 51 |  | 0
VLVBB150 | Full Service | VALVE, GATE 10" - CAST IRON, MECHANICAL JOINT, BRONZE MOUNTED, OPEN LEFT, RESILIENT SEAT, NON-RISING STEM, OPERATING NUT, WITHOUT ACCESSORIES. | AMERICAN FLOW CONTROL 2500 SERIES AMERICAN RD D100 AVK SERIES 45 CLOW F-6100 KENNEDY VALVE 4571 M&H 4067 MUELLER A2360, A2361 US PIPE 250 |  | EA | 4 |  | 0
VLVBB160 | Full Service | VALVE, GATE 12" - CAST IRON, MECHANICAL JOINT, OPEN LEFT, BRONZE MOUNTED, RESILIENT SEAT, NON-RISING STEM, OPERATING NUT, WITHOUT ACCESSORIES. | AMERICAN FLOW CONTROL 2500 SERIES AMERICAN RD D100 AVK SERIES 45 CLOW F-6100 KENNEDY VALVE 4571 M&H 4067 MUELLER A2360, A2361 US PIPE 250 |  | EA | 10 |  | 0
VLVBB170 | Full Service | VALVE, GATE 16" - CAST IRON BODY, BRONZE MOUNTED, RESILIENT SEAT, MECHANICAL JOINT, NON-RISING STEM, W/ACCESSORIES (AS PER APPROVED GATE VALVE LISTING) OPEN LEFT | AFC 2500 M & H / CLOW F6100 / 4067-01 |  | EA | 4 |  | 0
VLVBB230 | Priority Two - Inventory | VALVE, GATE, BRONZE - 3/4", FIP, 150 PSI CLASS, HANDWHEEL OPERATED, OPEN LEFT, NON-RISING STEM. VALVES MUST BE SUPPLIED PER APPROVED VALVE LIST & SPECIFICATIONS STOCKHAM, NIBCO, HAMMOND, MILWAUKEE OR EQUAL. | HAMMOND IB638 HAMMOND IB646 NIBCO T-133 NIBCO T-136 STOCKHAM VALVES AND FITTINGS B130 STOCKHAM VALVES AND FITTINGS B131 |  | EA | 4 |  | 0
VLVBB240 | Priority Two - Inventory | VALVE, GATE, NO LEAD BRONZE - 1", FIP, 150 PSI CLASS, HANDWHEEL OPERATED, OPEN LEFT, NON-RISING STEM. VALVES MUST BE SUPPLIED PER APPROVED VALVE LIST & SPECIFICATIONS. | HAMMOND IB638 HAMMOND IB646 NIBCO T-113-LF 1" NIBCO T-133 NIBCO T-136 STOCKHAM VALVES AND FITTINGS B130 STOCKHAM VALVES AND FITTINGS B131 |  | EA | 14 |  | 0
VLVBB250 | Priority Two - Inventory | VALVE, GATE, NO LEAD BRONZE - 1-1/4", FIP, 150 PSI CLASS, HANDWHEEL OPERATED,OPEN LEFT, NON-RISING STEM. VALVES MUST BE SUPPLIED PER APPROVED VALVE LIST & SPECIFACATIONS. | HAMMOND IB638 HAMMOND IB646 NIBCO T-113-LF 1-1/4" NIBCO T-133 NIBCO T-136 STOCKHAM VALVES AND FITTINGS B130 STOCKHAM VALVES AND FITTINGS B131 |  | EA | 92 |  | 0
VLVBB260 | Priority Two - Inventory | VALVE, GATE, NO LEAD BRONZE - 1-1/2",FIP,150 PSI CLASS, HANDWHEEL OPERATED, OPEN LEFT, NON-RISING STEM. VALVES MUST BE SUPPLIED PER APPROVED VALVE LIST & SPECIFICATIONS. | HAMMOND IB638 HAMMOND IB646 NIBCO T-113-LF 1-1/2" NIBCO T-133 NIBCO T-136 STOCKHAM VALVES AND FITTINGS B130 STOCKHAM VALVES AND FITTINGS B131 |  | EA | 51 |  | 0
VLVBB270 | Full Service | VALVE, GATE, NO LEAD BRONZE - 2", FIP, 150 PSI CLASS, HANDWHEEL OPERATED, OPEN LEFT, NON-RISING STEM. VALVES MUST BE SUPPLIED PER APPROVED VALVE LIST & SPECIFICATIONS | HAMMOND IB638 HAMMOND IB646 MILWAUKEE VALVE 1140 NIBCO T-113-LF 2" NIBCO T-133 NIBCO T-136 STOCKHAM VALVES AND FITTINGS B130 STOCKHAM VALVES AND FITTINGS B131 |  | EA | 149 |  | 0
VLVBB300 | Priority Two - Inventory | VALVE, GATE 3" - CAST IRON, FLANGED, OPEN LEFT, BRONZE MOUNTED, RESILIENT SEAT, NON-RISING STEM, OPERATING NUT. | AMERICAN FLOW CONTROL 2500 CLOW 3-F6102 M & H 3-4067-02 MUELLER 3-A2360-6 |  | EA | 124 |  | 0
VLVBB305 | Priority Two - Inventory | VALVE, GATE 4" - CAST IRON, FLANGED, OPEN LEFT, BRONZE MOUNTED, RESILIENT SEAT, NON-RISING STEM, OPERATING NUT. | AMERICAN FLOW CONTROL 2500 CLOW 4-F6102 M & H 4-4067-02 MUELLER 4-A2360-6 |  | EA | 60 |  | 0
VLVBB310 | Priority Two - Inventory | VALVE, GATE 6" - CAST IRON, FLANGED, OPEN LEFT, BRONZE MOUNTED, RESILIENT SEAT, NON-RISING STEM, OPERATING NUT. | AFC 6-2500 CLOW 6-F6102 M & H 6-4067-02 MUELLER 6-A2360-6 |  | EA | 39 |  | 0
VLVBB315 | Priority Two - Inventory | VALVE, GATE 8" - CAST IRON, FLANGED, OPEN LEFT, BRONZE MOUNTED, RESILIENT SEAT, NON-RISING STEM, OPERATING NUT. | AMERICAN FLOW CONTROL 2500 CLOW 8-F6102 M & H 8-4067-02 MUELLER 8-A2360-6 |  | EA | 27 |  | 0
VLVBB320 | Priority Two - Inventory | VALVE, GATE 10" - CAST IRON, FLANGED, OPEN LEFT, BRONZE MOUNTED, RESILIENT SEAT, NON-RISING STEM, OPERATING NUT. | AMERICAN FLOW CONTROL 2500 CLOW 10-F6102 M & H 10-4067-02 MUELLER 10-A2360-6 |  | EA | 6 |  | 0
VLVCC500 | Priority One - Inventory | VALVE, HOSE BIBB 3/4" BRASS | EZFLO 20183 KEYSTONE/PRATT 1122 NIBCO 46U |  | EA | 265 |  | 0
VLVCC700 | Priority Two - Inventory | VALVE, AIR RELEASE 2", 150 PSI MIN., 2" NPT INLET SIZE, FOR SEWER SYSTEMS, STAINLESS STEEL BODY W/ CORROSION- RESISTANT POLYMER MATERIALS OR SS INTERNAL MOVING PARTS, INCLUDING TRIM & FLOAT, AND WAY OUT FEATURE | ARI D-025-P (V) ARI DO25TP02 G.A. INDUSTRIES 91020942F VALMATIC 802BWSS |  | EA | 76 |  | 0
VLVDD007 | Priority Two - Inventory | NO LEAD CONSTRUCTED VALVE, CURB STOP, 1" PE COMP X FIP BALL CURB LW. | FORD B61-444W-NL FORD B61444W MUELLER B25196 |  | EA | 184 |  | 0
VLVDD009 | Priority Two - Inventory | NO LEAD VALVE, CORP STOP, 1", CC THREAD X FIP THREAD. INVERTED KEY (GROUND KEY) OR BALL TYPE. | A.Y. MCDONALD 4113-145 FORD F1600-4-NL MUELLER B-20045 MUELLER H-10045 |  | EA | 35 |  | 0
VLVDD012 | Full Service | NO LEAD VALVE, CORP STOP 2" INLET: COPPER TO COPPER THREAD;OUTLET: FIP THREADS | FORD FB1600-7 FORD FB16007 |  | EA | 1 |  | 0
VLVDD115 | Priority Two - Inventory | NO LEAD VALVE, CORP STOP, 1" MIP INLET: 1" COMPRESSION FOR POLYBUTYLENE TUBING OUTLET (P/N F 1100-4) | FORD F1100 FORD F1100-4-NL FORD FB-1000 MCDONALD 4704-22 MCDONALD 4704T |  | EA | 138 |  | 0
VLVDD120 | Priority Two - Inventory | NO LEAD VALVE, CORP STOP, 1-1/2", INLET: AWWA COPPER TO COPPER THREAD, OUTLET: COMPRESSION OR PACK JOINT. | FORD FB-1000-4 FORD FB-1000-6 FORD FB1000-6-NL |  | EA | 7 |  | 0
VLVDD127 | Priority Two - Inventory | NO LEAD VALVE, CORP STOP, 1-1/2", BALL TYPE, INLET TO BE MALE IRON PIPE THREAD, OUTLET TO BE COMPRESSION FOR 250 PSI POLYBUTYLENE. | FORD FB-1100-6-NL |  | EA | 5 |  | 0
VLVDD140 | Full Service | NO LEAD VALVE, CORP STOP, 2", INLET: COPPER TO COPPER THREAD, OUTLET: COMPRESSION (OR PACK JOINT) | FORD FB1000-7 FORD FB1000-7-NL MCDONALD 4701-22 MCDONALD 4701-TOR MCDONALD 4701B-22FT MUELLER FB-1000 MUELLER H-25028 |  | EA | 98 |  | 0
VLVDD147 | Priority Two - Inventory | NO LEAD VALVE, CORP STOP, 2", BALL TYPE, IRON PIPE THREAD | FORD FB1100-7-NL |  | EA | 5 |  | 0
VLVDD160 | Priority Two - Inventory | NO LEAD VALVE, CORP STOP, 3/4", INLET: COPPER TO COPPER THREAD; OUTLET: CONDUCTIVE COMPRESSION CONNECTION FOR TYPE "K" COPPER SERVICE PIPE OR PLASTIC PIPE HAVING SAME O.D. | FORD F1000 FORD F1000-3 FORD F1000-3-NL MCDONALD 4701-22 MCDONALD 4701-T MUELLER 15008 |  | EA | 70 |  | 0
VLVDD170 | Full Service | NO LEAD BRASS VALVE, CORP STOP 1", INLET: COPPER TO COPPER THREAD; OUTLET: CONDUCTIVE COMPRESSION CONNECTION FOR TYPE "K" COPPER SERVICE PIPE OR PLASTIC PIPE HAVING SAME O.D. | FORD F1000 FORD F1000-4 FORD F1000-4-NL MCDONALD 4701-221 MCDONALD 4701-T |  | EA | 1364 |  | 0
VLVDD200 | Priority Two - Inventory | NO LEAD VALVE, CORP STOP 1-1/2", OUTLET; INCREASING I.P. THREAD, INLET: AWWA CC THREAD, NO COUPLING, (OLD STYLE) | A.Y. MCDONALD 73121B 1?" FORD FB800-6-NL MCDONALD 73121B 1?? MUELLER B-20003N |  | EA | 1 |  | 0
VLVDD210 | Priority Two - Inventory | NO LEAD BRASS VALVE, CORP STOP, 2" X 2-1/2", INLET: COPPER TO COPPER, OUTLET: INCREASING IRON PIPE THREAD. | FORD FB800-7 FORD FB800-7-NL MUELLER H-10003 |  | EA | 3 |  | 0
VLVDD300 | Priority Two - Inventory | NO LEAD VALVE, CURB STOP, COPPER TO COPPER - 3/4", INVERTED KEY ROUNDWAY WITH CHECK LOCK TYPE, INLET: COPPER, OUTLET: FEMALE IRON PIPE THREAD | FORD ZVC-1W FORD ZVC-1W-NL MUELLER H-15166 |  | EA | 41 |  | 0
VLVDD304 | Priority One - Inventory | NO LEAD CONSTRUCTED VALVE, CURB STOP - 3/4", BALL TYPE, FULL PORT ROUNDWAY,WITH LOCK WING,COMPRESSION (OR PACK JOINT) | FORD B41-333W FORD B41-333W-NL MCDONALD 6102-22W MCDONALD 6102TW |  | EA | 2745 |  | 0
VLVDD310 | Priority Two - Inventory | NO LEAD VALVE STOP CURB COPPER TO COPPER 1", INVERTED KEY ROUNDWAY WITH CHECK LOCK TYPE, INLET: COPPER, OUTLET: FEMALE IRON PIPE THREAD | FORD ZVC-3W FORD ZVC-3W-NL |  | EA | 19 |  | 0
VLVDD314 | Full Service | NO LEAD CONSTRUCTED VALVE, CURB STOP - 1", BALL TYPE, FULL PORT ROUNDWAY,WITH LOCK WING,COMPRESSION (OR PACK JOINT) | FORD B41-444W FORD B41-444W-NL FORD B41-44W MCDONALD 6102TW MCDONALD 6102W-221 |  | EA | 3616 |  | 0
VLVDD320 | Full Service | NO LEAD CONSTRUCTED VALVE, BALL, CURB STOP, 1-1/2",BALL TYPE FEMALE IRON PIPE X COMPRESSION (OR PACK JOINT), FULL PORT ONLY, PADLOCK WINGS. | FORD B41-666W FORD B41-666W-NL MCDONALD 6102-22W MCDONALD 6102-TW |  | EA | 133 |  | 0
VLVDD404 | Priority One - Inventory | NO LEAD CONSTRUCTED VALVE, CURB STOP, 3/4", BALL TYPE, FIP X FIP, WITH LOCK WING, FULL PORT ONLY, | FORD B11-333W FORD B11-333W-NL MCDONALD 6101-W |  | EA | 1106 |  | 0
VLVDD414 | Priority One - Inventory | NO LEAD CONSTRUCTED VALVE, CURB STOP, 1", BALL TYPE ,FIP X FIP, WITH LOCK WING, FULL PORT ONLY, | FORD B11-444W FORD B11-444W-NL MCDONALD 6101-W |  | EA | 693 |  | 0
VLVDD420 | Priority Two - Inventory | NO LEAD CONSTRUCTED VALVE,CURB STOP,1-1/2",BALL TYPE, FEMALE IRON PIPE ON BOTH ENDS, FULL PORT, TO BE SUPPLIED WITH PADLOCK WINGS. | FORD B11-666W FORD B11-666W-NL MCDONALD 6101W |  | EA | 152 |  | 0
VLVDD500 | Priority One - Inventory | NO LEAD CONSTRUCTED VALVE, CURB STOP, 2", FIP X FIP, BALL VALVE, FULL PORT, TO BE SUPPLIED WITH PADLOCK WINGS | FORD B11-777W FORD B11-777W-NL MCDONALD 6101W |  | EA | 245 |  | 0
VLVDD562 | Full Service | NO LEAD CONSTRUCTED VALVE, CURB STOP, 2", COMPRESSION X FIP, BALL VALVE, FULL PORT, TO BE SUPPLIED WITH PADLOCK WINGS. | FORD B41-777W FORD B41-777W-NL MCDONALD 6102-22W MCDONALD 6102TW |  | EA | 236 |  | 0
VLVDD580 | Priority Two - Inventory | VALVE, CURB STOP, 1" RECLAIM WATER | FORD 3710BRW4144W |  | EA | 73 |  | 0
VLVEE120 | Full Service | VALVE,TAPPING 6",RESILIENT SEATED, PILOT FLANGE X MECHANICAL JOINT, NON-RISING STEM, OPEN LEFT, WITHOUT ACCESSORIES. AS PER JEA SPECIFICATIONS ONLY. ONLY APPROVED VALVES WILL BE ACCEPTED. | Per Description |  | EA | 28 |  | 0
VLVEE130 | Full Service | VALVE,TAPPING 8",RESILIENT SEATED, PILOT FLANGE X MECHANICAL JOINT, NON-RISING STEM, OPEN LEFT, WITHOUT ACCESSORIES AS PER JEA SPECIFICATIONS ONLY. ONLY APPROVED VALVES WILL BE ACCEPTED. | Per Description |  | EA | 11 |  | 0
VLVFF000 | Full Service | BOX, VALVE - PLATE W-17, ADJUSTABLE ROADWAY. ** 2 PIECE HEAVY DUTY VALVE BOX ONLY, SHIP ASSEMBLED AND PALLETIZED. STACK NO MORE THAN 2 HIGH ON PALLET. LIDS OR COVERS ARE ORDERED AND SHIPPED AS SEPERATE LINE ITEMS. | EAST JORDON IRON WORKS 85501922 OPELIKA FOUNRDY 4905 (SIZE 18) (HD) RUSSCO VB2612X SIGMA VB2612X STAR PIPE PRODUCTS VB461S TYLER PIPE 461-SH (HD) U.S. FOUNDRY 7500 (HD) |  | EA | 603 |  | 0
VLVFF010 | Full Service | BOX, VALVE JACKET RISER, 5-1/4" X 3". HEAVY DUTY | RUSSELL PIPE C2603 SIGMA VB-2603 STARR VBR - 3 |  | EA | 514 |  | 0
VLVGG845 | Priority Two - Inventory | COVER, VALVE BOX, HEAVY DUTY ADJUSTABLE - COVER TO BE MARKED "SEWER". DETAIL PLATE #S-31. ** BOX COVER ONLY. COVERS ARE TO BE SHIPPED SEPERATELY FROM BOXES. | OPELIKA FOUNRDY 4905(18) (HD) RUSSCO VB 26005 (HD) STAR PIPE PRODUCTS VB 461 SHD TYLER PIPE 461-SH (HD) U.S. FOUNDRY 7500 (HD) |  | EA | 77 |  | 0
VLVGG850 | Full Service | COVER, VALVE BOX, HEAVY DUTY ADJUSTABLE - COVER TO BE MARKED "WATER". DETAIL PLATE #W-16. ** COVER ONLY. COVERS ARE TO BE SHIPPED SEPERATELY FROM BOXES. | EAST JORDON IRON WORKS 6800 OPELIKA FOUNRDY 4905 (HD) SIGMA VB2600 STAR PIPE PRODUCTS VBLIDHD TYLER PIPE 461-SH (HD) U.S. FOUNDRY 7500 (HD) |  | EA | 741 |  | 0
VLVGG855 | Priority Two - Inventory | COVER, VALVE BOX, HEAVY DUTY/DOMESTIC- APPROX-12LB COVER TO BE MARKED "REUSE" **** BOX COVER ONLY. DETAIL PLATE #W-16 . **COVERS ARE TO BE SHIPPED SEPERATELY FROM BOXES.**** | TYLER PIPE 458975 |  | EA | 20 |  | 0
WPTAA010 | Priority One - Inventory | WELLPOINTS, SELF JETTING, TOP THREADED FOR 1-1/2" STANDARD PIPE, 2.60 O.D., REMOVABLE PVC SCREEN, HEAVY DUTY STEEL INFLOW PIPE WITH SUCTION HOLES AT THE BOTTOM, ANGULAR CAST JET HEAD WITH HEAVY CUTTING TEETH AND A SINGLE BALL VALVE. ** MUS | Per Description |  | EA | 471 |  | 0
WPTAA130 | Priority Two - Inventory | FITTING, JET, WELLPOINT, PART #313 ** ITEM MUST BE COMPATIBLE WITH COMPLETE WELLPOINT SYSTEMS ** | Per Description |  | EA | 7 |  | 0
WPTAA140 | Priority Two - Inventory | O'RING, WELLPOINT 2-1/8" I.D. PART #315 (FOR SWING JOINT ELBOWS) ** ITEM MUST BE COMPATIBLE WITH COMPLETE WELLPOINT SYSTEMS ** | Per Description |  | EA | 41 |  | 0
WPTAA160 | Priority Two - Inventory | PIPE, PVC, 6",WELLPOINT HEADER, TYPE SCH40 PVC PIPE, 20 FT LENGTHS, PIPE MUST HAVE 2" SADDLES PER COMPLETE WELLPOINT SPECIFICATIONS. NOTE: MUST BE COMPLETE DEWATERING PUMPS AND WELL, WELLPOINT SYSTEMS. | COMPLETE DEWATERING AND WELL P/N |  | EA | 121 |  | 0
WPTAA180 | Priority One - Inventory | JOINT, SWING, WELLPOINT COMPLETE ** ITEM MUST BE COMPATIBLE WITH COMPLETE WELLPOINT SYSTEMS** | Per Description |  | EA | 213 |  | 0
WPTAA210 | Priority One - Inventory | TOP, WELLPOINT (RISER TOPS), ALUMINUM, ONE PIECE, 1-1/2" FEMALE THREAD ON ONE END AND OTHER END TO BE CUPPED AND BEVELED TO FIT WELLPOINT SWING JOINT -- TO BE COMPATIBLE AND INTERCHANGEABLE WITH COMPLETE WELLPOINT SYSTEMS | Per Description |  | EA | 394 |  | 0
WPTAA440 | Priority Two - Inventory | PLUG, HEADER, WELLPOINT, 2" PART #315 ** ITEM MUST BE COMPATIBLE WITH COMPLETE WELLPOINT SYSTEMS ** | Per Description |  | EA | 30 |  | 0
ACCFL103 | Priority One - Inventory | FLANGE PACK, 3", FLANGE FITTINGS, PACK TO INCLUDE FLANGE GASKET, BOLTS & NUTS. GASKET SHALL BE 1/8" THICK FULL FACED RED RUBBER. | Per Description |  | EA | 483 |  | 0
ACCFL114 | Priority One - Inventory | FLANGE PACK, 4", FOR FLANGE FITTINGS, PACK TO INCLUDE FULL FACED FLANGE GASKET, BOLTS & NUTS. GASKETS BE 1/8" THICK FULL FACED RED RUBBER. | Per Description |  | EA | 232 |  | 0
BDMAA630 | Priority Two - Inventory | AQUA PLUG, RAPID SETTING CEMENT BASED HYDRAULIC CEMENT, 50LB 5 GALLON, SET TIME 2-3MIN, SHELF LIFE 12MONTHS **ELECTRICAL USE ONLY** | CMP AQUA PLUG 45 |  | EA | 1 |  | 0
BDMAA636 | Priority One - Inventory | PLUG,HYDRAULIC CEMENT MATERIAL FOR STOP- PING WATER INFILTRATION IN MANHOLES OR MASONRY | CHEMMASTERS CHEMPLUG "F" |  | EA | 606 |  | 0
BFPAA020 | Priority Two - Inventory | PREVENTER BACKFLOW,REDUCED PRESSURE TYPE 1", TWO INDEPENDENT CHECK VALVES WITH INTERMEDIATE RELIEF VALVE, BRONZE FULL PORT BALL VALVE SHUT-OFFS TO BE RESILIENT SEATED, 1/4 TURN BALL VALVES. | WATTS REGULATOR LF909-QT |  | EA | 1 |  | 0
BFPAA070 | Priority Two - Inventory | PREVENTER BACKFLOW 6", REDUCED PRESSURE TYPE, FLANGED ENDS WITH GATE VALVES, DUCTILE IRON ASTM A 536 GRADE COATING,FDA APPROVED ELECTROSTATIC EPOXY FINISH, FASTENERS AND SPRINGS 300 STAINLESS STEEL, SEALS AND RINGS FDA APPROVED | WILKINS 375AOSY |  | EA | 1 |  | 0
BOLUA101 | Priority Two - Inventory | BOLT, U 1/4" DIAMETER X 1-3/4" L X 1" WIDE, PLATED FITS 1/2" DIAMETER PIPE ALL SCHEDULES | Per Description |  | EA | 16 |  | 0
BOLUA136 | Priority Two - Inventory | BOLT, U 1/4" DIAMETER X 3-1/4" L X 2" WIDE, PLATED FITS 1-1/2" DIAMETER PIPE ALL SCHEDULES | Per Description |  | EA | 12 |  | 0
CLPAA040 | Priority Two - Inventory | CLAMP, STELLAR, 10",CLAMP MUST HAVE TWO BOLT HOLES ON EACH END. CLAMPS TO BE SUPPLIED WITH 3" BOLTS AND NUTS. NOTE: CLAMPS ARE TO BE ASSEMBLED OR PACKAGED | Per Description |  | EA | 2 |  | 0
CLPAA050 | Priority Two - Inventory | CLAMP, STELLAR, 12",CLAMP MUST HAVE TWO BOLT HOLES ON EACH END. CLAMPS TO BE SUPPLIED WITH 4-1/2" BOLTS AND NUTS. NOTE: CLAMPS ARE TO BE ASSEMBLED OR PACKAGED | Per Description |  | EA | 3 |  | 0
CLPBB020 | Priority Two - Inventory | CLAMP, BELL JOINT LEAK, 6" | WATTS REGULATOR LF909-QT |  | EA | 1 |  | 0
CLPBB040 | Priority Two - Inventory | CLAMP, BELL JOINT LEAK, 10" | SMITH-BLAIR INC. 274-00001110-000 |  | EA | 1 |  | 0
CLPDD500 | Priority Two - Inventory | CLAMP, FULL CIRCLE, 7.45-7.85 (O.D.) X 12.5" | FORD FS1-785-12 FORDFLEX F1-785 X 12.5 SMITH-BLAIR INC. 226-074512-000 |  | EA | 10 |  | 0
CLPEE075 | Priority Two - Inventory | CLAMP, FULL CIRCLE, 10.30-10.70 (O.D.) X 12.5 | SMITH BLAIR 226001030120005 |  | EA | 1 |  | 0
CLPEE950 | Priority Two - Inventory | CLAMP, FULL CIRCLE, 15.92-17.12 (O.D.) X 15", ALL STAINLESS STEEL, MULTI- BAND CONSTRUCTION. | FORD FS3 SMITH-BLAIR INC. 263-00159215-000 |  | EA | 2 |  | 0
CLPLL075 | Priority Two - Inventory | CLAMP, SERVICE, 4.74 - 5.14 (OD) X 2", NPT, SERVICE CLAMP MUST HAVE MINIMUM OD RANGE NOTED. DOUBLE BALE. | Per Description |  | EA | 3 |  | 0
CLPNN200 | Priority Two - Inventory | CLAMP, SERVICE, 8.54-10.10 (OD) X 1-1/2" COPPER TO COPPER THREAD, SERVICE CLAMP MUST HAVE THE MINIMUM O.D. RANGE NOTED | SMITH-BLAIR INC. 313-00101013-000 |  | EA | 4 |  | 0
CLPQQ215 | Priority Two - Inventory | CLAMP , SERVICE 12.62 TO 14.32 O.D. RANGE X 2" NPT,DOUBLE STAINLESS STEEL STRAPS , MUST HAVE MINIMUM O.D. RANGE NOTED. | SMITH BLAIR 317-00143214-000 |  | EA | 1 |  | 0
CLPQQ239 | Priority Two - Inventory | CLAMP , SERVICE 37.71 TO 38.46 O.D. RANGE X 2" NPT,TRIPLE ELECTRO-GALVANIZED STRAPS , MUST HAVE MINIMUM O.D. RANGE NOTED. | SMITH BLAIR 366-00384614-000 |  | EA | 1 |  | 0
ELMCM955 | Full Service | WIRE, TRACE, DIRECT BURY, #12 AWG HS-CCS, BLUE INSULATION, 0.03" HDPE INSULATION THICKNESS, .141" O.D., MIN. RATED BREAK LOAD 250 LBS., 30 VOLT, 21% IACS, 500 FT. REEL | COPPER HEAD INDUSTRIES SOLOSHOT-1230BHS500 PRO-LINE SAFETY PRODUCTS CO. PROTRACE-744120232 |  | FT | 58636 |  | 0
ELNSP603 | Priority Two - Inventory | PUMP, SUMP, SUBMERSIBLE, 4/10 HP, 115 V, WORK CTR 1-6. | HYDROMATIC PUMP SP40A1 |  | EA | 1 |  | 0
FTGAL360 | Priority Two - Inventory | NIPPLE, PIPE - NO-LEAD BRASS, 1/2" X 8". | Per Description |  | EA | 1 |  | 0
FTGAT340 | Full Service | BEND, DUCTILE IRON, 10", 45 DEGREE, MECHANICAL JOINT.(TO BE SUPPLIED WITHOUT ACCESSORIES). | Per Description |  | EA | 3 |  | 0
FTGAT380 | Priority Two - Inventory | BEND, DUCTILE IRON, 20", 45 DEGREE, MECHANICAL JOINT.(TO BE SUPPLIED WITHOUT ACCESSORIES). | Per Description |  | EA | 1 |  | 0
FTGAT602 | Priority Two - Inventory | BEND, DUCTILE IRON, 6", 22-1/2 DEGREE, MECHANICAL JOINT, 40-MIL EPOXYLINED, WITHOUT ACCESSORIES. | Per Description |  | EA | 3 |  | 0
FTGAT664 | Priority Two - Inventory | BEND, DUCTILE IRON, 8", 90 DEGREE, MECHANICAL JOINT, 40-MIL EPOXYLINED,WITHOUT ACCESSORIES | Per Description |  | EA | 5 |  | 0
FTGAT666 | Priority Two - Inventory | BEND, DUCTILE IRON, 10", 90 DEGREE, MECHANICAL JOINT, 40-MIL EPOXYLINED, WITHOUT ACCESSORIES. | Per Description |  | EA | 1 |  | 0
FTGAV040 | Full Service | CAP, DUCTILE IRON, 10", MECHANICAL JOINT (TO BE SUPPLIED WITHOUT ACCESSORIES). | Per Description |  | EA | 2 |  | 0
FTGBD080 | Full Service | OFFSET, DUCTILE IRON, MECHANICAL JOINT, 10", W/18"DROP, FULL BODY, WITHOUT ACCESSORIES. | Per Description |  | EA | 1 |  | 0
FTGBF110 | Full Service | PLUG, DUCTILE IRON, MECHANICAL JOINT, 10", WITHOUT ACCESSORIES. | Per Description |  | EA | 3 |  | 0
FTGBF170 | Full Service | PLUG, DUCTILE IRON, MECHANICAL JOINT,16" WITHOUT ACCESSORIES. | Per Description |  | EA | 1 |  | 0
FTGBH080 | Full Service | REDUCER, DUCTILE IRON, MECHANICAL JOINT, 12" X 6", WITHOUT ACCESSORIES. | Per Description |  | EA | 1 |  | 0
FTGBK053 | Full Service | SLEEVE, DUCTILE IRON, 8","GROUND DOWN". 12 LONG PATTERN, STANDARD MJ SLEEVE AND ONE (1) ACCESSORY | STAR PIPE PRODUCTS ORDER BY DESCRIPTION TYLER PIPE ORDER BY DESCRIPTION U.S. PIPE ORDER BY DESCRIPTION |  | EA | 3 |  | 0
FTGBK065 | Full Service | SLEEVE, DUCTILE IRON, 10","GROUND DOWN". 12 LONG PATTERN, STANDARD MJ SLEEVE AND ONE (1) ACCESSORY | STAR PIPE PRODUCTS ORDER BY DESCRIPTION TYLER PIPE ORDER BY DESCRIPTION U.S. PIPE ORDER BY DESCRIPTION |  | EA | 3 |  | 0
FTGBK070 | Full Service | INACTIVATE UPON DEPLETION - SLEEVE, DUCTILE IRON, MECHANICAL JOINT, 12", SHORT PATTERN, WITHOUT ACCESSORIES DOMESTIC ORIGIN CASTINGS ONLY. UNION, TYLER, U.S. PIPE, OR EQUAL.: INACTIVATE ONCE DEPLETED | Per Description |  | EA | 1 |  | 0
FTGBK105 | Full Service | SLEEVE, DUCTILE IRON, 18","GROUND DOWN". STANDARD MJ SLEEVE AND ONE (1) ACCESSORY PACK TO BE | STAR PIPE PRODUCTS ORDER BY DESCRIPTION TYLER PIPE ORDER BY DESCRIPTION U.S. PIPE ORDER BY DESCRIPTION |  | EA | 1 |  | 0
FTGBK145 | Full Service | SLEEVE, DUCTILE IRON, MECHANICAL JOINT, 36", 15" LONG PATTERN EPOXY LINED, WITHOUT ACCESSORIES | STAR PIPE PRODUCTS ORDER BY DESCRIPTION TYLER PIPE ORDER BY DESCRIPTION U.S. PIPE ORDER BY DESCRIPTION |  | EA | 1 |  | 0
FTGBK306 | Full Service | INSTA-VALVE, 6", COMPLETE FITTING O.D RANGE 6.70-7.10 FOR CI,DI,AC, PVC -SS SLEEVE & NOZZLE CS FLANGE -HYDRA-STOP | HYDRA-STOP 210621000-250-CS |  | EA | 3 |  | 0
FTGBK455 | Full Service | SLEEVE, TAPPING, 4" X 4", ALL STAINLESS STEEL, FULL CIRCLE GASKET, SLEEVE MUST HAVE A MINIMUM O.D.RANGE OF 4.80 - 5.00, SLEEVE TO BE FURNISHED W/ ALL NECESSARY HARDWARE - SLEEVE TO BE SUPPLIED AS PER SPECIFICATIONS | Per Description |  | EA | 1 |  | 0
FTGBK548 | Full Service | SLEEVE, TAPPING, 6" X 6", ALL STAINLESS STEEL, FULL CIRCLE GASKET, SLEEVE MUST HAVE A MINIMUM O.D.RANGE OF 7.30 - 7.50, SLEEVE TO BE FURNISHED W/ ALL NECESSARY HARDWARE - SLEEVE TO BE SUPPLIED AS PER SPECIFICATIONS | Per Description |  | EA | 2 |  | 0
FTGBK572 | Full Service | SLEEVE, TAPPING, 8" X 6" ALL STAINLESS STEEL W/DUCTILE IRON GLAND ON BRANCH, 6" MJ GASKET, W/FULL 1/4" THICK CHEK-O-SEAL W/MULTI O-RING SEALING RIBS, MIN. OD RANGE 9.05-9.45, SUPPLIED W/ALL NECESSARY HARDWARE. | POWERSEAL CORP. 3490MJ |  | EA | 1 |  | 0
FTGBK585 | Full Service | SLEEVE, TAPPING, 8" X 8", ALL STAINLESS STEEL, FULL CIRCLE GASKET, SLEEVE MUST HAVE A MINIMUM O.D.RANGE OF 9.30 - 9.60, SLEEVE TO BE FURNISHED W/ ALL NECESSARY HARDWARE - SLEEVE TO BE SUPPLIED AS PER SPECIFICATIONS | Per Description |  | EA | 1 |  | 0
FTGBK625 | Full Service | SLEEVE, TAPPING, 10" X 8", ALL STAINLESS STEEL, FULL CIRCLE GASKET, SLEEVE MUST HAVE A MINIMUM O.D.RANGE OF 11.40-11.80, SLEEVE TO BE FURNISHED W/ ALL NECESSARY HARDWARE - SLEEVE TO BE SUPPLIED AS PER SPECIFICATIONS | Per Description |  | EA | 1 |  | 0
FTGBK630 | Full Service | SLEEVE, TAPPING, 10" X 10",ALL STAINLESS STEEL, FULL CIRCLE GASKET, SLEEVE MUST HAVE A MINIMUM O.D.RANGE OF 11.10-11.40, SLEEVE TO BE FURNISHED W/ ALL NECESSARY HARDWARE - SLEEVE TO BE SUPPLIED AS PER SPECIFICATIONS | Per Description |  | EA | 1 |  | 0
FTGBK650 | Full Service | SLEEVE, TAPPING, 12" X 4", ALL STAINLESS STEEL, FULL CIRCLE GASKET, SLEEVE MUST HAVE A MINIMUM O.D.RANGE OF 13.16-13.50, SLEEVE TO BE FURNISHED W/ ALL NECESSARY HARDWARE - SLEEVE TO BE SUPPLIED AS PER SPECIFICATIONS | Per Description |  | EA | 2 |  | 0
FTGBK660 | Full Service | SLEEVE, TAPPING, 12" X 6", ALL STAINLESS STEEL, FULL CIRCLE GASKET, SLEEVE MUST HAVE A MINIMUM O.D.RANGE OF 13.16-13.50, SLEEVE TO BE FURNISHED W/ ALL NECESSARY HARDWARE - SLEEVE TO BE SUPPLIED AS PER SPECIFICATIONS | Per Description |  | EA | 4 |  | 0
FTGBK680 | Full Service | SLEEVE, TAPPING, 12" X 10",ALL STAINLESS STEEL, FULL CIRCLE GASKET, SLEEVE MUST HAVE A MINIMUM O.D.RANGE OF 13.16-13.50, SLEEVE TO BE FURNISHED W/ ALL NECESSARY HARDWARE - SLEEVE TO BE SUPPLIED AS PER SPECIFICATIONS | Per Description |  | EA | 1 |  | 0
FTGBK730 | Full Service | SLEEVE, TAPPING, 16" X 8", ALL STAINLESS STEEL, FULL CIRCLE GASKET, SLEEVE MUST HAVE A MINIMUM O.D.RANGE OF 17.40-17.80, SLEEVE TO BE FURNISHED W/ ALL NECESSARY HARDWARE - SLEEVE TO BE SUPPLIED AS PER SPECIFICATIONS | FORD FTSS178008 |  | EA | 1 |  | 0
FTGBK750 | Full Service | SLEEVE, TAPPING, 16" X 12",ALL STAINLESS STEEL, FULL CIRCLE GASKET, SLEEVE MUST HAVE A MINIMUM O.D.RANGE OF 17.40-17.80, SLEEVE TO BE FURNISHED W/ ALL NECESSARY HARDWARE - SLEEVE TO BE SUPPLIED AS PER SPECIFICATIONS JCM 432-1740X | Per Description |  | EA | 1 |  | 0
FTGBM120 | Full Service | TEE, DUCTILE IRON, MECHANICAL JOINT, 10" X 10" X 10",WITHOUT ACCESSORIES. | Per Description |  | EA | 1 |  | 0
FTGBM150 | Full Service | TEE, DUCTILE IRON, MECHANICAL JOINT, 12" X 12" X 8",WITHOUT ACCESSORIES. | Per Description |  | EA | 1 |  | 0
FTGBM190 | Full Service | TEE, DUCTILE IRON, MECHANICAL JOINT, 16" X 16" X 6", WITHOUT ACCESSORIES. | Per Description |  | EA | 1 |  | 0
FTGBM230 | Full Service | TEE, DUCTILE IRON, MECHANICAL JOINT, 16" X 16" X 16",WITHOUT ACCESSORIES. | Per Description |  | EA | 1 |  | 0
FTGBM270 | Full Service | TEE, CAST IRON, MECHANICAL JOINT, 20" X 20" X 20",WITHOUT ACCESSORIES. | Per Description |  | EA | 1 |  | 0
FTGBM605 | Priority Two - Inventory | DUCTILE IRON, MECHANICAL JOINT, 6" X 6" X 6", 40-MIL EPOXYLINED, WITHOUT ACCESSORIES TEE, | Per Description |  | EA | 1 |  | 0
FTGBM620 | Priority Two - Inventory | TEE, DUCTILE IRON, MECHANICAL JOINT, 12" X 12" X 12", 40-MIL EPOXYLINED, WITHOUT ACCESSORIES | Per Description |  | EA | 1 |  | 0
FTGCA270 | Priority Two - Inventory | COUPLING, FLEXIBLE - 15" X 15", CLAY/PVC | FERNCO 1002-1515 |  | EA | 1 |  | 0
FTGCA300 | Priority Two - Inventory | COUPLING, FLEXIBLE - 21" X 21",CLAY/CLAY (OUTSIDE DIAMETER SIZE 24.85) | FERNCO 1001-2121 |  | EA | 1 |  | 0
FTGCE030 | Priority Two - Inventory | BUSHING, PIPE - GALVANIZED, 1/2" MIPT X 1/4" FIPT. | Per Description |  | EA | 6 |  | 0
FTGCE080 | Priority Two - Inventory | BUSHING, PIPE - GALVANIZED, 1" MIPT X 1/2" FIPT. | Per Description |  | EA | 8 |  | 0
FTGCE180 | Priority Two - Inventory | BUSHING, PIPE - GALVANIZED, 2" MIPT X 1-1/4" FIPT | Per Description |  | EA | 24 |  | 0
FTGCF070 | Priority Two - Inventory | CAP, PIPE - GALVANIZED, 2" FIPT. | Per Description |  | EA | 1 |  | 0
FTGCH500 | Priority Two - Inventory | COUPLING, DRIVING - 2", GALVANIZED,FULLY THREADED FOR DRIVING GALVINIZED PIPE. BOTH ENDS TO BE THREADED FIPT, WATERWELL REAMED AND DRIFTED COUPLING, AS SUPPLIED BY CAPITAL OR APPROVED EQUAL. | Per Description |  | EA | 4 |  | 0
FTGCN240 | Priority Two - Inventory | NIPPLE, PIPE - GALVANIZED, 1/2" X 4" MIPT BOTH ENDS. | Per Description |  | EA | 2 |  | 0
FTGCN370 | Priority Two - Inventory | NIPPLE, PIPE - GALVANIZED, 3/4" X 8" MIPT BOTH ENDS. | Per Description |  | EA | 2 |  | 0
FTGCN830 | Priority Two - Inventory | NIPPLE, PIPE - GALVANIZED, 3" X 5" MIPT BOTH ENDS. | Per Description |  | EA | 1 |  | 0
FTGCN860 | Priority Two - Inventory | NIPPLE, PIPE - GALVANIZED, 3" X 10" MIPT BOTH ENDS. | Per Description |  | EA | 1 |  | 0
FTGCN870 | Priority Two - Inventory | NIPPLE, PIPE - GALVANIZED, 3" X 12" MIPT BOTH ENDS. | Per Description |  | EA | 4 |  | 0
FTGCR110 | Priority Two - Inventory | REDUCER, PIPE - GALVANIZED, 1-1/4" X 3/4 FIPT BOTH ENDS. | Per Description |  | EA | 1 |  | 0
FTGCR140 | Priority Two - Inventory | REDUCER, PIPE - GALVANIZED, 1-1/2" X 3/4 FIPT BOTH ENDS. | Per Description |  | EA | 4 |  | 0
FTGCR200 | Priority Two - Inventory | REDUCER, PIPE - GALVANIZED, 2" X 1-1/4" FIPT BOTH ENDS. | Per Description |  | EA | 1 |  | 0
FTGCV090 | Priority Two - Inventory | UNION, PIPE - GALVANIZED, 2" X 2" FIPT, BRASS SEAT, GROUND JOINT. | Per Description |  | EA | 2 |  | 0
FTGDD120 | Priority Two - Inventory | CEMENT, PVC CHEMICAL,HD, HIGH VISCOSITY, QUART SIZE. OATEY #31105 | OATEY CO. 31105 |  | QT | 1 |  | 0
FTGDF110 | Priority Two - Inventory | ADAPTER, PIPE - PVC, SCH 40, 1/2", SLIP X FEMALE PIPE THREAD. | Per Description |  | EA | 11 |  | 0
FTGDF305 | Priority Two - Inventory | CAP, PVC - SCH 40, 6", SLIP. | Per Description |  | EA | 11 |  | 0
FTGDF373 | Priority Two - Inventory | COUPLING, REDUCER - PVC, SCH40, S X S, 1-1/2" X 1". | Per Description |  | EA | 9 |  | 0
FTGDH500 | Priority Two - Inventory | ELL, PVC - SCH 40, 45 DEGREE, 1/2", SLIP X SLIP. | Per Description |  | EA | 2 |  | 0
FTGDH670 | Priority Two - Inventory | ELL, PVC - SCH 40, 4", 90 DEGREE, SLIP X SLIP. | Per Description |  | EA | 1 |  | 0
FTGDH835 | Priority Two - Inventory | TEE, PVC - SCH 40, 1-1/4", SLIP X SLIP X SLIP. | Per Description |  | EA | 1 |  | 0
FTGDK280 | Priority Two - Inventory | ELL, PVC - SCH 80, 3", 90 DEGREE, SLIP X SLIP. | Per Description |  | EA | 4 |  | 0
FTGDM126 | Priority Two - Inventory | NIPPLE, PVC - SCH 80, 2" X 4" | Per Description |  | EA | 23 |  | 0
FTGDQ128 | Priority Two - Inventory | BEND, PVC - SDR26, 22.5 DEGREE, 8", BELL X SPIGOT, SPIGOT TO BE CHAMFERED, BELL END TO BE GASKETED. | Per Description |  | EA | 2 |  | 0
FTGDQ520 | Priority Two - Inventory | TEE, PVC - SDR26, 6", SANITARY SEWER TEE, BELL X BELL X BELL, ALL BELLS TO BE GASKETED. | Per Description |  | EA | 33 |  | 0
FTGDU010 | Priority Two - Inventory | TEE, PVC - DR18, 10" X 10" X 6", ALL OUT- LETS TO BE BELLED AND GASKETED, C-900, ALL FITTINGS TO BE INJECTION MOLDED. | Per Description |  | EA | 2 |  | 0
FTGDY225 | Priority Two - Inventory | RESTRAINER, UNIFLANGE 10", USED TO RESTRAIN PVC DR18 FITTINGS TO 10" C-900 PIPE. | SIGMA PWPF-C10 STAR PRC1210 UNIFLANGE 1360 |  | EA | 2 |  | 0
FTGEE850 | Priority Two - Inventory | SLEEVE, DUCTILE IRON, 16", MECHANICAL JOINT, 10-MIL EXPOXYLINED, (TO BE SUPPLIED WITHOUT ACCESSORIES), UNION, TYLER, US PIPE, OR EQUAL | Per Description |  | EA | 4 |  | 0
FTGEG908 | Priority Two - Inventory | REDUCER, DUCTILE 6" X 4", MJ, 40 MIL EPOXY LINED, WITHOUT ACCESSORIES | Per Description |  | EA | 1 |  | 0
HDWCP112 | Priority Two - Inventory | CLAMP, PIPE, PATCH , 3"X 6", | ROMAC INDUSTRIES SC-35 |  | EA | 1 |  | 0
HDWCP200 | Priority Two - Inventory | CLAMP, PIPE, 10", REPAIR COUPLING, RANGE 9.70 TO 10.10 X 12" WIDE SMITH-BLAIR #226-100012 | ROCKWELL INTERNATIONAL 226-09100012 SMITH-BLAIR INC. 226-100012 |  | EA | 1 |  | 0
HFIAQ009 | Priority Two - Inventory | HOSE, FITTING, 1/4? HYD.STRAIGHT, FJIC, 1AA4FJ4, CSU, AEROQUIP ONLY - FOR COMPATIBILITY | AEROQUIP 1AA4FJ4 |  | EA | 1 |  | 0
HFIBI005 | Priority Two - Inventory | BIBB, HOSE, GARDEN, 3/4" MPT X 3/4" MHT BRASS, MALE PIPE THREAD X MALE HOSE THREAD (SPIGOT). | JONES MANUFACTURING CO. HB75 NIBCO QT54X STERLING PRODUCTS 073-334 |  | EA | 23 |  | 0
HFIGA003 | Priority One - Inventory | GASKET, AIR LINE COUPLING, NEOPRENE, FOR TYPE HS12, SIZE 3/4 FITTING | Per Description |  | EA | 216 |  | 0
HFINA240 | Priority Two - Inventory | COUPLING, HOSE, 1/2", BARBED END, NATIONAL SERIES "A", BRASS, | DIXON VALVE & COUPLING 4PS4-B |  | EA | 44 |  | 0
HFINI040 | Priority Two - Inventory | NIPPLE, HOSE, 1" ID HOSE SIZE X 1" NPT, COMBINATION TYPE, BARBED SHANK X MALE PIPE THREAD, STEEL, | BANDIT E702 DIXON ST-10 MOON 225, 1"HOSE |  | EA | 1 |  | 0
HSEBB110 | Priority Two - Inventory | COUPLING, HOSE 3" - QUICK DISCONNECT, MALE ADAPTER X HOSE SHANK, ALUMINUM CONSTRUCTION. EVER-TITE PART "E" OR EQUAL. | EVER-TITE E |  | EA | 2 |  | 0
HSEBB175 | Priority Two - Inventory | COUPLING, HOSE 6" - QUICK DISCONNECT, FEMALE COUPLING X FEMALE THREAD, ALUMINUM CONSTRUCTION. EVER-TITE OR EQUAL | EVER-TITE D |  | EA | 1 |  | 0
HYDBB053 | Priority Two - Inventory | KIT, TRAFFIC REPAIR, BREAKAWAY FLANGE KIT FOR CLOW 4-1/2" FIRE HYDRANT. FOR CLOW MODEL F-2545. CLOW PART #R-1620652 | CLOW R-1620652 |  | EA | 1 |  | 0
HYDFF040 | Priority Two - Inventory | KIT, REPAIR MAINTENANCE FIRE HYDRANT WATEROUS WB67 | WATEROUS WB67 |  | EA | 1 |  | 0
HYDFF050 | Priority Two - Inventory | KIT, REPAIR - FIRE HYDRANT, TRAFFIC KIT, FOR WATEROUS WB67 5", FOR WATEROUS HYDRANTS MANUFACTURED AFTER JUNE, 1980; PART #K528 | WATEROUS WB67 #K528 |  | EA | 1 |  | 0
HYDFF060 | Priority Two - Inventory | KIT, REPAIR - FIRE HYDRANT, TRAFFIC KIT, FOR WATEROUS WB67 5", FOR WATEROUS HYDRANTS MANUFACTURED PRIOR TO JUNE, 1980; PART #K525 | HYDRANT REPAIR PARTS INC HRPI-S-W528 WATEROUS WB67 #K525 |  | EA | 11 |  | 0
HYDGG212 | Priority Two - Inventory | KIT, EXTENSION 12" - FOR M&H MODEL #129 FIRE HYDRANT, 5-1/4" VALVE OPENING. | M & H 441129-12" |  | EA | 2 |  | 0
HYDGG223 | Priority Two - Inventory | KIT, TRAFFIC REPAIR - REPAIR KIT FOR M&H MODEL #129 FIRE HYDRANT, FOR 1996 AND NEWER HYDRANT (4-1/2" VALVE OPENING) | Per Description |  | EA | 3 |  | 0
INDPG318 | Priority Two - Inventory | GAUGE, PRESSURE, 0-160 PSIG 1/4" NPT, 2-1/2" DIAL, BOTTOM CONNECTED, IC-0942-95 061995, VIBRATION-DAMPENED, WORK CTR 2-1. | ASHCROFT 25-1009AW-02L XLL-XLJ 0/200PSI SWAGELOK PGI-63C-PG160-LAOX WIKA 9833565 |  | EA | 3 |  | 0
METLK010 | Priority Two - Inventory | TAB, SEALING REPLACEMENT FOR RINGLESS SOCKETS, METER LOCKING DEVICE | INNER-TITE M-0049 |  | EA | 14 |  | 0
MHLAA130 | Priority Two - Inventory | COUPLING, MANHOLE 12" - PVC COUPLING FOR SDR26 PIPE, PIPE LENGTH MIN 8", COUPLING TO HAVE EXTERIOR EPOXY BONDED AGGREGATE TEXTURIZED TO ADHERE TO THE PVC COUPLING, EXTERIOR AGGREGATE TO PROVIDE BONDING SURFACE FOR GROUTING PURPOSES. | Per Description |  | EA | 2 |  | 0
MHLDB008 | Priority Two - Inventory | BOWL, DROP, MANHOLE, MARINE GRADE FIBERGLASS W/ WHITE GELCOAT, 18" QUARTER SPHERE W/ 8" OUTLET , TO PROVIDE CONTAINMENT FOR INCOMING MATERIAL *** NO SUBTITUTIES *** | DURAN INC. B8DB |  | EA | 3 |  | 0
MHLFB060 | Priority Two - Inventory | MANHOLE, FIBERGLASS, 8-FT, W / CENTER CONE & 30" MANWAY. MONOLITHIC CONSTRUCTION W/NON-PIGMENTED FIBERGLASS JOINT. DENSE LAMINATE CONST. WITH 1/2" MIN WALL THICKNESS. O.D. DIA. OF 48". TO WITHSTAND 16,000 PSI DELIVER ON OPEN FLAT BED | Per Description |  | EA | 1 |  | 0
MHLSE004 | Priority Two - Inventory | WRAPID SEAL, ROLL SHALL BE 12" WIDE X 50 LINEAR FOOT, COLOR - BLACK | CANUSA WS-12-50 |  | RO | 10 |  | 0
MHLSE010 | Priority Two - Inventory | WRAPID SEAL PRIMER, SHALL BE IN A ONE GALLON CONTAINER, COLOR: SILVER. | Per Description |  | GL | 10 |  | 0
MHLSE012 | Priority Two - Inventory | WRAPID SEAL CLOSURE, SHALL BE 6" WIDE, COLOR - BLACK, USED TO HOLD IN PLACE WRAPID SEAL MATERIAL (ID #MHL-SE-002), DURING THE HEAT SHRINK PROCESS. | CANUSA CLS-6 |  | EA | 2 |  | 0
MHLSE014 | Priority Two - Inventory | WRAPID SEAL ENCLOSURE, SHALL BE 12" WIDE, COLOR - BLACK, USED TO HOLD IN PLACE WRAPID SEAL MATERIAL (ID #MHL-SE-004) DURING THE HEAT SHRINK PROCESS | CANUSA CLS-12 |  | EA | 22 |  | 0
MTEHX027 | Priority Two - Inventory | SEAL, REPLACEMENT, LOCKSEAL - ALUMINUM (SILVER), SEAL IS USED WITH LOCKSEAL ASSEMBLY TO SECURE WING TYPE CURB STOPS HIGHFIELD #93210130 NO SUBSTITUTE WITHOUT PRIOR APPROVAL | HIGHFIELD MANUFACTURING CO. 93210130 |  | EA | 183 |  | 0
PFBAA150 | Priority Two - Inventory | ADAPTER, FEMALE, 1/2" DIA, SCH 80 PVC, SXT | Per Description |  | EA | 1 |  | 0
PFBAB400 | Priority Two - Inventory | ADAPTER, MALE, 2" DIA, SCH 80 PVC, SXT | Per Description |  | EA | 8 |  | 0
PFBAB600 | Priority Two - Inventory | ADAPTER, MALE, 4" DIA, SCH 80 PVC, SXT | Per Description |  | EA | 1 |  | 0
PFBBB255 | Priority Two - Inventory | BUSHING, REDUCER, 1" DIA X 1/2" DIA, SCH 80 PVC, SXT | Per Description |  | EA | 2 |  | 0
PFBBB407 | Priority Two - Inventory | BUSHING, REDUCER, 2" DIA X 1" DIA, SCH 80 PVC, SXT | Per Description |  | EA | 9 |  | 0
PFBBC255 | Priority Two - Inventory | BUSHING, REDUCER, 1" DIA X 1/2" DIA SCH 80 PVC, TXT | Per Description |  | EA | 1 |  | 0
PFBBC256 | Priority Two - Inventory | BUSHING, REDUCER, 1" DIA X 3/4" DIA SCH 80 PVC, TXT | Per Description |  | EA | 7 |  | 0
PFBCA600 | Priority Two - Inventory | CAP, 4" DIA SCH 80 PVC, SLIP | Per Description |  | EA | 1 |  | 0
PFBCG300 | Priority Two - Inventory | COUPLING, 1 1/4" DIA, SCH 80 PVC, SXS | Per Description |  | EA | 2 |  | 0
PFBCG400 | Priority Two - Inventory | COUPLING, 2" DIA SCH 80 PVC, SXS | Per Description |  | EA | 19 |  | 0
PFBCG500 | Priority Two - Inventory | COUPLING, 3" DIA SCH 80 PVC, SXS | Per Description |  | EA | 12 |  | 0
PFBCG600 | Priority Two - Inventory | COUPLING, 4" DIA SCH 80 PVC, SXS | Per Description |  | EA | 1 |  | 0
PFBEA200 | Priority Two - Inventory | ELBOW, 45 DEGREE, 3/4" DIA, SCH 80 PVC, SXS | Per Description |  | EA | 5 |  | 0
PFBEA250 | Priority Two - Inventory | ELBOW, 45 DEGREE, 1" DIA, SCH 80 PVC, SXS | Per Description |  | EA | 5 |  | 0
PFBEA400 | Priority Two - Inventory | ELBOW, 45 DEGREE, 2" DIA, SCH 80 PVC, SXS | Per Description |  | EA | 6 |  | 0
PFBEJ400 | Priority Two - Inventory | ELBOW, 90 DEGREE, 2" DIA, SCH 80 PVC, SXS | Per Description |  | EA | 6 |  | 0
PFBEJ500 | Priority Two - Inventory | ELBOW, 90 DEGREE, 3" DIA, SCH 80 PVC, SXS | Per Description |  | EA | 3 |  | 0
PFBEJ600 | Priority Two - Inventory | ELBOW, 90 DEGREE, 4" DIA, SCH 80 PVC, SXS | Per Description |  | EA | 2 |  | 0
PFBFA350 | Priority Two - Inventory | FLANGE, 1 1/2" DIA, SCH 80 PVC, BLIND | Per Description |  | EA | 2 |  | 0
PFBFA500 | Priority Two - Inventory | FLANGE, 3" DIA, SCH 80 PVC, BLIND | Per Description |  | EA | 5 |  | 0
PFBFA600 | Priority Two - Inventory | FLANGE, 4" DIA, SCH 80 PVC, BLIND | Per Description |  | EA | 4 |  | 0
PFBFC400 | Priority Two - Inventory | FLANGE, 2" DIA., SLIP, VANSTONE, SCH 80 PVC | Per Description |  | EA | 8 |  | 0
PFBFC500 | Priority Two - Inventory | FLANGE, 3" DIA, SLIP, VANSTONE SCH 80 PVC, SLIP | Per Description |  | EA | 7 |  | 0
PFBPA150 | Priority Two - Inventory | PLUG, 1/2" DIA SCH 80 PVC, THREADED | Per Description |  | EA | 1 |  | 0
PFBTC250 | Priority Two - Inventory | TEE, 1" DIA, SCH 80 PVC, SXSXS | Per Description |  | EA | 4 |  | 0
PFBTC600 | Priority Two - Inventory | TEE, 4" DIA, SCH 80 PVC, SXSXS | Per Description |  | EA | 1 |  | 0
PFBUA400 | Priority Two - Inventory | UNION, 2" DIA, SCH 80 PVC, SXS | Per Description |  | EA | 8 |  | 0
PFCAB400 | Priority Two - Inventory | ADAPTER, MALE, 2" DIA, SCH 80 CPVC, SXT | Per Description |  | EA | 2 |  | 0
PFFCG350 | Priority Two - Inventory | COUPLING, 1 1/2" DIA, 3M FORGED STEEL, THREADED | Per Description |  | EA | 2 |  | 0
PFFFA600 | Priority Two - Inventory | FLANGE, 4" DIA, 150# FORGED STEEL, BLIND, | Per Description |  | EA | 4 |  | 0
PFFFA700 | Priority Two - Inventory | FLANGE, 6" DIA, 150# FORGED STEEL, BLIND | Per Description |  | EA | 2 |  | 0
PFFFJ500 | Priority Two - Inventory | FLANGE, 3" DIA, 150# CARBON STEEL, THREADED, | Per Description |  | EA | 1 |  | 0
PFFNA112 | Priority Two - Inventory | NIPPLE, 3/8" DIA X 3" LG SCH 80 BLACK STEEL, THREADED, "A106 GRADE B". | Per Description |  | EA | 10 |  | 0
PFFNA516 | Priority Two - Inventory | NIPPLE, 3" DIA X 5" LG SCH 80 BLACK STEEL, THREADED, "A106 GRADE B". | Per Description |  | EA | 1 |  | 0
PFFTA200 | Priority Two - Inventory | TEE, 3/4" DIA, 3000 LB PSI, FORGED STEEL, THREADED | Per Description |  | EA | 8 |  | 0
PFNCG200 | Priority Two - Inventory | COUPLING, 3/4" DIA 3M FORGED STEEL, SOCKET WELD | Per Description |  | EA | 5 |  | 0
PFNEA250 | Priority Two - Inventory | ELBOW, 45 DEGREE, 1" DIA, 3M FORGED STEEL, SOCKET WELD | Per Description |  | EA | 1 |  | 0
PFNEA400 | Priority Two - Inventory | ELBOW, 45 DEGREE, 2" DIA, 3M FORGED STEEL, SOCKET WELD | Per Description |  | EA | 1 |  | 0
PFNEF350 | Priority Two - Inventory | ELBOW, 90 DEGREE, 1 1/2" DIA, 3M FORGED STEEL, SOCKET WELD | Per Description |  | EA | 5 |  | 0
PFNEF400 | Priority Two - Inventory | ELBOW, 90 DEGREE, 2" DIA, 3M FORGED STEEL, SOCKET WELD | Per Description |  | EA | 6 |  | 0
PFNFA250 | Priority Two - Inventory | FLANGE, 1" DIA, 150# FORGED STEEL, SOCKET WELD RAISED FACE | Per Description |  | EA | 1 |  | 0
PFNFA350 | Priority Two - Inventory | FLANGE, 1 1/2" DIA, 150# CARBON STEEL, SOCKET WELD RAISED FACE | Per Description |  | EA | 3 |  | 0
PFNFA400 | Priority Two - Inventory | FLANGE, 2" DIA, 150# FORGED STEEL, SOCKET WELD RAISED FACE | Per Description |  | EA | 2 |  | 0
PFNFA450 | Priority Two - Inventory | FLANGE, 2 1/2" DIA, 150# FORGED STEEL, SOCKET WELD RAISED FACE | Per Description |  | EA | 1 |  | 0
PFNFA600 | Priority Two - Inventory | FLANGE, 4" DIA, 150# FORGED STEEL, SOCKET WELD RAISED FACE | Per Description |  | EA | 1 |  | 0
PFNFA700 | Priority Two - Inventory | FLANGE, 6" DIA, 150# CARBON STEEL, SOCKET WELD RAISED FACE | Per Description |  | EA | 6 |  | 0
PFNFB250 | Priority Two - Inventory | FLANGE, 1" DIA, 300# FORGED STEEL, SOCKET WELD RAISED FACE | Per Description |  | EA | 1 |  | 0
PFNRA206 | Priority Two - Inventory | REDUCER, 3/4" DIA X 1/2" DIA 3M FORGED STEEL, SOCKET WELD | Per Description |  | EA | 3 |  | 0
PFNRA256 | Priority Two - Inventory | REDUCER, 1" DIA X 3/4" DIA 3M FORGED STEEL, SOCKET WELD | Per Description |  | EA | 2 |  | 0
PFNRA357 | Priority Two - Inventory | REDUCER, 1 1/2" DIA X 1" DIA 3M FORGED STEEL, SOCKET WELD | Per Description |  | EA | 1 |  | 0
PFNTA200 | Priority Two - Inventory | TEE, 3/4" DIA 3M FORGED STEEL, SOCKET WELD | Per Description |  | EA | 1 |  | 0
PFNTA250 | Priority Two - Inventory | TEE, 1" DIA 3M FORGED STEEL, SOCKET WELD | Per Description |  | EA | 1 |  | 0
PFNUA150 | Priority Two - Inventory | UNION, 1/2" DIA 3M FORGED STEEL, SOCKET WELD | Per Description |  | EA | 2 |  | 0
PFQBA102 | Priority Two - Inventory | BUSHING, 3/8" X 1/8" DIA SCH 40 GALVANIZED, THREADED | Per Description |  | EA | 20 |  | 0
PFQBA152 | Priority Two - Inventory | BUSHING, 1/2" X 1/8" DIA SCH 40 GALVANIZED, THREADED | Per Description |  | EA | 14 |  | 0
PFQBA204 | Priority Two - Inventory | BUSHING, 3/4" X 3/8" DIA SCH 40 GALVANIZED, THREADED | Per Description |  | EA | 26 |  | 0
PFQBA254 | Priority Two - Inventory | BUSHING, 1" X 3/8" DIA SCH 40 GALVANIZED, THREADED | Per Description |  | EA | 13 |  | 0
PFQBA256 | Priority Two - Inventory | BUSHING, 1" X 3/4" DIA SCH 40 GALVANIZED, THREADED | Per Description |  | EA | 38 |  | 0
PFQBA307 | Priority Two - Inventory | BUSHING, 1 1/4" X 1" DIA SCH 40 GALVANIZED, THREADED | Per Description |  | EA | 12 |  | 0
PFQBA356 | Priority Two - Inventory | BUSHING, 1 1/2" X 3/4" DIA SCH 40 GALVANIZED, THREADED | Per Description |  | EA | 11 |  | 0
PFQBA407 | Priority Two - Inventory | BUSHING, 2" X 1" DIA SCH 40 GALVANIZED, THREADED | Per Description |  | EA | 6 |  | 0
PFQCA000 | Priority Two - Inventory | CAP, 1/8" DIA, MALLEABLE SCH 40 GALVANIZED, THREADED | Per Description |  | EA | 24 |  | 0
PFQCA050 | Priority Two - Inventory | CAP, 1/4" DIA, MALLEABLE SCH 40 GALVANIZED, THREADED | Per Description |  | EA | 25 |  | 0
PFQEA150 | Priority Two - Inventory | ELBOW, 45 DEGREE, 1/2" DIA, SCH 40 GALVANIZED, THREADED | Per Description |  | EA | 7 |  | 0
PFQEF300 | Priority Two - Inventory | ELBOW, 90 DEGREE, 1 1/4" DIA, SCH 40 GALVANIZED, THREADED | Per Description |  | EA | 6 |  | 0
PFQEF350 | Priority Two - Inventory | ELBOW, 90 DEGREE, 1 1/2" DIA, SCH 40 GALVANIZED, THREADED | Per Description |  | EA | 18 |  | 0
PFQEF400 | Priority Two - Inventory | ELBOW, 90 DEGREE, 2" DIA, SCH 40 GALVANIZED, THREADED | Per Description |  | EA | 7 |  | 0
PFQEG200 | Priority Two - Inventory | ELBOW, 90 DEGREE, STREET, 3/4" DIA, SCH 40 GALVANIZED, THREADED | Per Description |  | EA | 5 |  | 0
PFQNA010 | Priority Two - Inventory | NIPPLE, 1/8" DIA X 2" LG, SCH 40 GALVANIZED, THREADED | Per Description |  | EA | 24 |  | 0
PFQNA011 | Priority Two - Inventory | NIPPLE, 1/8" DIA X 2 1/2" LG SCH 40 GALVANIZED, THREADED | Per Description |  | EA | 22 |  | 0
PFQNA063 | Priority Two - Inventory | NIPPLE, 1/4" DIA X 3 1/2" LG SCH 40 GALVANIZED, THREADED | Per Description |  | EA | 14 |  | 0
PFQNA066 | Priority Two - Inventory | NIPPLE, 1/4" DIA X 5" LG SCH 40 GALVANIZED, THREADED | Per Description |  | EA | 11 |  | 0
PFQNA068 | Priority Two - Inventory | NIPPLE, 1/4" DIA X 6" LG SCH 40 GALVANIZED, THREADED | Per Description |  | EA | 59 |  | 0
PFQNA164 | Priority Two - Inventory | NIPPLE, 1/2" DIA X 4" LG SCH 40 GALVANIZED, THREADED | Per Description |  | EA | 18 |  | 0
PFQNA166 | Priority Two - Inventory | NIPPLE, 1/2" DIA X 5" LG SCH 40 GALVANIZED, THREADED | Per Description |  | EA | 12 |  | 0
PFQNA168 | Priority Two - Inventory | NIPPLE, 1/2" DIA X 6" LG SCH 40 GALVANIZED, THREADED | Per Description |  | EA | 4 |  | 0
PFQNA216 | Priority Two - Inventory | NIPPLE, 3/4" DIA X 5" LONG SCH 40 GALVANIZED, THREADED | Per Description |  | EA | 12 |  | 0
PFQNA217 | Priority Two - Inventory | NIPPLE, 3/4" DIA X 5 1/2" LONG SCH 40 GALVANIZED, THREADED | Per Description |  | EA | 5 |  | 0
PFQNA264 | Priority Two - Inventory | NIPPLE, 1" DIA X 4" LG SCH 40 GALVANIZED, THREADED | Per Description |  | EA | 11 |  | 0
PFQNA267 | Priority Two - Inventory | NIPPLE, 1" DIA X 5 1/2" LG SCH 40 GALVANIZED, THREADED | Per Description |  | EA | 4 |  | 0
PFQNA268 | Priority Two - Inventory | NIPPLE, 1" DIA X 6" LG SCH 40 GALVANIZED, THREADED | Per Description |  | EA | 20 |  | 0
PFQNA301 | Priority Two - Inventory | NIPPLE, 1 1/4" DIA X CLOSE SCH 40 GALVANIZED, THREADED | Per Description |  | EA | 10 |  | 0
PFQNA310 | Priority Two - Inventory | NIPPLE, 1 1/4" DIA X 2" LG SCH 40 GALVANIZED, THREADED | Per Description |  | EA | 4 |  | 0
PFQNA318 | Priority Two - Inventory | NIPPLE, 1 1/4" DIA X 6" LG SCH 40 GALVANIZED, THREADED | Per Description |  | EA | 8 |  | 0
PFQNA360 | Priority Two - Inventory | NIPPLE, 1 1/2" DIA X 2" LG SCH 40 GALVANIZED, THREADED | Per Description |  | EA | 20 |  | 0
PFQNA361 | Priority Two - Inventory | NIPPLE, 1 1/2" DIA X 2 1/2" LG SCH 40 GALVANIZED, THREADED | Per Description |  | EA | 12 |  | 0
PFQNA363 | Priority Two - Inventory | NIPPLE, 1 1/2" DIA X 3 1/2" LG SCH 40 GALVANIZED, THREADED | Per Description |  | EA | 10 |  | 0
PFQNA364 | Priority Two - Inventory | NIPPLE, 1 1/2" DIA X 4" LG SCH 40 GALVANIZED, THREADED | Per Description |  | EA | 6 |  | 0
PFQNA365 | Priority Two - Inventory | NIPPLE, 1 1/2" DIA X 4 1/2" LG SCH 40 GALVANIZED, THREADED | Per Description |  | EA | 4 |  | 0
PFQNA367 | Priority Two - Inventory | NIPPLE, 1 1/2" DIA X 5 1/2" LG SCH 40 GALVANIZED, THREADED | Per Description |  | EA | 7 |  | 0
PFQNA401 | Priority Two - Inventory | NIPPLE, 2" DIA X CLOSE SCH 40 GALVANIZED, THREADED | Per Description |  | EA | 6 |  | 0
PFQNA412 | Priority Two - Inventory | NIPPLE, 2" DIA X 3" LG SCH 40 GALVANIZED, THREADED | Per Description |  | EA | 10 |  | 0
PFQNA413 | Priority Two - Inventory | NIPPLE, 2" DIA X 3 1/2" LG SCH 40 GALVANIZED, THREADED | Per Description |  | EA | 5 |  | 0
PFQNA414 | Priority Two - Inventory | NIPPLE, 2" DIA X 4" LG SCH 40 GALVANIZED, THREADED | Per Description |  | EA | 4 |  | 0
PFQNA415 | Priority Two - Inventory | NIPPLE, 2" DIA X 4 1/2" LG SCH 40 GALVANIZED, THREADED | Per Description |  | EA | 10 |  | 0
PFQNA417 | Priority Two - Inventory | NIPPLE, 2" DIA X 5 1/2" LG SCH 40 GALVANIZED, THREADED | Per Description |  | EA | 5 |  | 0
PFQNA418 | Priority Two - Inventory | NIPPLE, 2" DIA X 6" LG SCH 40 GALVANIZED, THREADED | Per Description |  | EA | 7 |  | 0
PFQPA400 | Priority Two - Inventory | PLUG, 2" DIA SCH 40 GALVANIZED, THREADED | Per Description |  | EA | 8 |  | 0
PFQRA253 | Priority Two - Inventory | REDUCER COUPLING, 1" X 1/4", SCH 40, GALVANIZED, THREADED | Per Description |  | EA | 4 |  | 0
PFQRA255 | Priority Two - Inventory | REDUCER COUPLING, 1" X 1/2", SCH 40 GALVANIZED, THREADED | Per Description |  | EA | 21 |  | 0
PFQRA356 | Priority Two - Inventory | REDUCER COUPLING, 1 1/2" X 3/4", SCH 40, GALVANIZED, THREADED, 150 # | Per Description |  | EA | 12 |  | 0
PFQRA407 | Priority Two - Inventory | REDUCER COUPLING, 2" X 1", SCH 40, GALVANIZED, THREADED | Per Description |  | EA | 11 |  | 0
PFQRA408 | Priority Two - Inventory | REDUCER COUPLING, 2" X 1 1/4", SCH 40, GALVANIZED, THREADED | Per Description |  | EA | 9 |  | 0
PFQRA460 | Priority Two - Inventory | REDUCER COUPLING, 2 1/2" X 2", SCH 40, GALVANIZED, THREADED | Per Description |  | EA | 4 |  | 0
PFQTA300 | Priority Two - Inventory | TEE, 1 1/4" DIA SCH 40 GALVANIZED, THREADED | Per Description |  | EA | 4 |  | 0
PFQTA400 | Priority Two - Inventory | TEE, 2" DIA SCH 40 GALVANIZED, THREADED | Per Description |  | EA | 3 |  | 0
PFQUA300 | Priority Two - Inventory | UNION, 1 1/4" DIA, GALVANIZED, THREADED, 150 # SCH 40 | Per Description |  | EA | 9 |  | 0
PFQUA350 | Priority Two - Inventory | UNION, 1-1/2" DIA, GALVANIZED, 150 # SCH 40 THREADED | Per Description |  | EA | 25 |  | 0
PFQUA400 | Priority Two - Inventory | UNION, 2" DIA SCH 40 GALVANIZED, THREADED | Per Description |  | EA | 20 |  | 0
PFSBA154 | Priority Two - Inventory | BUSHING, 1/2" X 3/8" DIA 316 STAINLESS STEEL, SCH 40, THREADED | Per Description |  | EA | 4 |  | 0
PFSBA205 | Priority Two - Inventory | BUSHING, 3/4" X 1/2",316 STAINLESS STEEL SCH 40, THREADED | Per Description |  | EA | 4 |  | 0
PFSBA255 | Priority Two - Inventory | BUSHING, 1" X 1/2" DIA 316 STAINLESS STEEL, SCH 40, THREADED | Per Description |  | EA | 1 |  | 0
PFSBA407 | Priority Two - Inventory | BUSHING, 2" X 1" DIA 316 STAINLESS STEEL, SCH 40, THREADED | Per Description |  | EA | 1 |  | 0
PFSEF200 | Priority Two - Inventory | ELBOW, 90 DEGREE, 3/4" DIA, 316 STAINLESS STEEL, SCH 40, THREADED | Per Description |  | EA | 11 |  | 0
PFSEF400 | Priority Two - Inventory | ELBOW, 90 DEGREE, 2" DIA, 316 STAINLESS STEEL, SCH 40, THREADED | Per Description |  | EA | 3 |  | 0
PFSFD400 | Priority Two - Inventory | FLANGE, 2" DIA, 316 STAINLESS STEEL 150# SCH 40, THREADED, RAISED FACE | Per Description |  | EA | 6 |  | 0
PFSNA260 | Priority Two - Inventory | NIPPLE, 1" DIA X 2" LG 316 STAINLESS STEEL, SCH 40, THREADED | Per Description |  | EA | 4 |  | 0
PFSNA262 | Priority Two - Inventory | NIPPLE, 1" DIA X 3" LG 316 STAINLESS STEEL, SCH 40, THREADED | Per Description |  | EA | 1 |  | 0
PFSPB050 | Priority Two - Inventory | PLUG, SQUARE HEAD, 1/4", 316 STAINLESS STEEL, SCH 40, THREADED | Per Description |  | EA | 1 |  | 0
PFSPB200 | Priority Two - Inventory | PLUG, SQUARE HEAD, 3/4" DIA 316 STAINLESS STEEL, SCH 40, THREADED | Per Description |  | EA | 1 |  | 0
PFSPB250 | Priority Two - Inventory | PLUG, SQUARE HEAD, 1" DIA 316 STAINLESS STEEL, SCH 40, THREADED | Per Description |  | EA | 4 |  | 0
PFSTA250 | Priority Two - Inventory | TEE, 1" DIA 316 STAINLESS STEEL, SCH 40, THREADED | Per Description |  | EA | 1 |  | 0
PFSUA100 | Priority Two - Inventory | UNION, 1/2", 316 SS, THREADED | Per Description |  | EA | 3 |  | 0
PFSUA400 | Priority Two - Inventory | UNION, 2" DIA 316 STAINLESS STEEL, SCH 40, THREADED | Per Description |  | EA | 1 |  | 0
PIPSS002 | Priority Two - Inventory | PIPE, 2", SCH-40, 310 STAINLESS STEEL, 20-FEET SECTIONS, ORDER BY 1 EACH = 20 FEET | SANDVIK BY DESCRIPTION TULL METALS BY DESCRIPTION |  | EA | 1 |  | 0
PIPUH001 | Priority Two - Inventory | PIPE, 12" X 20' X .375" THICKNESS, ULTRA 600 HARDENED, FOE THE LIMESTONE PNEUMATIC TRANSPORT SYSTEM, A, B, AND C TRAINS | EDGEN MURRAY CORP 12" X 20' ULTRA 600 |  | EA | 4 |  | 0
PMPAD920 | Priority Two - Inventory | PUMP, SUMP, SUBMERSIBLE -1/2 HP WITH VETICAL SWITCH, 8' CORD MININUM, 115V AC 60 CYCLE, 50 GAL PER MINUTE, ** NO SUBSTITUTE ** | MYERS PUMP MS50PV10 MYERS PUMP MSCI50V20 |  | EA | 10 |  | 0
PPEGV200 | Priority Two - Inventory | PIPE, GALVANIZED - 2", MIPT X FIPT. 21 FOOT LENGTHS. | Per Description |  | FT | 31 |  | 0
PPEPV030 | Full Service | PIPE, PVC, **EAGLE LOC**, DR18 - 4", 20 FT. LENGTHS, AWWA C-900, CLASS 235, BLUE COLOR ONLY. | JM EAGLE ORDER BY DESCRIPTION |  | FT | 3000 |  | 0
PPEPV050 | Full Service | PIPE, PVC, **EAGLE LOC**, DR18 - 6", 20 FT. LENGTHS, AWWA C-900, CLASS 235, BLUE COLOR ONLY. | JM EAGLE ORDER BY DESCRIPTION |  | FT | 3000 |  | 0
PPEPV070 | Priority One - Inventory | PIPE, PVC, **EAGLE LOC**, DR18 - 8", 20 FT. LENGTHS, AWWA C-900, CLASS 235, BLUE COLOR ONLY. | JM EAGLE ORDER BY DESCRIPTION |  | FT | 3000 |  | 0
PUMSU020 | Priority Two - Inventory | PUMP, SUMP, 1/2 HP, 115 VAC, SUBMERSIBLE WITH VERTICAL FLOAT SWITCH & 10' POWER CORD | MYERS PUMP DS50-P1 |  | EA | 17 |  | 0
PUMSU021 | Priority Two - Inventory | PUMP, SUMP, 115 VAC WITH SIDE FLOAT 10.5 AMP, 60 HZ LITTLE GIANT PUMP CO CAT #511700, MODEL HT-10E-CIA-FS USED AT NS UNIT 3 CONDENSATE HOTWELL TROUGH | LITTLE GIANT HT-10EN-CIA-FS |  | EA | 11 |  | 0
TEMHE017 | Priority Two - Inventory | HEATER, EDISON SCREW BASE, 120 V, 50 W CHROMALOX P/N SCB-50-253809 | CHROMALOX SCB-50-253809 |  | EA | 2 |  | 0
TLSFF860 | Priority Two - Inventory | SLING, 1/2" DIAM- ETER WIRE ROPE (7X7X7 GAC CONST.), 4' LENGTH, RINGS ON BOTH ENDS & 1 SLIDING CHOKE HOOK. FITTINGS TO EXCEED CAP. OF SLING, PERMANENTLY ATTACHED METAL TAG WITH LIFTING CAPACITY, VERT. 1.9 TON, CHOKER 1.3 TON, BASKET 3.7 TON | Per Description |  | EA | 2 |  | 0
TLSFF870 | Priority Two - Inventory | SLING, 1/2" DIAM- ETER WIRE ROPE (7X7X7 GAC CONST.), 6' LENGTH, RINGS ON BOTH ENDS & 1 SLIDING CHOKE HOOK. FITTINGS TO EXCEED CAP. OF SLING, PERMANENTLY ATTACHED METAL TAG WITH LIFTING CAPACITY, VERT. 1.9 TON, CHOKER 1.3 TON, BASKET 3.7 TON | Per Description |  | EA | 1 |  | 0
TLSFF980 | Priority Two - Inventory | SOCKET, 7/8" - 1/2" DRIVE, 12 POINT | STANLEY - PROTO INDUSTRIAL TOO 5428 |  | EA | 2 |  | 0
TLSQQ537 | Priority Two - Inventory | ADAPTER NIPPLE (LONG), 1" - FOR COMPRESS ION OR COPPER THREAD OUTLETS, MUELLER PL-2 MACHINE. | MUELLER 507633 |  | EA | 1 |  | 0
TLSUU661 | Priority Two - Inventory | ADAPTER, 2" - MUELLER CORPORATION COCK ADAPTER FOR FORD MODEL 77 DRILLING MACHINE, WITH GASKETS. | FORD DMA1-7 |  | EA | 3 |  | 0
TLSUU709 | Priority Two - Inventory | ARBOR, DRILLING MACHINE - ARBOR TO COME COMPLETE WITH PILOT DRILL AND HOLE SAW SPACER. USED ON FORD MODEL 77 DRILLING MACHINE (BORING BAR #DMBB-67). | FORD DMA-67 |  | EA | 2 |  | 0
TUFACB01 | Priority Two - Inventory | BOLT, 1/4" -20 X 3/4", STAINLESS STEEL, JAMES C WHITE CO (NGS TUBE RACK) | JAMES C. WHITE TB SS-4250x0.75 |  | EA | 28 |  | 0
TUFACN01 | Priority Two - Inventory | NUT, WING, 1/4"-20, STAINLESS STEEL, (USED ON NSGS TUBE RACK) | JAMES C. WHITE WNSS4250 |  | EA | 33 |  | 0
TUFTC020 | Priority Two - Inventory | TUBING, COPPER 1/2" OD, .032 WALL X 100' LONG, SOFT COPPER, REFRIGERATION MFG CAN VARY | CERRO COPPER PRODUCTS CO. 38687 GORMAN 0400-540 HALSTEAD K60-1/2" MUELLER KS03100 WOLVERINE RF-12 |  | FT | 37 |  | 0
VALBA016 | Priority Two - Inventory | VALVE, BALL, 3/8", THREADED, BRONZE, 600 PSI @ 250 DEG F /150 PSI @ 375 DEG F | APOLLO VALVES 70-102 WATTS LFB6080G2 3/8 |  | EA | 16 |  | 0
VALBA020 | Priority Two - Inventory | VALVE, BALL, 1-1/4", THREADED, BRONZE, 600 PSI @ 250 DEG/150 PSI @ 375 DEG, | APOLLO VALVES 70-106 WATTS REGULATOR B-6000 1 1/4 |  | EA | 3 |  | 0
VALBA105 | Priority Two - Inventory | VALVE, BALL, CPVC, 2" SCREWED/SLIP ENDS | CHEMTROL U51TB-V-2 |  | EA | 1 |  | 0
VALGL063 | Priority Two - Inventory | VALVE, GLOBE, 3/4", SOCKETWELD, SA182-F-22 STEEL, 3,558 PSI @ 1000 DEG F, 1,497 PSI @/ 1,100 DEG F, Y-PATTERN, CLASS 3500 | CONVAL 0.75-14G2J-F22 |  | EA | 1 |  | 0
VALPL054 | Priority Two - Inventory | VALVE, PLUG AND ACTUATOR ASSEMBLY, 1-1/2", XOMOX MOD. TUFLINE 067WCB/316/TFE, SS PLUG, W/EDA100 ACTUATOR, WITHOUT POSITIONER ( NGS - SLURRY FLUSH VALVES - AQCS ) | XOMOX CORP. OBD |  | EA | 3 |  | 0
VALPL100 | Priority Two - Inventory | VALVE, PLUG 1" LINED, FLANGED ENDS PTFE FOR 95% ACID USE. DURCO T-LINE FIG. T-41, GEAR OPERATED, RATED 210 PSI @ 300 DEG. F. | Per Description |  | EA | 1 |  | 0
VALPN001 | Priority Two - Inventory | VALVE ASSLY, AIR OPERATED, SIZE 1", TUBE - EPDM-I-150-3, W/ DBL ACTING PNU ACTUATOR, 90 PSI MAX LINE PSI, 2 REED LIMIT SWITCHES FOR OPEN/CLOSE SIGNAL, ASME B-16 SHORT, ANSI 150 FLGS, ( NGS - #1 & #2 SDA SLURRY SHUT OFF) **ITEM REPAIRABLE** | R.F. TECHNOLOGIES BS1 P150-553SYX EPDM or BSI P6 |  | EA | 5 |  | 0
VALSA025 | Priority Two - Inventory | VALVE, SAFETY, 3/4" FNPT INLET X 1" FNPT OUTLET, STEEL, SET PRESS 3050 PSI, W/LEVER, S/N: TK76090, WITH 3/4" ID X 6" LG, SCH 80, A106 SEAMLESS STUB WELDED ON INLET [STUB INSTALLED BY VENDER] (FOR #2 FWH ON NS UNITS #1 & #2), WORK CTR 1-9 | CONSOLIDATED SAFETY VALVE 19110HCF-2-CC-MS-33-FT-FT-LA |  | EA | 1 |  | 0
VALSL304 | Priority Two - Inventory | VALVE, SOLENOID, 1/4" NPT, 110 VAC ( NGS - #1 & #2 ELBOW DUCT BURNER SYSTEM ) | CONTROMATICS BMS1N |  | EA | 1 |  | 0
VLPRF007 | Priority Two - Inventory | TUBE ASSEMBLY, PINCH VALVE , 3", (RF VALVE MOD: BE3-150-3C, S/N U2005), SDA FEED SLURRY PMP DISCH, N01/N02, WORK CTR 1-3 | RF VALVE NR3-150-3C |  | EA | 4 |  | 0
VLVAA850 | Priority Two - Inventory | VALVE, CHECK, 1-1/4", HORIZONTAL SWING, AWWA BRONZE, RENEWABLE SEAT, 125 WSP/200 WOG, Y-PATTERN, THREADED, FOR POTABLE WATER SERVICE, OR AN APPROVED EQUAL | GRINNELL 3300 NIBCO T-413-B STOCKHAM VALVES AND FITTINGS B-345 WATTS EDP CVY |  | EA | 1 |  | 0
VLVBB180 | Priority Two - Inventory | VALVE, GATE 20" - CAST IRON BODY, BRONZE MOUNTED, RESILIENT SEAT, MECHANICAL JOINT, NON-RISING STEM, OPEN LEFT W/O ACCESSORIES. APPROVED VALVES ONLY | AFC 2520 M&H 4067-01 |  | EA | 2 |  | 0
VLVBB280 | Priority Two - Inventory | VALVE, GATE, BRONZE - 3", FIP, 150 PSI CLASS, HANDWHEEL OPERATED, OPEN LEFT, NON-RISING STEM. VALVES MUST BE SUPPLIED PER APPROVED VALVE LIST & SPECIFICATIONS STOCKHAM, NIBCO, HAMMOND, MILWAUKEE OR EQUAL. | HAMMOND IB638 HAMMOND IB646 NIBCO T-133 NIBCO T-136 STOCKHAM VALVES AND FITTINGS B130 STOCKHAM VALVES AND FITTINGS B131 |  | EA | 2 |  | 0
VLVEE110 | Full Service | VALVE,TAPPING 4",RESILIENT SEATED, PILOT FLANGE X MECHANICAL JOINT, NON-RISING STEM, OPEN LEFT, WITHOUT ACCESSORIES AS PER JEA SPECIFICATIONS ONLY. ONLY APPROVED VALVES WILL BE ACCEPTED. | Per Description |  | EA | 17 |  | 0
VLVEE140 | Full Service | VALVE,TAPPING 10",RESILIENT SEATED,PILOT FLANGE X MECHANICAL JOINT, NON-RISING STEM, OPEN LEFT, WITHOUT ACCESSORIES. AS PER JEA SPECIFICATIONS ONLY. ONLY APPROVED VALVES WILL BE ACCEPTED. | Per Description |  | EA | 1 |  | 0
VLVEE150 | Full Service | VALVE,TAPPING 12",RESILIENT SEATED,PILOT FLANGE X MECHANICAL JOINT, NON-RISING STEM, OPEN LEFT, WITHOUT ACCESSORIES. AS PER JEA SPECIFICATIONS ONLY. ONLY APPROVED VALVES WILL BE ACCEPTED. | Per Description |  | EA | 2 |  | 0

## Data Validation (hidden)
JEA Item ID | Combined
ACCFL126 | Per Description
ACCFL138 | Per Description
ACCFL140 | Per Description
ACCMJ000 | Per Description
ACCMJ019 | Per Description
ACCMJ027 | Per Description
ACCMJ035 | Per Description
ACCMJ043 | Per Description
ACCMJ051 | Per Description
ACCMJ062 | Per Description
ACCMJ074 | Per Description
ACCMJ096 | Per Description
ACCMJ100 | Per Description
ACCMJ112 | Per Description
ACCMJ123 | Per Description
ADCPR002 | EZ WELD 21104 IPS P-68
BDMAA125 | BORAL #2 SOLID/RED
BDMAA137 | Per Description
BDMAA188 | DAP 18182 PERMATITE DA11152
BDMAA233 | Per Description
BDMAA241 | QUIKRETE 1101
BDMAA250 | Per Description
BDMAA262 | Per Description
BDMAA274 | Per Description
BDMCC731 | Per Description
BDMDD260 | 3M 5200 - 051135-06500
BDMEE112 | Per Description
BDMEE150 | Per Description
BDMEE448 | Per Description
BDMEE460 | Per Description
BDMEE500 | Per Description
BDMFF071 | W W GRAINGER 2W500
BDMFF134 | PRESCO TFOG
BFPAA050 | AMES TOOLS 4000B RP WILKINS 975-XL2
CHLGG204 | JOHNSTONE SUPPLY B-80516 JOHNSTONE SUPPLY PT25
CLPAA020 | Per Description
CLPAA030 | Per Description
CLPBB030 | SMITH-BLAIR INC. 274-0905-000
CLPBB050 | SMITH-BLAIR INC. 274-1320-000
CLPBB239 | JCM 111-0105-6 SMITH-BLAIR INC. 244-010506-000
CLPBB257 | JCM 111-0132-6 SMITH-BLAIR INC. 244-013206-000
CLPBB270 | JCM 111-0166-6 SMITH-BLAIR INC. 244-016606-000
CLPBB294 | JCM 111-0190-6 SMITH-BLAIR INC. 244-019006-000
CLPBB313 | JCM 111-0238-6 SMITH-BLAIR INC. 244-023806-000
CLPCC100 | FORDFLEX F1-263-7.5 SMITH-BLAIR INC. 226-023807-000
CLPCC200 | FORDFLEX F1-300-7.5 SMITH-BLAIR INC. 226-027507-000
CLPCC300 | FORDFLEX F1-325-7.5 SMITH-BLAIR INC. 226-03007-000
CLPCC400 | FORDFLEX F1-370-7.5 SMITH-BLAIR INC. 226-035007-000
CLPCC500 | FORDFLEX F1-400-7.5 SMITH-BLAIR INC. 226-037507-000
CLPCC600 | FORDFLEX F1-425-7.5 SMITH-BLAIR INC. 226-040007-000
CLPCC700 | FORDFLEX F1-473-7.5 POWERSEAL CORP. MODEL 3121 4X X 8 SMITH-BLAIR INC. 226-045007-000
CLPCC800 | FORDFLEX F1-514-7.5 SMITH-BLAIR INC. 226-048007-000
CLPCC850 | FORDFLEX F151415 SMITH-BLAIR INC. 226-048015-000
CLPCC900 | FORDFLEX F1-535-7.5 SMITH-BLAIR INC. 226-050007-000
CLPCC950 | FORDFLEX F172415 SMITH-BLAIR INC. 226-069015-000
CLPDD000 | FORDFLEX F1-562 X 7.5 SMITH-BLAIR INC. 226-052507-000
CLPDD100 | FORDFLEX F1-635 X 7.5 POWERSEAL CORP. MODEL 3121 6X X 8 SMITH-BLAIR INC. 226-060007-000
CLPDD200 | FORDFLEX F1-696-7.5 FORDFLEX F1-696-75 SMITH-BLAIR INC. 226-066307-000
CLPDD300 | FORDFLEX F1-724-7.5 SMITH-BLAIR INC. 226-069007-000
CLPDD400 | FORDFLEX F1-745-12.5 SMITH-BLAIR INC. 226-071012-000
CLPDD700 | FORDFLEX F1-894-12.5 SMITH-BLAIR INC. 226-086312-000
CLPDD800 | FORDFLEX F1-939-12.5 SMITH-BLAIR INC. 226-090512-000
CLPDD900 | FORDFLEX F1-967-12.5 SMITH-BLAIR INC. 226-094012-000
CLPEE000 | FORDFLEX F1-1010-12.5 SMITH-BLAIR INC. 226-100012-000
CLPEE100 | FORDFLEX F1-1104-12.5 SMITH-BLAIR INC. 226-107512-000
CLPEE200 | FORDFLEX F1-1144-12.5 SMITH-BLAIR INC. 226-111012-000
CLPEE400 | FORDFLEX F1-1215-12.5 SMITH-BLAIR INC. 226-117512-000
CLPEE500 | FORDFLEX F1-1240-12.5 SMITH-BLAIR INC. 226-120012-000
CLPEE650 | FORDFLEX F1-1302-12.5 SMITH-BLAIR INC. 226-127512-000
CLPEE700 | FORDFLEX F1-1350-12.5 POWERSEAL CORP. TO BE SUPPLIED SMITH-BLAIR INC. 226-132012-000
CLPEE800 | FORDFLEX F1-1380-12.5 SMITH-BLAIR INC. 226-134012-000
CLPEE900 | FORDFLEX F2-1582-20 SMITH-BLAIR INC. 228-20150720-000
CLPFF000 | FORDFLEX F2-1790-20 SMITH-BLAIR INC. 228-171520-000
CLPFF200 | FORDFLEX F2-2227-30 SMITH-BLAIR INC. 228-20215230-000
CLPFF400 | FORDFLEX F3-2680-30 JCM 102-2580-30 SMITH-BLAIR INC. 228-257030-000
CLPFF500 | FORD F3-3290-30
CLPGG010 | JCM 110-0084-3 SMITH-BLAIR INC. 245-008403-000
CLPGG020 | JCM 110-0084-6 SMITH-BLAIR INC. 245-008406-000
CLPGG030 | JCM 110-0105-3 SMITH-BLAIR INC. 245-010503-000
CLPGG040 | JCM 110-0105-6 SMITH-BLAIR INC. 245-010506-000
CLPGG050 | JCM 110-0132-3 SMITH-BLAIR INC. 245-013203-000
CLPGG060 | JCM 110-0132-6 SMITH-BLAIR INC. 245-013206-000
CLPGG070 | JCM 110-0166-3 SMITH-BLAIR INC. 245-016603-000
CLPGG080 | JCM 110-0190-3 SMITH-BLAIR INC. 245-019003-000
CLPGG090 | JCM 110-0190-6 SMITH-BLAIR INC. 245-019006-000
CLPGG100 | JCM 110-0238-3 SMITH-BLAIR INC. 245-00023803-000
CLPGG110 | JCM 110-0238-6 SMITH-BLAIR INC. 245-023806-000
CLPHH010 | DIXON MAH-4
CLPHH020 | DIXON HSS-6
CLPHH030 | DIXON HSS-8
CLPHH040 | DIXON HSS-10
CLPHH050 | DIXON HSS-16
CLPHH080 | DIXON HSS-32
CLPHH090 | DIXON HSS-36
CLPHH120 | DIXON HSS-96
CLPHH130 | DIXON HSS-104
CLPHH140 | DIXON HSS-128
CLPHH142 | DIXON HSS-188
CLPHH147 | DIXON KS-20 FAST-LOK KS-20
CLPHH148 | FAST-LOK KS-28
CLPJJ600 | SMITH-BLAIR INC. 313-019209-000
CLPJJ900 | FORD F202 (3.80-4.25) FORD F202-250-CC4-I POWERSEAL CORP. 34132A1CC SMITH-BLAIR INC. 313-025609-000
CLPKK000 | FORD S70-204 MUELLER H-13420
CLPKK500 | SMITH-BLAIR INC. 313-035409-000
CLPKK650 | SMITH-BLAIR INC. 315-000-45512-000
CLPKK900 | FORD F202 (3.80-4.25) SMITH-BLAIR INC. 313-041309-000
CLPLL000 | CLOW 3401 FORD S70-404 MUELLER H-13428
CLPLL100 | FORD F202 (4.74-5.26) POWER SEAL 3413-4B x ?CC SMITH BLAIR 313-00051407-000
CLPLL200 | FORD F202 (4.74-5.26) POWERSEAL CORP. 34134B1CC SMITH-BLAIR INC. 313-00051409-000
CLPLL400 | POWER SEAL 3413-4C x 2CC SMITH-BLAIR INC. 313-051415-000
CLPLL700 | FORD F202 (5.94-6.69) SMITH-BLAIR INC. 313-66309
CLPMM050 | Per Description
CLPMM200 | FORD F202 (6.84-7.60) POWERSEAL CORP. 34136B1CC SMITH-BLAIR INC. 313-076009-000
CLPMM400 | FORD F202 (6.84-7.60) POWERSEAL CORP. 34136B2CC SMITH-BLAIR INC. 313-076015-000
CLPMM475 | Per Description
CLPMM575 | SMITH-BLAIR INC. 13-087209-000
CLPMM700 | FORD S70-804 MUELLER H-13433
CLPNN100 | FORD F202 (4.74-5.26) POWERSEAL CORP. 34138B1CC SMITH-BLAIR INC. 313-00101009-000
CLPNN300 | POWERSEAL CORP. 34138B2CC SMITH-BLAIR INC. 313-101015-000
CLPNN600 | POWERSEAL CORP. 341310B1CC SMITH-BLAIR INC. 313-121209-000
CLPNN800 | SMITH-BLAIR INC. 313-121215-000
CLPPP000 | FORD F2021438CC4 POWERSEAL CORP. 341312B1CC SMITH-BLAIR INC. 313-143209-000
CLPPP200 | FORD F2021438CC7 POWERSEAL CORP. 341312B2CC SMITH-BLAIR INC. 313-143215-000
CLPQQ012 | FORD FC2021840CC4 POWERSEAL CORP. 341316A1CC SMITH-BLAIR INC. 313-188809-000
CLPQQ034 | SMITH-BLAIR INC. 313-188815-000
CLPQQ045 | SMITH-BLAIR INC. 366-221009-000
CLPQQ056 | SMITH-BLAIR INC. 366-221015-000
CLPQQ078 | SMITH-BLAIR INC. 313-188814-000
CLPQQ089 | SMITH-BLAIR INC. 366-263214-000
CLPQQ126 | FORD FC202 (25.60-26.50) JCM 406-2650-09CC SMITH-BLAIR INC. 317-00258009
CLPQQ136 | FORD FC202 (4.74-5.26) SMITH BLAIR 317-00051414-000
CLPQQ146 | FORD FC202 (6.84-7.60) SMITH BLAIR 317-00076014-000
CLPQQ156 | FORD FC202 (8.99-9.79) SMITH BLAIR 317-00101014-000
CLPQQ166 | FORD FC202 (10.75-11.10) SMITH BLAIR 317-00121214-000
CLPQQ176 | FORD FC202 (12.75-13.20) SMITH BLAIR 317-00143214-000
CLPQQ186 | FORD FC202 (17.40-18.40) SMITH BLAIR 317-00178014-000
CLPQQ206 | FORD FC202 (25.60-26.50) SMITH BLAIR 317-00258014-000
FASAA020 | Per Description
FASCC045 | ASTRAL CORPORATION S14 ROMAC INDUSTRIES DUCTILE LUG
FASCC500 | Per Description
FASCC600 | Per Description
FASCC700 | Per Description
FASCC910 | Per Description
FASCC921 | Per Description
FTGAA005 | Per Description
FTGAA015 | Per Description
FTGAA200 | Per Description
FTGAA300 | UNIFLANGE 200C OR 400C
FTGAE030 | DESANNO 73 DIXON RSF25F20T SEALFAST K35R25NST2NPT
FTGAE040 | MOON 356 POWHATTAN U.F.S. 15216-2
FTGAE050 | DESANNO 72 DIXON SM25F20T
FTGAE115 | FORD Y11-474-NL
FTGAE200 | FORD BBAA-43-NL
FTGAE250 | FORD BBAA64
FTGAE300 | FORD BBAA-76-NL
FTGAE510 | BARNETT BRASS 110-4-20
FTGAE530 | Per Description
FTGAE540 | Per Description
FTGAE550 | Per Description
FTGAE560 | Per Description
FTGAE570 | Per Description
FTGAE580 | MERIT BRASS XNL114 3/4"x1/2"
FTGAE590 | MERIT BRASS XNL114 1"x1/2"
FTGAE600 | MERIT BRASS XNL114 1"x3/4"
FTGAE606 | MERIT BRASS XNL114 1-1/2"x3/4"
FTGAE610 | GRAND HAVEN BRASS 2008
FTGAE620 | BBIM-77-NL
FTGAJ040 | Per Description
FTGAJ050 | MERIT BRASS XNL111 3/4"
FTGAJ650 | MERIT BRASS XNL102 3/4"
FTGAJ720 | Per Description
FTGAJ756 | MERIT BRASS XNL101 3/4"
FTGAJ782 | MERIT BRASS XNL101 1-1/2"
FTGAJ797 | MERIT BRASS XNL101 2"
FTGAJ920 | Per Description
FTGAJ950 | Per Description
FTGAL086 | Per Description
FTGAL098 | Per Description
FTGAL100 | Per Description
FTGAL130 | Per Description
FTGAL210 | Per Description
FTGAL220 | Per Description
FTGAL270 | Per Description
FTGAL310 | Per Description
FTGAL320 | Per Description
FTGAL330 | Per Description
FTGAL350 | Per Description
FTGAL410 | Per Description
FTGAL420 | Per Description
FTGAL430 | Per Description
FTGAL440 | Per Description
FTGAL450 | Per Description
FTGAL510 | Per Description
FTGAL523 | Per Description
FTGAL610 | Per Description
FTGAL617 | Per Description
FTGAL620 | Per Description
FTGAL639 | Per Description
FTGAL710 | Per Description
FTGAL720 | Per Description
FTGAL730 | Per Description
FTGAL740 | Per Description
FTGAN510 | Per Description
FTGAN520 | Per Description
FTGAN530 | Per Description
FTGAN540 | Per Description
FTGAN550 | Per Description
FTGAN560 | Per Description
FTGAN630 | Per Description
FTGAN660 | Per Description
FTGAR020 | Per Description
FTGAR050 | Per Description
FTGAR070 | FORD T444-444
FTGAT120 | Per Description
FTGAT130 | Per Description
FTGAT150 | Per Description
FTGAT220 | Per Description
FTGAT230 | Per Description
FTGAT260 | Per Description
FTGAT310 | Per Description
FTGAT320 | Per Description
FTGAT330 | Per Description
FTGAT350 | Per Description
FTGAT360 | Per Description
FTGAT395 | Per Description
FTGAT400 | STAR PIPE PRODUCTS ORDER BY DESCRIPTION TYLER PIPE ORDER BY DESCRIPTION U.S. PIPE ORDER BY DESCRIPTION
FTGAT410 | Per Description
FTGAT415 | STAR PIPE PRODUCTS ORDER BY DESCRIPTION TYLER PIPE ORDER BY DESCRIPTION U.S. PIPE ORDER BY DESCRIPTION
FTGAT420 | Per Description
FTGAT425 | Per Description
FTGAT430 | Per Description
FTGAT435 | Per Description
FTGAT440 | Per Description
FTGAT445 | Per Description
FTGAT450 | Per Description
FTGAT604 | Per Description
FTGAT630 | Per Description
FTGAT632 | Per Description
FTGAT634 | Per Description
FTGAT636 | Per Description
FTGAT638 | Per Description
FTGAT662 | Per Description
FTGAT668 | Per Description
FTGAT772 | Per Description
FTGAV020 | Per Description
FTGAV030 | Per Description
FTGBB262 | GRINNELL 1016 SMITH COOPER 17RT1020074 STOCKHAM VALVES AND FITTINGS 491
FTGBB287 | SMITH-COOPER INTERNATIONAL 18RT1020090 STOCKHAM VALVES AND FITTINGS 491
FTGBD030 | Per Description
FTGBD040 | Per Description
FTGBD050 | Per Description
FTGBD060 | Per Description
FTGBD100 | Per Description
FTGBF007 | Per Description
FTGBF010 | Per Description
FTGBF030 | Per Description
FTGBF040 | Per Description
FTGBF070 | Per Description
FTGBF080 | Per Description
FTGBF090 | Per Description
FTGBF130 | Per Description
FTGBF160 | Per Description
FTGBH000 | Per Description
FTGBH010 | Per Description
FTGBH020 | Per Description
FTGBH030 | Per Description
FTGBH060 | Per Description
FTGBH070 | Per Description
FTGBH075 | Per Description
FTGBH085 | Per Description
FTGBH095 | Per Description
FTGBH100 | Per Description
FTGBH105 | Per Description
FTGBH205 | Per Description
FTGBK003 | STAR PIPE PRODUCTS ORDER BY DESCRIPTION TYLER PIPE ORDER BY DESCRIPTION U.S. PIPE ORDER BY DESCRIPTION
FTGBK010 | STAR PIPE PRODUCTS ORDER BY DESCRIPTION TYLER PIPE ORDER BY DESCRIPTION U.S. PIPE ORDER BY DESCRIPTION
FTGBK015 | STAR PIPE PRODUCTS Description TYLER PIPE Description US PIPE Description
FTGBK021 | STAR ORDER BY DESCRIPTION TYLER PIPE ORDER BY DESCRIPTION U.S. PIPE ORDER BY DESCRIPTION
FTGBK025 | STAR PIPE PRODUCTS Description TYLER PIPE Description US PIPE Description
FTGBK030 | STAR PIPE PRODUCTS ORDER BY DESCRIPTION TYLER PIPE ORDER BY DESCRIPTION U.S. PIPE ORDER BY DESCRIPTION
FTGBK035 | STAR PIPE PRODUCTS Description TYLER PIPE Description US PIPE Description
FTGBK042 | STAR PIPE PRODUCTS ORDER BY DESCRIPTION TYLER PIPE ORDER BY DESCRIPTION U.S. PIPE ORDER BY DESCRIPTION
FTGBK045 | M & H 446753 STAR PIPE PRODUCTS ORDER BY DESCRIPTION TYLER PIPE ORDER BY DESCRIPTION U.S. PIPE ORDER BY DESCRIPTION
FTGBK050 | STAR PIPE PRODUCTS ORDER BY DESCRIPTION TYLER PIPE ORDER BY DESCRIPTION U.S. PIPE ORDER BY DESCRIPTION
FTGBK052 | STAR PIPE PRODUCTS Description TYLER PIPE Description US PIPE Description
FTGBK061 | STAR PIPE PRODUCTS ORDER BY DESCRIPTION TYLER PIPE ORDER BY DESCRIPTION U.S. PIPE ORDER BY DESCRIPTION
FTGBK070 | Per Description
FTGBK071 | STAR PIPE PRODUCTS ORDER BY DESCRIPTION TYLER PIPE ORDER BY DESCRIPTION U.S. PIPE ORDER BY DESCRIPTION
FTGBK075 | STAR PIPE PRODUCTS ORDER BY DESCRIPTION TYLER PIPE ORDER BY DESCRIPTION U.S. PIPE ORDER BY DESCRIPTION
FTGBK085 | STAR PIPE PRODUCTS ORDER BY DESCRIPTION TYLER PIPE ORDER BY DESCRIPTION U.S. PIPE ORDER BY DESCRIPTION
FTGBK090 | STAR PIPE PRODUCTS ORDER BY DESCRIPTION TYLER PIPE ORDER BY DESCRIPTION U.S. PIPE ORDER BY DESCRIPTION
FTGBK095 | STAR PIPE PRODUCTS ORDER BY DESCRIPTION TYLER PIPE ORDER BY DESCRIPTION U.S. PIPE ORDER BY DESCRIPTION
FTGBK100 | STAR PIPE PRODUCTS ORDER BY DESCRIPTION TYLER PIPE ORDER BY DESCRIPTION U.S. PIPE ORDER BY DESCRIPTION
FTGBK110 | STAR PIPE PRODUCTS ORDER BY DESCRIPTION TYLER PIPE ORDER BY DESCRIPTION U.S. PIPE ORDER BY DESCRIPTION
FTGBK120 | STAR PIPE PRODUCTS ORDER BY DESCRIPTION TYLER PIPE ORDER BY DESCRIPTION U.S. PIPE ORDER BY DESCRIPTION
FTGBK130 | STAR PIPE PRODUCTS ORDER BY DESCRIPTION TYLER PIPE ORDER BY DESCRIPTION U.S. PIPE ORDER BY DESCRIPTION
FTGBK308 | HYDRA-STOP 2108131000-250-CS
FTGBK312 | HYDRA-STOP 2212141100-250-CS
FTGBK530 | Per Description
FTGBK540 | Per Description
FTGBK544 | Per Description
FTGBK560 | Per Description
FTGBK570 | Per Description
FTGBK580 | Per Description
FTGBK600 | Per Description
FTGBK670 | Per Description
FTGBK710 | FORD FTSS178004
FTGBK720 | FORD FTSS178006
FTGBK760 | Per Description
FTGBK770 | Per Description
FTGBM000 | Per Description
FTGBM010 | Per Description
FTGBM030 | Per Description
FTGBM040 | Per Description
FTGBM060 | Per Description
FTGBM070 | Per Description
FTGBM080 | Per Description
FTGBM140 | Per Description
FTGBM530 | STAR PIPE PRODUCTS ORDER BY DESCRIPTION TYLER PIPE ORDER BY DESCRIPTION U.S. PIPE ORDER BY DESCRIPTION
FTGBM535 | STAR PIPE PRODUCTS ORDER BY DESCRIPTION TYLER PIPE ORDER BY DESCRIPTION U.S. PIPE ORDER BY DESCRIPTION
FTGBM540 | Per Description
FTGBM545 | Per Description
FTGBM550 | Per Description
FTGBM600 | Per Description
FTGBQ100 | FORD FSS-GASKET-6-S ROMAC INDUSTRIES CB-6.30-6.66
FTGBQ300 | FORD FSS-SADDLE-4 ROMAC INDUSTRIES CB-4.63
FTGBQ500 | FORD FSS-SADDLE-6 ROMAC INDUSTRIES CB-6.66-6.90
FTGBQ800 | FORD FSS-BAND-1440 ROMAC INDUSTRIES CB-S48
FTGBQ900 | FORD FSS-BAND-2580 ROMAC INDUSTRIES CB-S96
FTGBU310 | FORD LA104-33G
FTGBU320 | FORD LA104-44G-NL
FTGBU390 | FORD C102-13-NL
FTGBU400 | FORD C104-33-G-NL
FTGBU404 | FORD C104-44G
FTGBU410 | FORD C14-44G
FTGBW120 | FORD LA21-44 MUELLER 15063
FTGBY010 | DRESSER INDUSTRIES, INC. 38 W/ARMORED GASKET SMITH BLAIR 411-00008401-015
FTGBY020 | DRESSER INDUSTRIES 0038-0003-013 SMITH BLAIR 411-00010501-015
FTGBY030 | DRESSER INDUSTRIES, INC. 0038-0004-013 SMITH BLAIR 411-00013201-015
FTGBY040 | DRESSER INDUSTRIES, INC. 38 W/ARMORED GASKET SMITH BLAIR 411-00016601-015
FTGBY050 | DRESSER INDUSTRIES, INC. 38 W/ARMORED GASKET SMITH BLAIR 411-00019001-015.
FTGBY060 | DRESSER INDUSTRIES, INC. 38-0012-013 SMITH BLAIR 411-00023851-015
FTGBY070 | DRESSER INDUSTRIES, INC. 38 W/ARMORED GASKET SMITH BLAIR 411-00028801-015
FTGBY080 | DRESSER INDUSTRIES, INC. 0038-9187-013
FTGBY210 | DRESSER INDUSTRIES, INC. STYLE 65 W/ARMORED GASKET TPS 6000-0840-150
FTGBY220 | DRESSER INDUSTRIES, INC. STYLE 65 W/ARMORED GASKET TPS 6000-1050-150
FTGBY230 | DRESSER INDUSTRIES, INC. STYLE 65 W/ARMORED GASKET TPS 6000-1315-150
FTGBY240 | DRESSER INDUSTRIES, INC. STYLE 65 W/ARMORED GASKET TPS 6000-1660-150
FTGBY250 | DRESSER INDUSTRIES, INC. STYLE 65 W/ARMORED GASKET TPS 6000-19000-150
FTGBY260 | DRESSER INDUSTRIES, INC. STYLE 65 W/ARMORED GASKET TPS 6000-2375-150
FTGBY410 | FORD C21-44 MUELLER H-15450
FTGCA060 | FERNCO 1002-44
FTGCA070 | FERNCO 1056-44
FTGCA090 | FERNCO 1002-64
FTGCA100 | FERNCO 1002-46
FTGCA110 | FERNCO 1056-64
FTGCA130 | FERNCO 1002-66
FTGCA140 | FERNCO 1056-66 INDIANA SEAL CO. 156-66
FTGCA155 | FERNCO 1002-86
FTGCA160 | FERNCO 1056-86
FTGCA180 | FERNCO 1002-88
FTGCA190 | FERNCO 1056-88
FTGCA210 | FERNCO 1022-1010
FTGCA220 | FERNCO 1056-1010
FTGCA240 | FERNCO 1002-1212
FTGCA250 | FERNCO 1056-1212
FTGCA410 | N D S DFW-6T/C
FTGCE050 | Per Description
FTGCE110 | Per Description
FTGCE120 | Per Description
FTGCE140 | Per Description
FTGCE150 | Per Description
FTGCE155 | Per Description
FTGCE165 | Per Description
FTGCE170 | Per Description
FTGCE190 | Per Description
FTGCE220 | Per Description
FTGCE230 | Per Description
FTGCE270 | Per Description
FTGCH050 | Per Description
FTGCH060 | Per Description
FTGCH070 | Per Description
FTGCH080 | Per Description
FTGCH090 | Per Description
FTGCH100 | Per Description
FTGCH110 | Per Description
FTGCH920 | Per Description
FTGCL040 | Per Description
FTGCL050 | Per Description
FTGCL060 | Per Description
FTGCL070 | Per Description
FTGCL080 | Per Description
FTGCL240 | Per Description
FTGCL250 | Per Description
FTGCL260 | Per Description
FTGCL270 | Per Description
FTGCL280 | Per Description
FTGCL425 | Per Description
FTGCL430 | Per Description
FTGCL440 | Per Description
FTGCL450 | Per Description
FTGCL460 | Per Description
FTGCL920 | Per Description
FTGCN310 | Per Description
FTGCN330 | Per Description
FTGCN360 | Per Description
FTGCN390 | Per Description
FTGCN410 | Per Description
FTGCN420 | Per Description
FTGCN430 | Per Description
FTGCN440 | Per Description
FTGCN450 | Per Description
FTGCN460 | Per Description
FTGCN470 | Per Description
FTGCN480 | Per Description
FTGCN490 | Per Description
FTGCN500 | Per Description
FTGCN510 | Per Description
FTGCN520 | Per Description
FTGCN530 | Per Description
FTGCN550 | Per Description
FTGCN560 | Per Description
FTGCN580 | Per Description
FTGCN590 | Per Description
FTGCN610 | Per Description
FTGCN620 | Per Description
FTGCN630 | Per Description
FTGCN640 | Per Description
FTGCN650 | Per Description
FTGCN670 | Per Description
FTGCN690 | Per Description
FTGCN710 | Per Description
FTGCN720 | Per Description
FTGCN750 | Per Description
FTGCN760 | Per Description
FTGCN840 | Per Description
FTGCN960 | Per Description
FTGCN965 | Per Description
FTGCN970 | Per Description
FTGCP050 | Per Description
FTGCP060 | Per Description
FTGCP070 | Per Description
FTGCP080 | Per Description
FTGCP085 | Per Description
FTGCR070 | Per Description
FTGCR080 | Per Description
FTGCR090 | Per Description
FTGCR120 | Per Description
FTGCR150 | Per Description
FTGCR160 | Per Description
FTGCR180 | Per Description
FTGCR190 | Per Description
FTGCR210 | Per Description
FTGCR220 | Per Description
FTGCR230 | Per Description
FTGCT050 | Per Description
FTGCT070 | Per Description
FTGCT090 | Per Description
FTGCT100 | Per Description
FTGCT120 | Per Description
FTGCX100 | Per Description
FTGCX150 | Per Description
FTGCZ110 | FORD C04-33-NL
FTGCZ120 | FORD C04-44-NL
FTGCZ130 | FORD C04-66-NL
FTGCZ210 | FORD C04-77-NL
FTGCZ220 | FORD C44-33 FORD C44-33-NL MCDONALD 4758T MUELLER 15403
FTGCZ230 | FORD C44-44-NL
FTGCZ310 | FORD C44-66-NL
FTGCZ320 | FORD C44-77-NL
FTGCZ330 | FORD C84-33-NL
FTGCZ410 | FORD C84-44-NL
FTGCZ420 | FORD C84-66-NL
FTGCZ430 | FORD C84-77-NL
FTGCZ500 | FORD LA04-33-NL MCDONALD 4750-T
FTGDD093 | EZ WELD EZ WELD 216 SUPERDUTY OATEY CO. 31008
FTGDD110 | EZ WELD 205 OATEY CO. 31016
FTGDD130 | OATEY CO. 30894
FTGDD210 | EZ WELD EZ WELD 214-05 OATEY CO. 30766
FTGDD310 | Per Description
FTGDF100 | Per Description
FTGDF115 | Per Description
FTGDF118 | Per Description
FTGDF120 | Per Description
FTGDF122 | Per Description
FTGDF125 | Per Description
FTGDF132 | Per Description
FTGDF134 | Per Description
FTGDF135 | Per Description
FTGDF140 | Per Description
FTGDF145 | Per Description
FTGDF150 | Per Description
FTGDF160 | Per Description
FTGDF165 | Per Description
FTGDF190 | Per Description
FTGDF200 | Per Description
FTGDF210 | Per Description
FTGDF227 | Per Description
FTGDF240 | Per Description
FTGDF246 | Per Description
FTGDF250 | Per Description
FTGDF260 | Per Description
FTGDF279 | Per Description
FTGDF290 | Per Description
FTGDF300 | Per Description
FTGDF350 | Per Description
FTGDF355 | Per Description
FTGDF360 | Per Description
FTGDF370 | Per Description
FTGDF375 | Per Description
FTGDF385 | Per Description
FTGDH505 | Per Description
FTGDH510 | Per Description
FTGDH513 | Per Description
FTGDH515 | Per Description
FTGDH525 | Per Description
FTGDH600 | Per Description
FTGDH610 | Per Description
FTGDH615 | Per Description
FTGDH620 | Per Description
FTGDH625 | Per Description
FTGDH627 | Per Description
FTGDH640 | Per Description
FTGDH650 | Per Description
FTGDH710 | Per Description
FTGDH720 | Per Description
FTGDH745 | Per Description
FTGDH815 | Per Description
FTGDH820 | Per Description
FTGDH825 | Per Description
FTGDH830 | Per Description
FTGDH840 | Per Description
FTGDH850 | Per Description
FTGDK075 | Per Description
FTGDK080 | Per Description
FTGDK085 | Per Description
FTGDK090 | Per Description
FTGDK110 | Per Description
FTGDK120 | Per Description
FTGDK125 | Per Description
FTGDK130 | Per Description
FTGDK140 | Per Description
FTGDK145 | Per Description
FTGDK150 | Per Description
FTGDK155 | Per Description
FTGDK180 | Per Description
FTGDK200 | Per Description
FTGDK207 | Per Description
FTGDK220 | Per Description
FTGDK235 | Per Description
FTGDK240 | Per Description
FTGDK250 | Per Description
FTGDK260 | Per Description
FTGDK270 | Per Description
FTGDK470 | Per Description
FTGDK497 | Per Description
FTGDK723 | Per Description
FTGDK824 | Per Description
FTGDK848 | Per Description
FTGDK852 | Per Description
FTGDK904 | Per Description
FTGDK912 | Per Description
FTGDK928 | Per Description
FTGDK936 | Per Description
FTGDK975 | Per Description
FTGDK991 | Per Description
FTGDM027 | Per Description
FTGDM044 | Per Description
FTGDM082 | Per Description
FTGDM149 | Per Description
FTGDM184 | Per Description
FTGDQ104 | Per Description
FTGDQ108 | Per Description
FTGDQ112 | Per Description
FTGDQ144 | Per Description
FTGDQ148 | Per Description
FTGDQ152 | Per Description
FTGDQ156 | Per Description
FTGDQ172 | Per Description
FTGDQ180 | Per Description
FTGDQ260 | Per Description
FTGDQ382 | THE HARRINGTON CORP (HARCO) 337-060
FTGDQ410 | Per Description
FTGDQ420 | Per Description
FTGDQ510 | Per Description
FTGDQ540 | Per Description
FTGDQ610 | Per Description
FTGDQ620 | Per Description
FTGDQ630 | Per Description
FTGDU000 | Per Description
FTGDU040 | Per Description
FTGDU203 | EBAA IRON 1103 SIGMA SLDEP3 STAR PIPE PRODUCTS SGDPPK03
FTGDU214 | EBAA IRON 1104 SIGMA SLDEP4 STAR PIPE PRODUCTS SGDPPK04
FTGDU226 | EBAA IRON 1106 SIGMA SLDEP6 STAR PIPE PRODUCTS SGDPPK06
FTGDU238 | EBAA IRON 1108 SIGMA SLDEP8 STAR PIPE PRODUCTS SGDPPK08
FTGDU240 | EBAA IRON 1110 SIGMA SLDEP10 STAR PIPE PRODUCTS SGDPPK10
FTGDU256 | EBAA IRON 1112 SIGMA SLDEP12 STAR PIPE PRODUCTS SGDPPK12
FTGDU264 | EBAA IRON 1114
FTGDU266 | EBAA IRON 1116
FTGDU287 | EBAA IRON 1118 FORD SERIES 1400 SIGMA SLCEP18 STAR SGDPPK18
FTGDU290 | EBAA IRON 1120
FTGDU292 | EBAA IRON 1124
FTGDU310 | FORD UFR-1500-4A-I SIGMA SLCEP4 STAR PIPE PRODUCTS PVCPK4004
FTGDU315 | FORD UFR1500-6A-I SIGMA SLCEP6 STAR PIPE PRODUCTS PVCPK4006
FTGDU320 | FORD 81500 CA SIGMA SLCEP8 STAR PIPE PRODUCTS PVCPK4008
FTGDU325 | SIGMA SLCEP10 STAR PIPE PRODUCTS PVCPK4010
FTGDU330 | SIGMA SLCEP12 STAR PIPE PRODUCTS PVCPK4012
FTGDU335 | SIGMA SLCEP16 STAR PIPE PRODUCTS PVCPK4016
FTGDW400 | SIGMA PWM-C4 STARR PRC1004 UNIFLANGE 1300C
FTGDW500 | SIGMA PWMC6
FTGDW600 | SIGMA PWM-C8 STAR PIPE PRODUCTS PRC1008
FTGDW950 | SIGMA PVM-S8 STARR PRS1008 UNIFLANGE 1300S
FTGDW970 | SIGMA PWM-C10 STARR PRC1010 UNIFLANGE 1300C
FTGDY000 | SIGMA PWMC12 STAR PIPE PRODUCTS PRC1012 UNIFLANGE 1300C
FTGDY060 | SIGMA PWM-C16 STARR PRC1016
FTGDY080 | FORD 1390C SIGMA PWP-C8 STARR PRC1108
FTGDY100 | SIGMA PWP-C12 STARR PRC1112
FTGDY120 | FORD 1390C SIGMA PWP-C20 STAR PRC1120
FTGDY124 | FORD 1390C SIGMA PWP-C24 STAR PRC1124
FTGDY200 | FORD UFR1360-C-6-I SIGMA PWPFC6
FTGDY218 | SIGMA PWPF-C8 STAR PRC1208 UNIFLANGE 1360
FTGDY504 | Per Description
FTGDY506 | Per Description
FTGDY508 | FORD 1390 SIGMA PWP-C8 STAR 1100C
FTGDY603 | Per Description
FTGDY620 | Per Description
FTGDY624 | Per Description
FTGDY636 | Per Description
FTGEE003 | ROMAC INDUSTRIES 260-0363631 (MACRO)
FTGEE005 | KRAUSZ USA 2000-0433-260 (HYMAX)
FTGEE010 | KRAUSZ USA 2000-0563-260 (HYMAX)
FTGEE012 | ROMAC INDUSTRIES 266-04901231 (ALPHA)
FTGEE040 | KRAUSZ USA 2000-0768-260 (HYMAX)
FTGEE045 | ROMAC INDUSTRIES 266-07001211 (ALPHA)
FTGEE050 | KRAUSZ USA 2000-0984-260 (HYMAX)
FTGEE054 | ROMAC INDUSTRIES 266-09101211 (ALPHA)
FTGEE060 | KRAUSZ USA 2000-1200-260/K86056027216 (HY ROMAC INDUSTRIES 2601190831 (MACRO)
FTGEE065 | KRAUSZ USA 2000-1226-260 (HYMAX OS) ROMAC INDUSTRIES 260-1220831 (MACRO XL)
FTGEE068 | ROMAC INDUSTRIES 266-11201211 (ALPHA)
FTGEE070 | KRAUSZ USA 2000-1366-260/K86056031516 (HY ROMAC INDUSTRIES 2601380831 (MACRO)
FTGEE075 | KRAUSZ USA 2000-1441-260 (HYMAX OS) ROMAC INDUSTRIES 260-1440831 (MACRO XL)
FTGEE080 | ROMAC INDUSTRIES 266-13301211 (ALPHA)
FTGEE600 | Per Description
FTGEE620 | Per Description
FTGEE640 | Per Description
FTGEE660 | Per Description
FTGEE680 | Per Description
FTGEE870 | Per Description
FTGEE890 | Per Description
FTGEE960 | Per Description
FTGIP000 | FORD C46-44-NL
GAGAA060 | U.S. GAUGE P5801 WIKA 21353-2.5-C-4-B
GAGAA070 | U.S. GAUGE 256010LG WIKA 9833574
GAGAA080 | WIKA 213.53 WIKA 9767070
GAGAA100 | SYSTEM COMPONENTS CORP. 7211 U.S. GAUGE 256013 U.S. GAUGE P555L
GKTAA700 | SIGMA TG3 STAR MJGAST03
GKTAA719 | Per Description
GKTAA727 | Per Description
GKTAA735 | Per Description
GKTAA743 | Per Description
GKTAA751 | Per Description
HSEBB120 | EVER-TITE D
HSEBB140 | EVER-TITE C SEAL FAST C
HSEBB150 | EVER-TITE E SEAL FAST E
HSEBB170 | EVER-TITE C SEAL FAST C
HSEBB180 | EVER-TITE E SEAL FAST E
HSECC112 | EVER-TITE PART-A
HSECC124 | EVER-TITE PART-A
HSECC151 | Per Description
HSECC163 | Per Description
HYDAA126 | AMERICAN DARLING 8002025
HYDAA135 | AMERICAN DARLING 8005961
HYDAA150 | AMERICAN DARLING 8005960
HYDAA205 | AMERICAN DARLING MARK 73
HYDBB030 | CLOW R-1620562
HYDDD250 | AMERICAN FLOW CONTROL NOT APPROVED Clarion 655699009-NLGI-NO.2 KEYSTONE LUBRICANTS 441636T Mystik FG-2
HYDEE100 | Per Description
HYDEE124 | Per Description
HYDEE130 | MUELLER A300
HYDEE190 | AMERICAN FLOW CONTROL B-84-B AVK 2780 - 3' M & H 129TY - 3' M&H 129TYNL - 3' MULLER A-423 - 3' US PIPE MET M94 - 3'
HYDEE200 | AMERICAN FLOW CONTROL B-84-B - 3-1/2' AVK 2780 - 3 1/2' M & H 129TY - 5-1/4" X 3-1/2' M&H 129TYNL - 5-1/4 X 3-1/2 MULLER A423 - 3-1/2' US PIPE MET M94 - 3 - 1/2'
HYDEE210 | AMERICAN FLOW CONTROL B-84-B - 4' AVK 2780 - 4' M & H 129 - 5-1/4" X 4' M&H 129TYNL - 5-1/4" X 4' MUELLER A-423 - 4' US PIPE MET M94 - 4'
HYDEE220 | AMERICAN FLOW CONTROL B-84-B - 4.5' AVK 2780 - 4.5' M & H 129 - 5-1/4" X 4.5' M&H 129TYNL - 5-1/4" X 4.5' MUELLER A-423 - 4.5' US PIPE MET M94 - 4.5'
HYDEE240 | MUELLER A-301-00
HYDFF200 | WATEROUS WT/77D
HYDGG015 | M & H 210041
HYDGG030 | RED HEAD 107 TRUMBLE 377-5960
HYDGG100 | US PIPE 668619
HYDGG224 | M & H 442129
HYDRF100 | RAYOLITE AA2BP
LBRAA310 | MUELLER 88366
MARCB001 | DAS MANUFACTURING INC. 2.5NPO REPNET INC. 2.5NPO
MHLAA100 | Per Description
MHLAA110 | Per Description
MHLAA120 | Per Description
MHLAA142 | Per Description
MHLAA145 | Per Description
MHLAA150 | EAST JORDAN 00116122 U.S. FOUNDRY 8013352
MHLAA155 | EAST JORDAN 00116122A01 U.S. FOUNDRY 8140149
MHLAA240 | Per Description
MHLAA319 | Per Description
MHLFB058 | CONTAINMENT SOLUTIONS ORDER BY DESCRIPTION L.F. MANUFACTURING ORDER BY DESCRIPTION
MHLFB070 | CONTAINMENT SOLUTIONS ORDER BY DESCRIPTION L.F. MANUFACTURING ORDER BY DESCRIPTION
MHLFB080 | CONTAINMENT SOLUTIONS ORDER BY DESCRIPTION L.F. MANUFACTURING ORDER BY DESCRIPTION
MHLFB082 | CONTAINMENT SOLUTIONS ORDER BY DESCRIPTION L.F. MANUFACTURING ORDER BY DESCRIPTION
MHLFB095 | CONTAINMENT SOLUTIONS ORDER BY DESCRIPTION L.F. MANUFACTURING ORDER BY DESCRIPTION
MHLSE015 | CANUSA CLS-18
MTEAA210 | FORD CF31-77-95260-007-NL
MTEAA220 | FORD 4415FO FORD CF31-66-95260-008-NL
MTEAC010 | FORD C38-11-2-375-NL
MTEAC020 | FORD C38-23-2-5-NL
MTEAC030 | FORD C38-44-2-625-NL
MTEAC040 | FORD C38-66-2-875-NL
MTEAC050 | FORD C38-77-3-0625-NL
MTEAC080 | FORD METER BOX COMPANY C38-24-2-5-NL
MTEAC086 | FORD METER BOX COMPANY C35-23-4.875-NL
MTEAC090 | Per Description
MTEAC100 | Per Description
MTEAC110 | Per Description
MTEAC120 | Per Description
MTEAC130 | Per Description
MTEAC200 | FORD C34-23-NL
MTEBB010 | FORD V41-7W-NL
MTEBB020 | FORD V41-9W-NL
MTEBB030 | FORD V41-12W-NL
MTEBB070 | FORD V42-7W-NL
MTEBB080 | FORD V42-9W-NL
MTEBB085 | FORD V42-12W-NL
MTEBB130 | FORD V43-8W-NL
MTEBB140 | FORD V43-12W-NL
MTEBB160 | FORD V43-18W-NL MUELLER 14118
MTEBB180 | FORD V44-10W-NL
MTEBB190 | FORD V44-12W-NL MUELLER 14118
MTEBB200 | FORD V44-15W-NL MUELLER 14118
MTEBC010 | Per Description
MTEBC020 | Per Description
MTEBC030 | Per Description
MTEBC040 | Per Description
MTEBC050 | Per Description
MTEBC058 | Per Description
MTEBC062 | Per Description
MTEBC071 | Per Description
MTEBC089 | Per Description
MTEBC092 | Per Description
MTEBC107 | Per Description
MTEBC119 | Per Description
MTEBC124 | Per Description
MTECC010 | GLASMASTERS WBS111812-140
MTECC020 | GLASMASTERS WBS1527-141
MTECC035 | GLASMASTERS R111812S2N12-1 GLASMASTERS WBS111812-100 PENTEK AUCHB111812JEA SOUTHERN METER BOX INC. P.H.1?BOX
MTECC410 | GLASMASTERS WCS101502-101-TR
MTECC430 | GLASMASTERS WCS111802-101-DTR PENTEK AUCHC111812JEA SOUTHERN METER BOX INC. P2R1?LID
MTECC435 | GLASMASTERS WCS111802-101-TR
MTECC445 | LIDDY'S MACHINE SHOP NONE
MTECC470 | LIDDY'S MACHINE SHOP NONE
MTECC483 | GLASMASTERS WCS152702-101-DTR
MTECC484 | GLASMASTERS WCS152702-101-DTR
MTECD100 | ARMORCAST PRODUCTS COMPANY A6001833APCX48MT ARMORCAST PRODUCTS COMPANY A6001833AX48MT
MTECD205 | ARMORCAST PRODUCTS COMPANY A6001506APCX48MT
MTECD303 | ARMORCAST PRODUCTS COMPANY A6-1449APCX48MT ARMORCAST PRODUCTS COMPANY A6001449AP48MT CDR SYSTEMS CORP. WA10-7272-60TA2TR
MTEHX000 | HIGHFIELD MANUFACTURING CO. 93280156
MTEHX019 | HIGHFIELD MANUFACTURING CO. 93210141
MTEHX043 | HIGHFIELD MANUFACTURING CO. 93280139
MTEHX100 | BROOKS E. J. 8432010 BROOKS E. J. 8432100
MTEHX119 | BROOKS E. J. 8433100
PPEDU030 | Per Description
PPEDU040 | Per Description
PPEDU060 | Per Description
PPEDU080 | Per Description
PPEDU100 | Per Description
PPEDU120 | Per Description
PPEDU160 | Per Description
PPEDU200 | Per Description
PPEDU240 | Per Description
PPEGV124 | Per Description
PPEGV224 | Per Description
PPEPV040 | Per Description
PPEPV060 | Per Description
PPEPV080 | Per Description
PPEPV100 | Per Description
PPEPV120 | Per Description
PPEPV124 | DIAMOND DR18 JM EAGLE DR18 NORTH AMERICAN PIPE CO. DR18
PPEPV140 | CERTAINTEED SEE DESCRIPTION JM MANUFACTURING SEE DESCRIPTION NATIONAL PIPE & PLASTICS, INC. SEE DESCRITPION NORTH AMERICAN PIPE CO. SEE DESCRIPTION VASSALLO, INC. SEE DESCRIPTION
PPEPV160 | Per Description
PPEPV173 | Per Description
PPEPV180 | Per Description
PPEPV219 | Per Description
PPEPV350 | DIAMOND DR18 JM EAGLE DR18 NORTH AMERICAN PIPE CO. DR18
PPEPV360 | Per Description
PPEPV440 | ADVANCE DRAINAGE SYSTEMS POLYFLEX ENDOT INDUSTRIES ENCORE FORD 0910E200C1P
PPEPV445 | ADVANCE DRAINAGE SYSTEMS POLYFLEX ENDOT INDUSTRIES OBD FORD 0920E200C1P
PPERW020 | Per Description
PPERW030 | Per Description
PPERW040 | Per Description
PPERW080 | Per Description
PPERW120 | Per Description
PPERW165 | DIAMOND DR18 JM EAGLE DR18 NORTH AMERICAN PIPE CO. DR18
PPERW170 | DIAMOND DR18 JM EAGLE DR18 NORTH AMERICAN PIPE CO. DR18
PPESC024 | Per Description
PPESC034 | Per Description
PPESC100 | Per Description
PPESC114 | Per Description
PPESC124 | Per Description
PPESC200 | Per Description
PPESC300 | Per Description
PPESC400 | Per Description
PPESC600 | Per Description
PPESH034 | Per Description
PPESH100 | Per Description
PPESH114 | Per Description
PPESH124 | Per Description
PPESH200 | Per Description
PPESH300 | Per Description
PPESH400 | Per Description
PPESW004 | Per Description
PPESW006 | Per Description
PPESW008 | Per Description
PPESW010 | Per Description
PPESW012 | Per Description
PPESW014 | Per Description
PPESW016 | Per Description
PPESW018 | Per Description
PPESW020 | Per Description
PPESW024 | Per Description
PPESW040 | Per Description
PPESW060 | Per Description
PPESW080 | Per Description
PPESW100 | Per Description
PPESW120 | Per Description
PPESW150 | Per Description
PPETU034 | ADVANCE DRAINAGE SYSTEMS ORDER BY DESCRIPTION ENDOT INDUSTRIES ORDER BY DESCRIPTION
PPETU100 | ADVANCE DRAINAGE SYSTEMS ORDER BY DESCRIPTION ENDOT INDUSTRIES ORDER BY DESCRIPTION
PPETU124 | ADVANCE DRAINAGE SYSTEMS ORDER BY DESCRIPTION ENDOT INDUSTRIES ORDER BY DESCRIPTION
PPETU200 | ADVANCE DRAINAGE SYSTEMS OREDER BY DESCRIPTION ENDOT INDUSTRIES ORDER BY DESCRIPTION
RODCP010 | Per Description
RODTH020 | Per Description
TLSAA130 | AMANA TOOL DB12-120 MAGNA 70016 MAGNA 70116 MAGNA SKR1212 SUPER KING 12-12T
TLSAA170 | HOMELITE DIV. (TEXTRON INC.) 6 HOMELITE DIV. (TEXTRON INC.) 68421B MAGNUM 3012
TLSAA185 | HITACHI 752042
TLSAA370 | Per Description
TLSAA390 | ACCOLOY CHAIN 5116-10802 PEERLESS MFG. 5050672
TLSCC530 | CS OSBORNE 58320
TLSDD604 | REMO 019458 REMO 130-6 SEWER EQUIPMENT CO. 130-6
TLSDD740 | WERNER D1316-2
TLSDD880 | STANLEY-PROTO INDUSTRIAL TOOLS 9208
TLSDD940 | ARMSTRONG TOOLS 66-843 KLEIN TOOL 631 PROTO PROFESSIONAL TOOLS 9200C
TLSEE490 | Per Description
TLSEE675 | ARMSTRONG TOOLS 66-251 STANLEY - PROTO INDUSTRIAL TOO 9622 STANLEY - PROTO INDUSTRIAL TOO J88203 STANLEY - PROTO INDUSTRIAL TOO JCP1803R
TLSHH690 | Per Description
TLSHH830 | ARMSTRONG TOOLS 73-019 REED TOOLS RWO-18 RIDGE TOOL 31075 RIDGID TOOL 31075
TLSPP640 | MUELLER 581626 MUELLER 681920
TLSRR000 | MUELLER 681919
TLSRR010 | MUELLER MUE39502
TLSUU607 | FORD DMBBP
TLSUU636 | FORD DMA2-6
TLSUU643 | FORD DMA2-7
TLSVV045 | FORD DMSC-3
VLVAA210 | APCO VALVE & PRIMER CORP. 200A ARI D-025-P(V) CRISPIN PL10 GOLDEN ANDERSON 920 VALMATIC 38
VLVAA261 | NIBCO T585-70
VLVAA305 | APOLLO VALVES 76-108-01 WATTS S8000-M3
VLVAA310 | Per Description
VLVAA360 | NIBCO U45TV SPEARS 2339-015
VLVAA640 | NIBCO T-413 NIBCO T-413B NIBCO T413-Y-LF 2" STOCKHAM VALVES AND FITTINGS B-345 WATTS EDP CVY
VLVAA860 | NIBCO T-413-Y-LF STOCKHAM VALVES AND FITTINGS B-345 WATTS EDP CVY
VLVBB112 | AMERICAN FLOW CONTROL 2500 SERIES AMERICAN RD D100 AVK SERIES 45 CLOW F-6102 KENNEDY VALVE 4571 M&H 4067 MUELLER A2360, A2361 US PIPE 250
VLVBB115 | AMERICAN FLOW CONTROL 2500 SERIES AMERICAN RD D100 AVK SERIES 45 CLOW F-6100 KENNEDY VALVE 4571 M&H 4067 MUELLER A2360, A2361 US PIPE 250
VLVBB120 | AMERICAN FLOW CONTROL 2500 SERIES AMERICAN RD D100 AVK SERIES 45 CLOW F-6100 KENNEDY VALVE 4571 M&H 4067 MUELLER A2360, A2361 US PIPE 250
VLVBB140 | AMERICAN FLOW CONTROL 2500 SERIES AMERICAN RD D100 AVK SERIES 45 CLOW F-6100 KENNEDY VALVE 4571 M&H 4067 MUELLER A2360, A2361 US PIPE 250
VLVBB150 | AMERICAN FLOW CONTROL 2500 SERIES AMERICAN RD D100 AVK SERIES 45 CLOW F-6100 KENNEDY VALVE 4571 M&H 4067 MUELLER A2360, A2361 US PIPE 250
VLVBB160 | AMERICAN FLOW CONTROL 2500 SERIES AMERICAN RD D100 AVK SERIES 45 CLOW F-6100 KENNEDY VALVE 4571 M&H 4067 MUELLER A2360, A2361 US PIPE 250
VLVBB170 | AFC 2500 M & H / CLOW F6100 / 4067-01
VLVBB230 | HAMMOND IB638 HAMMOND IB646 NIBCO T-133 NIBCO T-136 STOCKHAM VALVES AND FITTINGS B130 STOCKHAM VALVES AND FITTINGS B131
VLVBB240 | HAMMOND IB638 HAMMOND IB646 NIBCO T-113-LF 1" NIBCO T-133 NIBCO T-136 STOCKHAM VALVES AND FITTINGS B130 STOCKHAM VALVES AND FITTINGS B131
VLVBB250 | HAMMOND IB638 HAMMOND IB646 NIBCO T-113-LF 1-1/4" NIBCO T-133 NIBCO T-136 STOCKHAM VALVES AND FITTINGS B130 STOCKHAM VALVES AND FITTINGS B131
VLVBB260 | HAMMOND IB638 HAMMOND IB646 NIBCO T-113-LF 1-1/2" NIBCO T-133 NIBCO T-136 STOCKHAM VALVES AND FITTINGS B130 STOCKHAM VALVES AND FITTINGS B131
VLVBB270 | HAMMOND IB638 HAMMOND IB646 MILWAUKEE VALVE 1140 NIBCO T-113-LF 2" NIBCO T-133 NIBCO T-136 STOCKHAM VALVES AND FITTINGS B130 STOCKHAM VALVES AND FITTINGS B131
VLVBB300 | AMERICAN FLOW CONTROL 2500 CLOW 3-F6102 M & H 3-4067-02 MUELLER 3-A2360-6
VLVBB305 | AMERICAN FLOW CONTROL 2500 CLOW 4-F6102 M & H 4-4067-02 MUELLER 4-A2360-6
VLVBB310 | AFC 6-2500 CLOW 6-F6102 M & H 6-4067-02 MUELLER 6-A2360-6
VLVBB315 | AMERICAN FLOW CONTROL 2500 CLOW 8-F6102 M & H 8-4067-02 MUELLER 8-A2360-6
VLVBB320 | AMERICAN FLOW CONTROL 2500 CLOW 10-F6102 M & H 10-4067-02 MUELLER 10-A2360-6
VLVCC500 | EZFLO 20183 KEYSTONE/PRATT 1122 NIBCO 46U
VLVCC700 | ARI D-025-P (V) ARI DO25TP02 G.A. INDUSTRIES 91020942F VALMATIC 802BWSS
VLVDD007 | FORD B61-444W-NL FORD B61444W MUELLER B25196
VLVDD009 | A.Y. MCDONALD 4113-145 FORD F1600-4-NL MUELLER B-20045 MUELLER H-10045
VLVDD012 | FORD FB1600-7 FORD FB16007
VLVDD115 | FORD F1100 FORD F1100-4-NL FORD FB-1000 MCDONALD 4704-22 MCDONALD 4704T
VLVDD120 | FORD FB-1000-4 FORD FB-1000-6 FORD FB1000-6-NL
VLVDD127 | FORD FB-1100-6-NL
VLVDD140 | FORD FB1000-7 FORD FB1000-7-NL MCDONALD 4701-22 MCDONALD 4701-TOR MCDONALD 4701B-22FT MUELLER FB-1000 MUELLER H-25028
VLVDD147 | FORD FB1100-7-NL
VLVDD160 | FORD F1000 FORD F1000-3 FORD F1000-3-NL MCDONALD 4701-22 MCDONALD 4701-T MUELLER 15008
VLVDD170 | FORD F1000 FORD F1000-4 FORD F1000-4-NL MCDONALD 4701-221 MCDONALD 4701-T
VLVDD200 | A.Y. MCDONALD 73121B 1?" FORD FB800-6-NL MCDONALD 73121B 1?? MUELLER B-20003N
VLVDD210 | FORD FB800-7 FORD FB800-7-NL MUELLER H-10003
VLVDD300 | FORD ZVC-1W FORD ZVC-1W-NL MUELLER H-15166
VLVDD304 | FORD B41-333W FORD B41-333W-NL MCDONALD 6102-22W MCDONALD 6102TW
VLVDD310 | FORD ZVC-3W FORD ZVC-3W-NL
VLVDD314 | FORD B41-444W FORD B41-444W-NL FORD B41-44W MCDONALD 6102TW MCDONALD 6102W-221
VLVDD320 | FORD B41-666W FORD B41-666W-NL MCDONALD 6102-22W MCDONALD 6102-TW
VLVDD404 | FORD B11-333W FORD B11-333W-NL MCDONALD 6101-W
VLVDD414 | FORD B11-444W FORD B11-444W-NL MCDONALD 6101-W
VLVDD420 | FORD B11-666W FORD B11-666W-NL MCDONALD 6101W
VLVDD500 | FORD B11-777W FORD B11-777W-NL MCDONALD 6101W
VLVDD562 | FORD B41-777W FORD B41-777W-NL MCDONALD 6102-22W MCDONALD 6102TW
VLVDD580 | FORD 3710BRW4144W
VLVEE120 | Per Description
VLVEE130 | Per Description
VLVFF000 | EAST JORDON IRON WORKS 85501922 OPELIKA FOUNRDY 4905 (SIZE 18) (HD) RUSSCO VB2612X SIGMA VB2612X STAR PIPE PRODUCTS VB461S TYLER PIPE 461-SH (HD) U.S. FOUNDRY 7500 (HD)
VLVFF010 | RUSSELL PIPE C2603 SIGMA VB-2603 STARR VBR - 3
VLVGG845 | OPELIKA FOUNRDY 4905(18) (HD) RUSSCO VB 26005 (HD) STAR PIPE PRODUCTS VB 461 SHD TYLER PIPE 461-SH (HD) U.S. FOUNDRY 7500 (HD)
VLVGG850 | EAST JORDON IRON WORKS 6800 OPELIKA FOUNRDY 4905 (HD) SIGMA VB2600 STAR PIPE PRODUCTS VBLIDHD TYLER PIPE 461-SH (HD) U.S. FOUNDRY 7500 (HD)
VLVGG855 | TYLER PIPE 458975
WPTAA010 | Per Description
WPTAA130 | Per Description
WPTAA140 | Per Description
WPTAA160 | COMPLETE DEWATERING AND WELL P/N
WPTAA180 | Per Description
WPTAA210 | Per Description
WPTAA440 | Per Description
BDMAA630 | CMP AQUA PLUG 45
BDMAA636 | CHEMMASTERS CHEMPLUG "F"
BFPAA020 | WATTS REGULATOR LF909-QT
BFPAA070 | WILKINS 375AOSY
CLPBB020 | SMITH-BLAIR INC. 274-00000690-000
CLPBB040 | SMITH-BLAIR INC. 274-00001110-000
CLPDD500 | FORD FS1-785-12 FORDFLEX F1-785 X 12.5 SMITH-BLAIR INC. 226-074512-000
CLPEE075 | SMITH BLAIR 226001030120005
CLPEE950 | FORD FS3 SMITH-BLAIR INC. 263-00159215-000
CLPNN200 | SMITH-BLAIR INC. 313-00101013-000
CLPQQ215 | SMITH BLAIR 317-00143214-000
CLPQQ239 | SMITH BLAIR 366-00384614-000
ELMCM955 | COPPER HEAD INDUSTRIES SOLOSHOT-1230BHS500 PRO-LINE SAFETY PRODUCTS CO. PROTRACE-744120232
ELNSP603 | HYDROMATIC PUMP SP40A1
FTGBK053 | STAR PIPE PRODUCTS ORDER BY DESCRIPTION TYLER PIPE ORDER BY DESCRIPTION U.S. PIPE ORDER BY DESCRIPTION
FTGBK065 | STAR PIPE PRODUCTS ORDER BY DESCRIPTION TYLER PIPE ORDER BY DESCRIPTION U.S. PIPE ORDER BY DESCRIPTION
FTGBK105 | STAR PIPE PRODUCTS ORDER BY DESCRIPTION TYLER PIPE ORDER BY DESCRIPTION U.S. PIPE ORDER BY DESCRIPTION
FTGBK145 | STAR PIPE PRODUCTS ORDER BY DESCRIPTION TYLER PIPE ORDER BY DESCRIPTION U.S. PIPE ORDER BY DESCRIPTION
FTGBK306 | HYDRA-STOP 210621000-250-CS
FTGBK572 | POWERSEAL CORP. 3490MJ
FTGBK730 | FORD FTSS178008
FTGCA270 | FERNCO 1002-1515
FTGCA300 | FERNCO 1001-2121
FTGDD120 | OATEY CO. 31105
FTGDY225 | SIGMA PWPF-C10 STAR PRC1210 UNIFLANGE 1360
HDWCP112 | ROMAC INDUSTRIES SC-35
HDWCP200 | ROCKWELL INTERNATIONAL 226-09100012 SMITH-BLAIR INC. 226-100012
HFIAQ009 | AEROQUIP 1AA4FJ4
HFIBI005 | JONES MANUFACTURING CO. HB75 NIBCO QT54X STERLING PRODUCTS 073-334
HFINA240 | DIXON VALVE & COUPLING 4PS4-B
HFINI040 | BANDIT E702 DIXON ST-10 MOON 225, 1"HOSE
HSEBB110 | EVER-TITE E
HSEBB175 | EVER-TITE D
HYDBB053 | CLOW R-1620652
HYDFF040 | WATEROUS WB67
HYDFF050 | WATEROUS WB67 #K528
HYDFF060 | HYDRANT REPAIR PARTS INC HRPI-S-W528 WATEROUS WB67 #K525
HYDGG212 | M & H 441129-12"
INDPG318 | ASHCROFT 25-1009AW-02L XLL-XLJ 0/200PSI SWAGELOK PGI-63C-PG160-LAOX WIKA 9833565
METLK010 | INNER-TITE M-0049
MHLDB008 | DURAN INC. B8DB
MHLSE004 | CANUSA WS-12-50
MHLSE012 | CANUSA CLS-6
MHLSE014 | CANUSA CLS-12
MTEHX027 | HIGHFIELD MANUFACTURING CO. 93210130
PIPSS002 | SANDVIK BY DESCRIPTION TULL METALS BY DESCRIPTION
PIPUH001 | EDGEN MURRAY CORP 12" X 20' ULTRA 600
PMPAD920 | MYERS PUMP MS50PV10 MYERS PUMP MSCI50V20
PPEPV030 | JM EAGLE ORDER BY DESCRIPTION
PPEPV050 | JM EAGLE ORDER BY DESCRIPTION
PPEPV070 | JM EAGLE ORDER BY DESCRIPTION
PUMSU020 | MYERS PUMP DS50-P1
PUMSU021 | LITTLE GIANT HT-10EN-CIA-FS
TEMHE017 | CHROMALOX SCB-50-253809
TLSFF980 | STANLEY - PROTO INDUSTRIAL TOO 5428
TLSQQ537 | MUELLER 507633
TLSUU661 | FORD DMA1-7
TLSUU709 | FORD DMA-67
TUFACB01 | JAMES C. WHITE TB SS-4250x0.75
TUFACN01 | JAMES C. WHITE WNSS4250
TUFTC020 | CERRO COPPER PRODUCTS CO. 38687 GORMAN 0400-540 HALSTEAD K60-1/2" MUELLER KS03100 WOLVERINE RF-12
VALBA016 | APOLLO VALVES 70-102 WATTS LFB6080G2 3/8
VALBA020 | APOLLO VALVES 70-106 WATTS REGULATOR B-6000 1 1/4
VALBA105 | CHEMTROL U51TB-V-2
VALGL063 | CONVAL 0.75-14G2J-F22
VALPL054 | XOMOX CORP. OBD
VALPN001 | R.F. TECHNOLOGIES BS1 P150-553SYX EPDM or BSI P6
VALSA025 | CONSOLIDATED SAFETY VALVE 19110HCF-2-CC-MS-33-FT-FT-LA
VALSL304 | CONTROMATICS BMS1N
VLPRF007 | RF VALVE NR3-150-3C
VLVAA850 | GRINNELL 3300 NIBCO T-413-B STOCKHAM VALVES AND FITTINGS B-345 WATTS EDP CVY
VLVBB180 | AFC 2520 M&H 4067-01
VLVBB280 | HAMMOND IB638 HAMMOND IB646 NIBCO T-133 NIBCO T-136 STOCKHAM VALVES AND FITTINGS B130 STOCKHAM VALVES AND FITTINGS B131

## Data Validation List (hidden)
JEA Item ID | Data Validation List
ACCFL126 | Per Description
ACCFL138 | Per Description
ACCFL140 | Per Description
ACCMJ000 | Per Description
ACCMJ019 | Per Description
ACCMJ027 | Per Description
ACCMJ035 | Per Description
ACCMJ043 | Per Description
ACCMJ051 | Per Description
ACCMJ062 | Per Description
ACCMJ074 | Per Description
ACCMJ096 | Per Description
ACCMJ100 | Per Description
ACCMJ112 | Per Description
ACCMJ123 | Per Description
ADCPR002 | EZ WELD 21104
IPS P-68
BDMAA125 | BORAL #2 SOLID/RED
BDMAA137 | Per Description
BDMAA188 | DAP 18182
PERMATITE DA11152
BDMAA233 | Per Description
BDMAA241 | QUIKRETE 1101
BDMAA250 | Per Description
BDMAA262 | Per Description
BDMAA274 | Per Description
BDMCC731 | Per Description
BDMDD260 | 3M 5200 - 051135-06500
BDMEE112 | Per Description
BDMEE150 | Per Description
BDMEE448 | Per Description
BDMEE460 | Per Description
BDMEE500 | Per Description
BDMFF071 | W W GRAINGER 2W500
BDMFF134 | PRESCO TFOG
BFPAA050 | AMES TOOLS 4000B RP
WILKINS 975-XL2
CHLGG204 | JOHNSTONE SUPPLY B-80516
JOHNSTONE SUPPLY PT25
CLPAA020 | Per Description
CLPAA030 | Per Description
CLPBB030 | SMITH-BLAIR INC. 274-0905-000
CLPBB050 | SMITH-BLAIR INC. 274-1320-000
CLPBB239 | JCM 111-0105-6
SMITH-BLAIR INC. 244-010506-000
CLPBB257 | JCM 111-0132-6
SMITH-BLAIR INC. 244-013206-000
CLPBB270 | JCM 111-0166-6
SMITH-BLAIR INC. 244-016606-000
CLPBB294 | JCM 111-0190-6
SMITH-BLAIR INC. 244-019006-000
CLPBB313 | JCM 111-0238-6
SMITH-BLAIR INC. 244-023806-000
CLPCC100 | FORDFLEX F1-263-7.5
SMITH-BLAIR INC. 226-023807-000
CLPCC200 | FORDFLEX F1-300-7.5
SMITH-BLAIR INC. 226-027507-000
CLPCC300 | FORDFLEX F1-325-7.5
SMITH-BLAIR INC. 226-03007-000
CLPCC400 | FORDFLEX F1-370-7.5
SMITH-BLAIR INC. 226-035007-000
CLPCC500 | FORDFLEX F1-400-7.5
SMITH-BLAIR INC. 226-037507-000
CLPCC600 | FORDFLEX F1-425-7.5
SMITH-BLAIR INC. 226-040007-000
CLPCC700 | FORDFLEX F1-473-7.5
POWERSEAL CORP. MODEL 3121 4X X 8
SMITH-BLAIR INC. 226-045007-000
CLPCC800 | FORDFLEX F1-514-7.5
SMITH-BLAIR INC. 226-048007-000
CLPCC850 | FORDFLEX F151415
CLPCC850 | SMITH-BLAIR INC. 226-048015-000
CLPCC900 | FORDFLEX F1-535-7.5
CLPCC900 | SMITH-BLAIR INC. 226-050007-000
CLPCC950 | FORDFLEX F172415
CLPCC950 | SMITH-BLAIR INC. 226-069015-000
CLPDD000 | FORDFLEX F1-562 X 7.5
CLPDD000 | SMITH-BLAIR INC. 226-052507-000
CLPDD100 | FORDFLEX F1-635 X 7.5
POWERSEAL CORP. MODEL 3121 6X X 8
SMITH-BLAIR INC. 226-060007-000
CLPDD200 | FORDFLEX F1-696-7.5
FORDFLEX F1-696-75
SMITH-BLAIR INC. 226-066307-000
CLPDD300 | FORDFLEX F1-724-7.5
SMITH-BLAIR INC. 226-069007-000
CLPDD400 | FORDFLEX F1-745-12.5
SMITH-BLAIR INC. 226-071012-000
CLPDD700 | FORDFLEX F1-894-12.5
SMITH-BLAIR INC. 226-086312-000
CLPDD800 | FORDFLEX F1-939-12.5
SMITH-BLAIR INC. 226-090512-000
CLPDD900 | FORDFLEX F1-967-12.5
SMITH-BLAIR INC. 226-094012-000
CLPEE000 | FORDFLEX F1-1010-12.5
SMITH-BLAIR INC. 226-100012-000
CLPEE100 | FORDFLEX F1-1104-12.5
SMITH-BLAIR INC. 226-107512-000
CLPEE200 | FORDFLEX F1-1144-12.5
SMITH-BLAIR INC. 226-111012-000
CLPEE400 | FORDFLEX F1-1215-12.5
SMITH-BLAIR INC. 226-117512-000
CLPEE500 | FORDFLEX F1-1240-12.5
SMITH-BLAIR INC. 226-120012-000
CLPEE650 | FORDFLEX F1-1302-12.5
SMITH-BLAIR INC. 226-127512-000
CLPEE700 | FORDFLEX F1-1350-12.5
POWERSEAL CORP. TO BE SUPPLIED
SMITH-BLAIR INC. 226-132012-000
CLPEE800 | FORDFLEX F1-1380-12.5
SMITH-BLAIR INC. 226-134012-000
CLPEE900 | FORDFLEX F2-1582-20
SMITH-BLAIR INC. 228-20150720-000
CLPFF000 | FORDFLEX F2-1790-20
CLPFF000 | SMITH-BLAIR INC. 228-171520-000
CLPFF200 | FORDFLEX F2-2227-30
CLPFF200 | SMITH-BLAIR INC. 228-20215230-000
CLPFF400 | FORDFLEX F3-2680-30
CLPFF400 | JCM 102-2580-30
CLPFF400 | SMITH-BLAIR INC. 228-257030-000
CLPFF500 | FORD F3-3290-30
CLPGG010 | JCM 110-0084-3
CLPGG010 | SMITH-BLAIR INC. 245-008403-000
CLPGG020 | JCM 110-0084-6
CLPGG020 | SMITH-BLAIR INC. 245-008406-000
CLPGG030 | JCM 110-0105-3
CLPGG030 | SMITH-BLAIR INC. 245-010503-000
CLPGG040 | JCM 110-0105-6
CLPGG040 | SMITH-BLAIR INC. 245-010506-000
CLPGG050 | JCM 110-0132-3
CLPGG050 | SMITH-BLAIR INC. 245-013203-000
CLPGG060 | JCM 110-0132-6
CLPGG060 | SMITH-BLAIR INC. 245-013206-000
CLPGG070 | JCM 110-0166-3
CLPGG070 | SMITH-BLAIR INC. 245-016603-000
CLPGG080 | JCM 110-0190-3
CLPGG080 | SMITH-BLAIR INC. 245-019003-000
CLPGG090 | JCM 110-0190-6
CLPGG090 | SMITH-BLAIR INC. 245-019006-000
CLPGG100 | JCM 110-0238-3
CLPGG100 | SMITH-BLAIR INC. 245-00023803-000
CLPGG110 | JCM 110-0238-6
CLPGG110 | SMITH-BLAIR INC. 245-023806-000
CLPHH010 | DIXON MAH-4
CLPHH020 | DIXON HSS-6
CLPHH030 | DIXON HSS-8
CLPHH040 | DIXON HSS-10
CLPHH050 | DIXON HSS-16
CLPHH080 | DIXON HSS-32
CLPHH090 | DIXON HSS-36
CLPHH120 | DIXON HSS-96
CLPHH130 | DIXON HSS-104
CLPHH140 | DIXON HSS-128
CLPHH142 | DIXON HSS-188
CLPHH147 | DIXON KS-20
CLPHH147 | FAST-LOK KS-20
CLPHH148 | FAST-LOK KS-28
CLPJJ600 | SMITH-BLAIR INC. 313-019209-000
CLPJJ900 | FORD F202 (3.80-4.25)
CLPJJ900 | FORD F202-250-CC4-I
CLPJJ900 | POWERSEAL CORP. 34132A1CC
CLPJJ900 | SMITH-BLAIR INC. 313-025609-000
CLPKK000 | FORD S70-204
CLPKK000 | MUELLER H-13420
CLPKK500 | SMITH-BLAIR INC. 313-035409-000
CLPKK650 | SMITH-BLAIR INC. 315-000-45512-000
CLPKK900 | FORD F202 (3.80-4.25)
CLPKK900 | SMITH-BLAIR INC. 313-041309-000
CLPLL000 | CLOW 3401
CLPLL000 | FORD S70-404
CLPLL000 | MUELLER H-13428
CLPLL100 | FORD F202 (4.74-5.26)
CLPLL100 | POWER SEAL 3413-4B x ?CC
CLPLL100 | SMITH BLAIR 313-00051407-000
CLPLL200 | FORD F202 (4.74-5.26)
CLPLL200 | POWERSEAL CORP. 34134B1CC
CLPLL200 | SMITH-BLAIR INC. 313-00051409-000
CLPLL400 | POWER SEAL 3413-4C x 2CC
CLPLL400 | SMITH-BLAIR INC. 313-051415-000
CLPLL700 | FORD F202 (5.94-6.69)
CLPLL700 | SMITH-BLAIR INC. 313-66309
CLPMM050 | Per Description
CLPMM200 | FORD F202 (6.84-7.60)
CLPMM200 | POWERSEAL CORP. 34136B1CC
CLPMM200 | SMITH-BLAIR INC. 313-076009-000
CLPMM400 | FORD F202 (6.84-7.60)
CLPMM400 | POWERSEAL CORP. 34136B2CC
CLPMM400 | SMITH-BLAIR INC. 313-076015-000
CLPMM475 | Per Description
CLPMM575 | SMITH-BLAIR INC. 13-087209-000
CLPMM700 | FORD S70-804
CLPMM700 | MUELLER H-13433
CLPNN100 | FORD F202 (4.74-5.26)
CLPNN100 | POWERSEAL CORP. 34138B1CC
CLPNN100 | SMITH-BLAIR INC. 313-00101009-000
CLPNN300 | POWERSEAL CORP. 34138B2CC
CLPNN300 | SMITH-BLAIR INC. 313-101015-000
CLPNN600 | POWERSEAL CORP. 341310B1CC
CLPNN600 | SMITH-BLAIR INC. 313-121209-000
CLPNN800 | SMITH-BLAIR INC. 313-121215-000
CLPPP000 | FORD F2021438CC4
CLPPP000 | POWERSEAL CORP. 341312B1CC
CLPPP000 | SMITH-BLAIR INC. 313-143209-000
CLPPP200 | FORD F2021438CC7
CLPPP200 | POWERSEAL CORP. 341312B2CC
CLPPP200 | SMITH-BLAIR INC. 313-143215-000
CLPQQ012 | FORD FC2021840CC4
CLPQQ012 | POWERSEAL CORP. 341316A1CC
CLPQQ012 | SMITH-BLAIR INC. 313-188809-000
CLPQQ034 | SMITH-BLAIR INC. 313-188815-000
CLPQQ045 | SMITH-BLAIR INC. 366-221009-000
CLPQQ056 | SMITH-BLAIR INC. 366-221015-000
CLPQQ078 | SMITH-BLAIR INC. 313-188814-000
CLPQQ089 | SMITH-BLAIR INC. 366-263214-000
CLPQQ126 | FORD FC202 (25.60-26.50)
CLPQQ126 | JCM 406-2650-09CC
CLPQQ126 | SMITH-BLAIR INC. 317-00258009
CLPQQ136 | FORD FC202 (4.74-5.26)
CLPQQ136 | SMITH BLAIR 317-00051414-000
CLPQQ146 | FORD FC202 (6.84-7.60)
CLPQQ146 | SMITH BLAIR 317-00076014-000
CLPQQ156 | FORD FC202 (8.99-9.79)
CLPQQ156 | SMITH BLAIR 317-00101014-000
CLPQQ166 | FORD FC202 (10.75-11.10)
CLPQQ166 | SMITH BLAIR 317-00121214-000
CLPQQ176 | FORD FC202 (12.75-13.20)
CLPQQ176 | SMITH BLAIR 317-00143214-000
CLPQQ186 | FORD FC202 (17.40-18.40)
CLPQQ186 | SMITH BLAIR 317-00178014-000
CLPQQ206 | FORD FC202 (25.60-26.50)
CLPQQ206 | SMITH BLAIR 317-00258014-000
FASAA020 | Per Description
FASCC045 | ASTRAL CORPORATION S14
FASCC045 | ROMAC INDUSTRIES DUCTILE LUG
FASCC500 | Per Description
FASCC600 | Per Description
FASCC700 | Per Description
FASCC910 | Per Description
FASCC921 | Per Description
FTGAA005 | Per Description
FTGAA015 | Per Description
FTGAA200 | Per Description
FTGAA300 | UNIFLANGE 200C OR 400C
FTGAE030 | DESANNO 73
FTGAE030 | DIXON RSF25F20T
FTGAE030 | SEALFAST K35R25NST2NPT
FTGAE040 | MOON 356
FTGAE040 | POWHATTAN U.F.S. 15216-2
FTGAE050 | DESANNO 72
FTGAE050 | DIXON SM25F20T
FTGAE115 | FORD Y11-474-NL
FTGAE200 | FORD BBAA-43-NL
FTGAE250 | FORD BBAA64
FTGAE300 | FORD BBAA-76-NL
FTGAE510 | BARNETT BRASS 110-4-20
FTGAE530 | Per Description
FTGAE540 | Per Description
FTGAE550 | Per Description
FTGAE560 | Per Description
FTGAE570 | Per Description
FTGAE580 | MERIT BRASS XNL114 3/4"x1/2"
FTGAE590 | MERIT BRASS XNL114 1"x1/2"
FTGAE600 | MERIT BRASS XNL114 1"x3/4"
FTGAE606 | MERIT BRASS XNL114 1-1/2"x3/4"
FTGAE610 | GRAND HAVEN BRASS 2008
FTGAE620 | BBIM-77-NL
FTGAJ040 | Per Description
FTGAJ050 | MERIT BRASS XNL111 3/4"
FTGAJ650 | MERIT BRASS XNL102 3/4"
FTGAJ720 | Per Description
FTGAJ756 | MERIT BRASS XNL101 3/4"
FTGAJ782 | MERIT BRASS XNL101 1-1/2"
FTGAJ797 | MERIT BRASS XNL101 2"
FTGAJ920 | Per Description
FTGAJ950 | Per Description
FTGAL086 | Per Description
FTGAL098 | Per Description
FTGAL100 | Per Description
FTGAL130 | Per Description
FTGAL210 | Per Description
FTGAL220 | Per Description
FTGAL270 | Per Description
FTGAL310 | Per Description
FTGAL320 | Per Description
FTGAL330 | Per Description
FTGAL350 | Per Description
FTGAL410 | Per Description
FTGAL420 | Per Description
FTGAL430 | Per Description
FTGAL440 | Per Description
FTGAL450 | Per Description
FTGAL510 | Per Description
FTGAL523 | Per Description
FTGAL610 | Per Description
FTGAL617 | Per Description
FTGAL620 | Per Description
FTGAL639 | Per Description
FTGAL710 | Per Description
FTGAL720 | Per Description
FTGAL730 | Per Description
FTGAL740 | Per Description
FTGAN510 | Per Description
FTGAN520 | Per Description
FTGAN530 | Per Description
FTGAN540 | Per Description
FTGAN550 | Per Description
FTGAN560 | Per Description
FTGAN630 | Per Description
FTGAN660 | Per Description
FTGAR020 | Per Description
FTGAR050 | Per Description
FTGAR070 | FORD T444-444
FTGAT120 | Per Description
FTGAT130 | Per Description
FTGAT150 | Per Description
FTGAT220 | Per Description
FTGAT230 | Per Description
FTGAT260 | Per Description
FTGAT310 | Per Description
FTGAT320 | Per Description
FTGAT330 | Per Description
FTGAT350 | Per Description
FTGAT360 | Per Description
FTGAT395 | Per Description
FTGAT400 | STAR PIPE PRODUCTS ORDER BY DESCRIPTION
FTGAT400 | TYLER PIPE ORDER BY DESCRIPTION
FTGAT400 | U.S. PIPE ORDER BY DESCRIPTION
FTGAT410 | Per Description
FTGAT415 | STAR PIPE PRODUCTS ORDER BY DESCRIPTION
FTGAT415 | TYLER PIPE ORDER BY DESCRIPTION
FTGAT415 | U.S. PIPE ORDER BY DESCRIPTION
FTGAT420 | Per Description
FTGAT425 | Per Description
FTGAT430 | Per Description
FTGAT435 | Per Description
FTGAT440 | Per Description
FTGAT445 | Per Description
FTGAT450 | Per Description
FTGAT604 | Per Description
FTGAT630 | Per Description
FTGAT632 | Per Description
FTGAT634 | Per Description
FTGAT636 | Per Description
FTGAT638 | Per Description
FTGAT662 | Per Description
FTGAT668 | Per Description
FTGAT772 | Per Description
FTGAV020 | Per Description
FTGAV030 | Per Description
FTGBB262 | GRINNELL 1016
FTGBB262 | SMITH COOPER 17RT1020074
FTGBB262 | STOCKHAM VALVES AND FITTINGS 491
FTGBB287 | SMITH-COOPER INTERNATIONAL 18RT1020090
FTGBB287 | STOCKHAM VALVES AND FITTINGS 491
FTGBD030 | Per Description
FTGBD040 | Per Description
FTGBD050 | Per Description
FTGBD060 | Per Description
FTGBD100 | Per Description
FTGBF007 | Per Description
FTGBF010 | Per Description
FTGBF030 | Per Description
FTGBF040 | Per Description
FTGBF070 | Per Description
FTGBF080 | Per Description
FTGBF090 | Per Description
FTGBF130 | Per Description
FTGBF160 | Per Description
FTGBH000 | Per Description
FTGBH010 | Per Description
FTGBH020 | Per Description
FTGBH030 | Per Description
FTGBH060 | Per Description
FTGBH070 | Per Description
FTGBH075 | Per Description
FTGBH085 | Per Description
FTGBH095 | Per Description
FTGBH100 | Per Description
FTGBH105 | Per Description
FTGBH205 | Per Description
FTGBK003 | STAR PIPE PRODUCTS ORDER BY DESCRIPTION
FTGBK003 | TYLER PIPE ORDER BY DESCRIPTION
FTGBK003 | U.S. PIPE ORDER BY DESCRIPTION
FTGBK010 | STAR PIPE PRODUCTS ORDER BY DESCRIPTION
FTGBK010 | TYLER PIPE ORDER BY DESCRIPTION
FTGBK010 | U.S. PIPE ORDER BY DESCRIPTION
FTGBK015 | STAR PIPE PRODUCTS Description
FTGBK015 | TYLER PIPE Description
FTGBK015 | US PIPE Description
FTGBK021 | STAR ORDER BY DESCRIPTION
FTGBK021 | TYLER PIPE ORDER BY DESCRIPTION
FTGBK021 | U.S. PIPE ORDER BY DESCRIPTION
FTGBK025 | STAR PIPE PRODUCTS Description
FTGBK025 | TYLER PIPE Description
FTGBK025 | US PIPE Description
FTGBK030 | STAR PIPE PRODUCTS ORDER BY DESCRIPTION
FTGBK030 | TYLER PIPE ORDER BY DESCRIPTION
FTGBK030 | U.S. PIPE ORDER BY DESCRIPTION
FTGBK035 | STAR PIPE PRODUCTS Description
FTGBK035 | TYLER PIPE Description
FTGBK035 | US PIPE Description
FTGBK042 | STAR PIPE PRODUCTS ORDER BY DESCRIPTION
FTGBK042 | TYLER PIPE ORDER BY DESCRIPTION
FTGBK042 | U.S. PIPE ORDER BY DESCRIPTION
FTGBK045 | M & H 446753
FTGBK045 | STAR PIPE PRODUCTS ORDER BY DESCRIPTION
FTGBK045 | TYLER PIPE ORDER BY DESCRIPTION
FTGBK045 | U.S. PIPE ORDER BY DESCRIPTION
FTGBK050 | STAR PIPE PRODUCTS ORDER BY DESCRIPTION
FTGBK050 | TYLER PIPE ORDER BY DESCRIPTION
FTGBK050 | U.S. PIPE ORDER BY DESCRIPTION
FTGBK052 | STAR PIPE PRODUCTS Description
FTGBK052 | TYLER PIPE Description
FTGBK052 | US PIPE Description
FTGBK061 | STAR PIPE PRODUCTS ORDER BY DESCRIPTION
FTGBK061 | TYLER PIPE ORDER BY DESCRIPTION
FTGBK061 | U.S. PIPE ORDER BY DESCRIPTION
FTGBK070 | Per Description
FTGBK071 | STAR PIPE PRODUCTS ORDER BY DESCRIPTION
FTGBK071 | TYLER PIPE ORDER BY DESCRIPTION
FTGBK071 | U.S. PIPE ORDER BY DESCRIPTION
FTGBK075 | STAR PIPE PRODUCTS ORDER BY DESCRIPTION
FTGBK075 | TYLER PIPE ORDER BY DESCRIPTION
FTGBK075 | U.S. PIPE ORDER BY DESCRIPTION
FTGBK085 | STAR PIPE PRODUCTS ORDER BY DESCRIPTION
FTGBK085 | TYLER PIPE ORDER BY DESCRIPTION
FTGBK085 | U.S. PIPE ORDER BY DESCRIPTION
FTGBK090 | STAR PIPE PRODUCTS ORDER BY DESCRIPTION
FTGBK090 | TYLER PIPE ORDER BY DESCRIPTION
FTGBK090 | U.S. PIPE ORDER BY DESCRIPTION
FTGBK095 | STAR PIPE PRODUCTS ORDER BY DESCRIPTION
FTGBK095 | TYLER PIPE ORDER BY DESCRIPTION
FTGBK095 | U.S. PIPE ORDER BY DESCRIPTION
FTGBK100 | STAR PIPE PRODUCTS ORDER BY DESCRIPTION
FTGBK100 | TYLER PIPE ORDER BY DESCRIPTION
FTGBK100 | U.S. PIPE ORDER BY DESCRIPTION
FTGBK110 | STAR PIPE PRODUCTS ORDER BY DESCRIPTION
FTGBK110 | TYLER PIPE ORDER BY DESCRIPTION
FTGBK110 | U.S. PIPE ORDER BY DESCRIPTION
FTGBK120 | STAR PIPE PRODUCTS ORDER BY DESCRIPTION
FTGBK120 | TYLER PIPE ORDER BY DESCRIPTION
FTGBK120 | U.S. PIPE ORDER BY DESCRIPTION
FTGBK130 | STAR PIPE PRODUCTS ORDER BY DESCRIPTION
FTGBK130 | TYLER PIPE ORDER BY DESCRIPTION
FTGBK130 | U.S. PIPE ORDER BY DESCRIPTION
FTGBK308 | HYDRA-STOP 2108131000-250-CS
FTGBK312 | HYDRA-STOP 2212141100-250-CS
FTGBK530 | Per Description
FTGBK540 | Per Description
FTGBK544 | Per Description
FTGBK560 | Per Description
FTGBK570 | Per Description
FTGBK580 | Per Description
FTGBK600 | Per Description
FTGBK670 | Per Description
FTGBK710 | FORD FTSS178004
FTGBK720 | FORD FTSS178006
FTGBK760 | Per Description
FTGBK770 | Per Description
FTGBM000 | Per Description
FTGBM010 | Per Description
FTGBM030 | Per Description
FTGBM040 | Per Description
FTGBM060 | Per Description
FTGBM070 | Per Description
FTGBM080 | Per Description
FTGBM140 | Per Description
FTGBM530 | STAR PIPE PRODUCTS ORDER BY DESCRIPTION
FTGBM530 | TYLER PIPE ORDER BY DESCRIPTION
FTGBM530 | U.S. PIPE ORDER BY DESCRIPTION
FTGBM535 | STAR PIPE PRODUCTS ORDER BY DESCRIPTION
FTGBM535 | TYLER PIPE ORDER BY DESCRIPTION
FTGBM535 | U.S. PIPE ORDER BY DESCRIPTION
FTGBM540 | Per Description
FTGBM545 | Per Description
FTGBM550 | Per Description
FTGBM600 | Per Description
FTGBQ100 | FORD FSS-GASKET-6-S
FTGBQ100 | ROMAC INDUSTRIES CB-6.30-6.66
FTGBQ300 | FORD FSS-SADDLE-4
FTGBQ300 | ROMAC INDUSTRIES CB-4.63
FTGBQ500 | FORD FSS-SADDLE-6
FTGBQ500 | ROMAC INDUSTRIES CB-6.66-6.90
FTGBQ800 | FORD FSS-BAND-1440
FTGBQ800 | ROMAC INDUSTRIES CB-S48
FTGBQ900 | FORD FSS-BAND-2580
FTGBQ900 | ROMAC INDUSTRIES CB-S96
FTGBU310 | FORD LA104-33G
FTGBU320 | FORD LA104-44G-NL
FTGBU390 | FORD C102-13-NL
FTGBU400 | FORD C104-33-G-NL
FTGBU404 | FORD C104-44G
FTGBU410 | FORD C14-44G
FTGBW120 | FORD LA21-44
FTGBW120 | MUELLER 15063
FTGBY010 | DRESSER INDUSTRIES, INC. 38 W/ARMORED GASKET
FTGBY010 | SMITH BLAIR 411-00008401-015
FTGBY020 | DRESSER INDUSTRIES 0038-0003-013
FTGBY020 | SMITH BLAIR 411-00010501-015
FTGBY030 | DRESSER INDUSTRIES, INC. 0038-0004-013
FTGBY030 | SMITH BLAIR 411-00013201-015
FTGBY040 | DRESSER INDUSTRIES, INC. 38 W/ARMORED GASKET
FTGBY040 | SMITH BLAIR 411-00016601-015
FTGBY050 | DRESSER INDUSTRIES, INC. 38 W/ARMORED GASKET
FTGBY050 | SMITH BLAIR 411-00019001-015.
FTGBY060 | DRESSER INDUSTRIES, INC. 38-0012-013
FTGBY060 | SMITH BLAIR 411-00023851-015
FTGBY070 | DRESSER INDUSTRIES, INC. 38 W/ARMORED GASKET
FTGBY070 | SMITH BLAIR 411-00028801-015
FTGBY080 | DRESSER INDUSTRIES, INC. 0038-9187-013
FTGBY210 | DRESSER INDUSTRIES, INC. STYLE 65 W/ARMORED GASKET
FTGBY210 | TPS 6000-0840-150
FTGBY220 | DRESSER INDUSTRIES, INC. STYLE 65 W/ARMORED GASKET
FTGBY220 | TPS 6000-1050-150
FTGBY230 | DRESSER INDUSTRIES, INC. STYLE 65 W/ARMORED GASKET
FTGBY230 | TPS 6000-1315-150
FTGBY240 | DRESSER INDUSTRIES, INC. STYLE 65 W/ARMORED GASKET
FTGBY240 | TPS 6000-1660-150
FTGBY250 | DRESSER INDUSTRIES, INC. STYLE 65 W/ARMORED GASKET
FTGBY250 | TPS 6000-19000-150
FTGBY260 | DRESSER INDUSTRIES, INC. STYLE 65 W/ARMORED GASKET
FTGBY260 | TPS 6000-2375-150
FTGBY410 | FORD C21-44
FTGBY410 | MUELLER H-15450
FTGCA060 | FERNCO 1002-44
FTGCA070 | FERNCO 1056-44
FTGCA090 | FERNCO 1002-64
FTGCA100 | FERNCO 1002-46
FTGCA110 | FERNCO 1056-64
FTGCA130 | FERNCO 1002-66
FTGCA140 | FERNCO 1056-66
FTGCA140 | INDIANA SEAL CO. 156-66
FTGCA155 | FERNCO 1002-86
FTGCA160 | FERNCO 1056-86
FTGCA180 | FERNCO 1002-88
FTGCA190 | FERNCO 1056-88
FTGCA210 | FERNCO 1022-1010
FTGCA220 | FERNCO 1056-1010
FTGCA240 | FERNCO 1002-1212
FTGCA250 | FERNCO 1056-1212
FTGCA410 | N D S DFW-6T/C
FTGCE050 | Per Description
FTGCE110 | Per Description
FTGCE120 | Per Description
FTGCE140 | Per Description
FTGCE150 | Per Description
FTGCE155 | Per Description
FTGCE165 | Per Description
FTGCE170 | Per Description
FTGCE190 | Per Description
FTGCE220 | Per Description
FTGCE230 | Per Description
FTGCE270 | Per Description
FTGCH050 | Per Description
FTGCH060 | Per Description
FTGCH070 | Per Description
FTGCH080 | Per Description
FTGCH090 | Per Description
FTGCH100 | Per Description
FTGCH110 | Per Description
FTGCH920 | Per Description
FTGCL040 | Per Description
FTGCL050 | Per Description
FTGCL060 | Per Description
FTGCL070 | Per Description
FTGCL080 | Per Description
FTGCL240 | Per Description
FTGCL250 | Per Description
FTGCL260 | Per Description
FTGCL270 | Per Description
FTGCL280 | Per Description
FTGCL425 | Per Description
FTGCL430 | Per Description
FTGCL440 | Per Description
FTGCL450 | Per Description
FTGCL460 | Per Description
FTGCL920 | Per Description
FTGCN310 | Per Description
FTGCN330 | Per Description
FTGCN360 | Per Description
FTGCN390 | Per Description
FTGCN410 | Per Description
FTGCN420 | Per Description
FTGCN430 | Per Description
FTGCN440 | Per Description
FTGCN450 | Per Description
FTGCN460 | Per Description
FTGCN470 | Per Description
FTGCN480 | Per Description
FTGCN490 | Per Description
FTGCN500 | Per Description
FTGCN510 | Per Description
FTGCN520 | Per Description
FTGCN530 | Per Description
FTGCN550 | Per Description
FTGCN560 | Per Description
FTGCN580 | Per Description
FTGCN590 | Per Description
FTGCN610 | Per Description
FTGCN620 | Per Description
FTGCN630 | Per Description
FTGCN640 | Per Description
FTGCN650 | Per Description
FTGCN670 | Per Description
FTGCN690 | Per Description
FTGCN710 | Per Description
FTGCN720 | Per Description
FTGCN750 | Per Description
FTGCN760 | Per Description
FTGCN840 | Per Description
FTGCN960 | Per Description
FTGCN965 | Per Description
FTGCN970 | Per Description
FTGCP050 | Per Description
FTGCP060 | Per Description
FTGCP070 | Per Description
FTGCP080 | Per Description
FTGCP085 | Per Description
FTGCR070 | Per Description
FTGCR080 | Per Description
FTGCR090 | Per Description
FTGCR120 | Per Description
FTGCR150 | Per Description
FTGCR160 | Per Description
FTGCR180 | Per Description
FTGCR190 | Per Description
FTGCR210 | Per Description
FTGCR220 | Per Description
FTGCR230 | Per Description
FTGCT050 | Per Description
FTGCT070 | Per Description
FTGCT090 | Per Description
FTGCT100 | Per Description
FTGCT120 | Per Description
FTGCX100 | Per Description
FTGCX150 | Per Description
FTGCZ110 | FORD C04-33-NL
FTGCZ120 | FORD C04-44-NL
FTGCZ130 | FORD C04-66-NL
FTGCZ210 | FORD C04-77-NL
FTGCZ220 | FORD C44-33-NL
FTGCZ230 | FORD C44-44-NL
FTGCZ310 | FORD C44-66-NL
FTGCZ320 | FORD C44-77-NL
FTGCZ330 | FORD C84-33-NL
FTGCZ410 | FORD C84-44-NL
FTGCZ420 | FORD C84-66-NL
FTGCZ430 | FORD C84-77-NL
FTGCZ500 | FORD LA04-33-NL
FTGCZ500 | MCDONALD 4750-T
FTGDD093 | EZ WELD EZ WELD 216 SUPERDUTY
FTGDD093 | OATEY CO. 31008
FTGDD110 | EZ WELD 205
FTGDD110 | OATEY CO. 31016
FTGDD130 | OATEY CO. 30894
FTGDD210 | EZ WELD EZ WELD 214-05
FTGDD210 | OATEY CO. 30766
FTGDD310 | Per Description
FTGDF100 | Per Description
FTGDF115 | Per Description
FTGDF118 | Per Description
FTGDF120 | Per Description
FTGDF122 | Per Description
FTGDF125 | Per Description
FTGDF132 | Per Description
FTGDF134 | Per Description
FTGDF135 | Per Description
FTGDF140 | Per Description
FTGDF145 | Per Description
FTGDF150 | Per Description
FTGDF160 | Per Description
FTGDF165 | Per Description
FTGDF190 | Per Description
FTGDF200 | Per Description
FTGDF210 | Per Description
FTGDF227 | Per Description
FTGDF240 | Per Description
FTGDF246 | Per Description
FTGDF250 | Per Description
FTGDF260 | Per Description
FTGDF279 | Per Description
FTGDF290 | Per Description
FTGDF300 | Per Description
FTGDF350 | Per Description
FTGDF355 | Per Description
FTGDF360 | Per Description
FTGDF370 | Per Description
FTGDF375 | Per Description
FTGDF385 | Per Description
FTGDH505 | Per Description
FTGDH510 | Per Description
FTGDH513 | Per Description
FTGDH515 | Per Description
FTGDH525 | Per Description
FTGDH600 | Per Description
FTGDH610 | Per Description
FTGDH615 | Per Description
FTGDH620 | Per Description
FTGDH625 | Per Description
FTGDH627 | Per Description
FTGDH640 | Per Description
FTGDH650 | Per Description
FTGDH710 | Per Description
FTGDH720 | Per Description
FTGDH745 | Per Description
FTGDH815 | Per Description
FTGDH820 | Per Description
FTGDH825 | Per Description
FTGDH830 | Per Description
FTGDH840 | Per Description
FTGDH850 | Per Description
FTGDK075 | Per Description
FTGDK080 | Per Description
FTGDK085 | Per Description
FTGDK090 | Per Description
FTGDK110 | Per Description
FTGDK120 | Per Description
FTGDK125 | Per Description
FTGDK130 | Per Description
FTGDK140 | Per Description
FTGDK145 | Per Description
FTGDK150 | Per Description
FTGDK155 | Per Description
FTGDK180 | Per Description
FTGDK200 | Per Description
FTGDK207 | Per Description
FTGDK220 | Per Description
FTGDK235 | Per Description
FTGDK240 | Per Description
FTGDK250 | Per Description
FTGDK260 | Per Description
FTGDK270 | Per Description
FTGDK470 | Per Description
FTGDK497 | Per Description
FTGDK723 | Per Description
FTGDK824 | Per Description
FTGDK848 | Per Description
FTGDK852 | Per Description
FTGDK904 | Per Description
FTGDK912 | Per Description
FTGDK928 | Per Description
FTGDK936 | Per Description
FTGDK975 | Per Description
FTGDK991 | Per Description
FTGDM027 | Per Description
FTGDM044 | Per Description
FTGDM082 | Per Description
FTGDM149 | Per Description
FTGDM184 | Per Description
FTGDQ104 | Per Description
FTGDQ108 | Per Description
FTGDQ112 | Per Description
FTGDQ144 | Per Description
FTGDQ148 | Per Description
FTGDQ152 | Per Description
FTGDQ156 | Per Description
FTGDQ172 | Per Description
FTGDQ180 | Per Description
FTGDQ260 | Per Description
FTGDQ382 | THE HARRINGTON CORP (HARCO) 337-060
FTGDQ410 | Per Description
FTGDQ420 | Per Description
FTGDQ510 | Per Description
FTGDQ540 | Per Description
FTGDQ610 | Per Description
FTGDQ620 | Per Description
FTGDQ630 | Per Description
FTGDU000 | Per Description
FTGDU040 | Per Description
FTGDU203 | EBAA IRON 1103
FTGDU203 | SIGMA SLDEP3
FTGDU203 | STAR PIPE PRODUCTS SGDPPK03
FTGDU214 | EBAA IRON 1104
FTGDU214 | SIGMA SLDEP4
FTGDU214 | STAR PIPE PRODUCTS SGDPPK04
FTGDU226 | EBAA IRON 1106
FTGDU226 | SIGMA SLDEP6
FTGDU226 | STAR PIPE PRODUCTS SGDPPK06
FTGDU238 | EBAA IRON 1108
FTGDU238 | SIGMA SLDEP8
FTGDU238 | STAR PIPE PRODUCTS SGDPPK08
FTGDU240 | EBAA IRON 1110
FTGDU240 | SIGMA SLDEP10
FTGDU240 | STAR PIPE PRODUCTS SGDPPK10
FTGDU256 | EBAA IRON 1112
FTGDU256 | SIGMA SLDEP12
FTGDU256 | STAR PIPE PRODUCTS SGDPPK12
FTGDU264 | EBAA IRON 1114
FTGDU266 | EBAA IRON 1116
FTGDU287 | EBAA IRON 1118
FTGDU287 | FORD SERIES 1400
FTGDU287 | SIGMA SLCEP18
FTGDU287 | STAR SGDPPK18
FTGDU290 | EBAA IRON 1120
FTGDU292 | EBAA IRON 1124
FTGDU310 | FORD UFR-1500-4A-I
FTGDU310 | SIGMA SLCEP4
FTGDU310 | STAR PIPE PRODUCTS PVCPK4004
FTGDU315 | FORD UFR1500-6A-I
FTGDU315 | SIGMA SLCEP6
FTGDU315 | STAR PIPE PRODUCTS PVCPK4006
FTGDU320 | FORD 81500 CA
FTGDU320 | SIGMA SLCEP8
FTGDU320 | STAR PIPE PRODUCTS PVCPK4008
FTGDU325 | SIGMA SLCEP10
FTGDU325 | STAR PIPE PRODUCTS PVCPK4010
FTGDU330 | SIGMA SLCEP12
FTGDU330 | STAR PIPE PRODUCTS PVCPK4012
FTGDU335 | SIGMA SLCEP16
FTGDU335 | STAR PIPE PRODUCTS PVCPK4016
FTGDW400 | SIGMA PWM-C4
FTGDW400 | STARR PRC1004
FTGDW400 | UNIFLANGE 1300C
FTGDW500 | SIGMA PWMC6
FTGDW600 | SIGMA PWM-C8
FTGDW600 | STAR PIPE PRODUCTS PRC1008
FTGDW950 | SIGMA PVM-S8
FTGDW950 | STARR PRS1008
FTGDW950 | UNIFLANGE 1300S
FTGDW970 | SIGMA PWM-C10
FTGDW970 | STARR PRC1010
FTGDW970 | UNIFLANGE 1300C
FTGDY000 | SIGMA PWMC12
FTGDY000 | STAR PIPE PRODUCTS PRC1012
FTGDY000 | UNIFLANGE 1300C
FTGDY060 | SIGMA PWM-C16
FTGDY060 | STARR PRC1016
FTGDY080 | FORD 1390C
FTGDY080 | SIGMA PWP-C8
FTGDY080 | STARR PRC1108
FTGDY100 | SIGMA PWP-C12
FTGDY100 | STARR PRC1112
FTGDY120 | FORD 1390C
FTGDY120 | SIGMA PWP-C20
FTGDY120 | STAR PRC1120
FTGDY124 | FORD 1390C
FTGDY124 | SIGMA PWP-C24
FTGDY124 | STAR PRC1124
FTGDY200 | FORD UFR1360-C-6-I
FTGDY200 | SIGMA PWPFC6
FTGDY218 | SIGMA PWPF-C8
FTGDY218 | STAR PRC1208
FTGDY218 | UNIFLANGE 1360
FTGDY504 | Per Description
FTGDY506 | Per Description
FTGDY508 | FORD 1390
FTGDY508 | SIGMA PWP-C8
FTGDY508 | STAR 1100C
FTGDY603 | Per Description
FTGDY620 | Per Description
FTGDY624 | Per Description
FTGDY636 | Per Description
FTGEE003 | ROMAC INDUSTRIES 260-0363631 (MACRO)
FTGEE005 | KRAUSZ USA 2000-0433-260 (HYMAX)
FTGEE010 | KRAUSZ USA 2000-0563-260 (HYMAX)
FTGEE012 | ROMAC INDUSTRIES 266-04901231 (ALPHA)
FTGEE040 | KRAUSZ USA 2000-0768-260 (HYMAX)
FTGEE045 | ROMAC INDUSTRIES 266-07001211 (ALPHA)
FTGEE050 | KRAUSZ USA 2000-0984-260 (HYMAX)
FTGEE054 | ROMAC INDUSTRIES 266-09101211 (ALPHA)
FTGEE060 | KRAUSZ USA 2000-1200-260/K86056027216 (HY
FTGEE060 | ROMAC INDUSTRIES 2601190831 (MACRO)
FTGEE065 | KRAUSZ USA 2000-1226-260 (HYMAX OS)
FTGEE065 | ROMAC INDUSTRIES 260-1220831 (MACRO XL)
FTGEE068 | ROMAC INDUSTRIES 266-11201211 (ALPHA)
FTGEE070 | KRAUSZ USA 2000-1366-260/K86056031516 (HY
FTGEE070 | ROMAC INDUSTRIES 2601380831 (MACRO)
FTGEE075 | KRAUSZ USA 2000-1441-260 (HYMAX OS)
FTGEE075 | ROMAC INDUSTRIES 260-1440831 (MACRO XL)
FTGEE080 | ROMAC INDUSTRIES 266-13301211 (ALPHA)
FTGEE600 | Per Description
FTGEE620 | Per Description
FTGEE640 | Per Description
FTGEE660 | Per Description
FTGEE680 | Per Description
FTGEE870 | Per Description
FTGEE890 | Per Description
FTGEE960 | Per Description
FTGIP000 | FORD C46-44-NL
GAGAA060 | U.S. GAUGE P5801
GAGAA060 | WIKA 21353-2.5-C-4-B
GAGAA070 | U.S. GAUGE 256010LG
GAGAA070 | WIKA 9833574
GAGAA080 | WIKA 213.53
GAGAA080 | WIKA 9767070
GAGAA100 | SYSTEM COMPONENTS CORP. 7211
GAGAA100 | U.S. GAUGE 256013
GAGAA100 | U.S. GAUGE P555L
GKTAA700 | SIGMA TG3
GKTAA700 | STAR MJGAST03
GKTAA719 | Per Description
GKTAA727 | Per Description
GKTAA735 | Per Description
GKTAA743 | Per Description
GKTAA751 | Per Description
HSEBB120 | EVER-TITE D
HSEBB140 | EVER-TITE C
HSEBB140 | SEAL FAST C
HSEBB150 | EVER-TITE E
HSEBB150 | SEAL FAST E
HSEBB170 | EVER-TITE C
HSEBB170 | SEAL FAST C
HSEBB180 | EVER-TITE E
HSEBB180 | SEAL FAST E
HSECC112 | EVER-TITE PART-A
HSECC124 | EVER-TITE PART-A
HSECC151 | Per Description
HSECC163 | Per Description
HYDAA126 | AMERICAN DARLING 8002025
HYDAA135 | AMERICAN DARLING 8005961
HYDAA150 | AMERICAN DARLING 8005960
HYDAA205 | AMERICAN DARLING MARK 73
HYDBB030 | CLOW R-1620562
HYDDD250 | AMERICAN FLOW CONTROL NOT APPROVED
HYDDD250 | Clarion 655699009-NLGI-NO.2
HYDDD250 | KEYSTONE LUBRICANTS 441636T
HYDDD250 | Mystik FG-2
HYDEE100 | Per Description
HYDEE124 | Per Description
HYDEE130 | MUELLER A300
HYDEE190 | AMERICAN FLOW CONTROL B-84-B
HYDEE190 | AVK 2780 - 3'
HYDEE190 | M & H 129TY - 3'
HYDEE190 | M&H 129TYNL - 3'
HYDEE190 | MULLER A-423 - 3'
HYDEE190 | US PIPE MET M94 - 3'
HYDEE200 | AMERICAN FLOW CONTROL B-84-B - 3-1/2'
HYDEE200 | AVK 2780 - 3 1/2'
HYDEE200 | M & H 129TY - 5-1/4" X 3-1/2'
HYDEE200 | M&H 129TYNL - 5-1/4 X 3-1/2
HYDEE200 | MULLER A423 - 3-1/2'
HYDEE200 | US PIPE MET M94 - 3 - 1/2'
HYDEE210 | AMERICAN FLOW CONTROL B-84-B - 4'
HYDEE210 | AVK 2780 - 4'
HYDEE210 | M & H 129 - 5-1/4" X 4'
HYDEE210 | M&H 129TYNL - 5-1/4" X 4'
HYDEE210 | MUELLER A-423 - 4'
HYDEE210 | US PIPE MET M94 - 4'
HYDEE220 | AMERICAN FLOW CONTROL B-84-B - 4.5'
HYDEE220 | AVK 2780 - 4.5'
HYDEE220 | M & H 129 - 5-1/4" X 4.5'
HYDEE220 | M&H 129TYNL - 5-1/4" X 4.5'
HYDEE220 | MUELLER A-423 - 4.5'
HYDEE220 | US PIPE MET M94 - 4.5'
HYDEE240 | MUELLER A-301-00
HYDFF200 | WATEROUS WT/77D
HYDGG015 | M & H 210041
HYDGG030 | RED HEAD 107
HYDGG030 | TRUMBLE 377-5960
HYDGG100 | US PIPE 668619
HYDGG224 | M & H 442129
HYDRF100 | RAYOLITE AA2BP
LBRAA310 | MUELLER 88366
MARCB001 | DAS MANUFACTURING INC. 2.5NPO
MARCB001 | REPNET INC. 2.5NPO
MHLAA100 | Per Description
MHLAA110 | Per Description
MHLAA120 | Per Description
MHLAA142 | Per Description
MHLAA145 | Per Description
MHLAA150 | EAST JORDAN 00116122
MHLAA150 | U.S. FOUNDRY 8013352
MHLAA155 | EAST JORDAN 00116122A01
MHLAA155 | U.S. FOUNDRY 8140149
MHLAA240 | Per Description
MHLAA319 | Per Description
MHLFB058 | CONTAINMENT SOLUTIONS ORDER BY DESCRIPTION
MHLFB058 | L.F. MANUFACTURING ORDER BY DESCRIPTION
MHLFB070 | CONTAINMENT SOLUTIONS ORDER BY DESCRIPTION
MHLFB070 | L.F. MANUFACTURING ORDER BY DESCRIPTION
MHLFB080 | CONTAINMENT SOLUTIONS ORDER BY DESCRIPTION
MHLFB080 | L.F. MANUFACTURING ORDER BY DESCRIPTION
MHLFB082 | CONTAINMENT SOLUTIONS ORDER BY DESCRIPTION
MHLFB082 | L.F. MANUFACTURING ORDER BY DESCRIPTION
MHLFB095 | CONTAINMENT SOLUTIONS ORDER BY DESCRIPTION
MHLFB095 | L.F. MANUFACTURING ORDER BY DESCRIPTION
MHLSE015 | CANUSA CLS-18
MTEAA210 | FORD CF31-77-95260-007-NL
MTEAA220 | FORD 4415FO
MTEAA220 | FORD CF31-66-95260-008-NL
MTEAC010 | FORD C38-11-2-375-NL
MTEAC020 | FORD C38-23-2-5-NL
MTEAC030 | FORD C38-44-2-625-NL
MTEAC040 | FORD C38-66-2-875-NL
MTEAC050 | FORD C38-77-3-0625-NL
MTEAC080 | FORD METER BOX COMPANY C38-24-2-5-NL
MTEAC086 | FORD METER BOX COMPANY C35-23-4.875-NL
MTEAC090 | Per Description
MTEAC100 | Per Description
MTEAC110 | Per Description
MTEAC120 | Per Description
MTEAC130 | Per Description
MTEAC200 | FORD C34-23-NL
MTEBB010 | FORD V41-7W-NL
MTEBB020 | FORD V41-9W-NL
MTEBB030 | FORD V41-12W-NL
MTEBB070 | FORD V42-7W-NL
MTEBB080 | FORD V42-9W-NL
MTEBB085 | FORD V42-12W-NL
MTEBB130 | FORD V43-8W-NL
MTEBB140 | FORD V43-12W-NL
MTEBB160 | FORD V43-18W-NL
MTEBB160 | MUELLER 14118
MTEBB180 | FORD V44-10W-NL
MTEBB190 | FORD V44-12W-NL
MTEBB190 | MUELLER 14118
MTEBB200 | FORD V44-15W-NL
MTEBB200 | MUELLER 14118
MTEBC010 | Per Description
MTEBC020 | Per Description
MTEBC030 | Per Description
MTEBC040 | Per Description
MTEBC050 | Per Description
MTEBC058 | Per Description
MTEBC062 | Per Description
MTEBC071 | Per Description
MTEBC089 | Per Description
MTEBC092 | Per Description
MTEBC107 | Per Description
MTEBC119 | Per Description
MTEBC124 | Per Description
MTECC010 | GLASMASTERS WBS111812-140
MTECC020 | GLASMASTERS WBS1527-141
MTECC035 | GLASMASTERS R111812S2N12-1
MTECC035 | GLASMASTERS WBS111812-100
MTECC035 | PENTEK AUCHB111812JEA
MTECC035 | SOUTHERN METER BOX INC. P.H.1?BOX
MTECC410 | GLASMASTERS WCS101502-101-TR
MTECC430 | GLASMASTERS WCS111802-101-DTR
MTECC430 | PENTEK AUCHC111812JEA
MTECC430 | SOUTHERN METER BOX INC. P2R1?LID
MTECC435 | GLASMASTERS WCS111802-101-TR
MTECC445 | LIDDY'S MACHINE SHOP NONE
MTECC470 | LIDDY'S MACHINE SHOP NONE
MTECC483 | GLASMASTERS WCS152702-101-TR
MTECC484 | GLASMASTERS WCS152702-101-DTR
MTECD100 | ARMORCAST PRODUCTS COMPANY A6001833APCX48MT
MTECD100 | ARMORCAST PRODUCTS COMPANY A6001833AX48MT
MTECD205 | ARMORCAST PRODUCTS COMPANY A6001506APCX48MT
MTECD303 | ARMORCAST PRODUCTS COMPANY A6-1449APCX48MT
MTECD303 | ARMORCAST PRODUCTS COMPANY A6001449AP48MT
MTECD303 | CDR SYSTEMS CORP. WA10-7272-60TA2TR
MTEHX000 | HIGHFIELD MANUFACTURING CO. 93280156
MTEHX019 | HIGHFIELD MANUFACTURING CO. 93210141
MTEHX043 | HIGHFIELD MANUFACTURING CO. 93280139
MTEHX100 | BROOKS E. J. 8432010
MTEHX100 | BROOKS E. J. 8432100
MTEHX119 | BROOKS E. J. 8433100
PPEDU030 | Per Description
PPEDU040 | Per Description
PPEDU060 | Per Description
PPEDU080 | Per Description
PPEDU100 | Per Description
PPEDU120 | Per Description
PPEDU160 | Per Description
PPEDU200 | Per Description
PPEDU240 | Per Description
PPEGV124 | Per Description
PPEGV224 | Per Description
PPEPV040 | Per Description
PPEPV060 | Per Description
PPEPV080 | Per Description
PPEPV100 | Per Description
PPEPV120 | Per Description
PPEPV124 | DIAMOND DR18
PPEPV124 | JM EAGLE DR18
PPEPV124 | NORTH AMERICAN PIPE CO. DR18
PPEPV140 | CERTAINTEED SEE DESCRIPTION
PPEPV140 | JM MANUFACTURING SEE DESCRIPTION
PPEPV140 | NATIONAL PIPE & PLASTICS, INC. SEE DESCRITPION
PPEPV140 | NORTH AMERICAN PIPE CO. SEE DESCRIPTION
PPEPV140 | VASSALLO, INC. SEE DESCRIPTION
PPEPV160 | Per Description
PPEPV173 | Per Description
PPEPV180 | Per Description
PPEPV219 | Per Description
PPEPV350 | DIAMOND DR18
PPEPV350 | JM EAGLE DR18
PPEPV350 | NORTH AMERICAN PIPE CO. DR18
PPEPV360 | Per Description
PPEPV440 | ADVANCE DRAINAGE SYSTEMS POLYFLEX
PPEPV440 | ENDOT INDUSTRIES ENCORE
PPEPV440 | FORD 0910E200C1P
PPEPV445 | ADVANCE DRAINAGE SYSTEMS POLYFLEX
PPEPV445 | ENDOT INDUSTRIES OBD
PPEPV445 | FORD 0920E200C1P
PPERW020 | Per Description
PPERW030 | Per Description
PPERW040 | Per Description
PPERW080 | Per Description
PPERW120 | Per Description
PPERW165 | DIAMOND DR18
PPERW165 | JM EAGLE DR18
PPERW165 | NORTH AMERICAN PIPE CO. DR18
PPERW170 | DIAMOND DR18
PPERW170 | JM EAGLE DR18
PPERW170 | NORTH AMERICAN PIPE CO. DR18
PPESC024 | Per Description
PPESC034 | Per Description
PPESC100 | Per Description
PPESC114 | Per Description
PPESC124 | Per Description
PPESC200 | Per Description
PPESC300 | Per Description
PPESC400 | Per Description
PPESC600 | Per Description
PPESH034 | Per Description
PPESH100 | Per Description
PPESH114 | Per Description
PPESH124 | Per Description
PPESH200 | Per Description
PPESH300 | Per Description
PPESH400 | Per Description
PPESW004 | Per Description
PPESW006 | Per Description
PPESW008 | Per Description
PPESW010 | Per Description
PPESW012 | Per Description
PPESW014 | Per Description
PPESW016 | Per Description
PPESW018 | Per Description
PPESW020 | Per Description
PPESW024 | Per Description
PPESW040 | Per Description
PPESW060 | Per Description
PPESW080 | Per Description
PPESW100 | Per Description
PPESW120 | Per Description
PPESW150 | Per Description
PPETU034 | ADVANCE DRAINAGE SYSTEMS ORDER BY DESCRIPTION
PPETU034 | ENDOT INDUSTRIES ORDER BY DESCRIPTION
PPETU100 | ADVANCE DRAINAGE SYSTEMS ORDER BY DESCRIPTION
PPETU100 | ENDOT INDUSTRIES ORDER BY DESCRIPTION
PPETU124 | ADVANCE DRAINAGE SYSTEMS ORDER BY DESCRIPTION
PPETU124 | ENDOT INDUSTRIES ORDER BY DESCRIPTION
PPETU200 | ADVANCE DRAINAGE SYSTEMS OREDER BY DESCRIPTION
PPETU200 | ENDOT INDUSTRIES ORDER BY DESCRIPTION
RODCP010 | Per Description
RODTH020 | Per Description
TLSAA130 | AMANA TOOL DB12-120
TLSAA130 | MAGNA 70016
TLSAA130 | MAGNA 70116
TLSAA130 | MAGNA SKR1212
TLSAA130 | SUPER KING 12-12T
TLSAA170 | HOMELITE DIV. (TEXTRON INC.) 6
TLSAA170 | HOMELITE DIV. (TEXTRON INC.) 68421B
TLSAA170 | MAGNUM 3012
TLSAA185 | HITACHI 752042
TLSAA370 | Per Description
TLSAA390 | ACCOLOY CHAIN 5116-10802
TLSAA390 | PEERLESS MFG. 5050672
TLSCC530 | CS OSBORNE 58320
TLSDD604 | REMO 019458
TLSDD604 | REMO 130-6
TLSDD604 | SEWER EQUIPMENT CO. 130-6
TLSDD740 | WERNER D1316-2
TLSDD880 | STANLEY-PROTO INDUSTRIAL TOOLS 9208
TLSDD940 | ARMSTRONG TOOLS 66-843
TLSDD940 | KLEIN TOOL 631
TLSDD940 | PROTO PROFESSIONAL TOOLS 9200C
TLSEE490 | Per Description
TLSEE675 | ARMSTRONG TOOLS 66-251
TLSEE675 | STANLEY - PROTO INDUSTRIAL TOO 9622
TLSEE675 | STANLEY - PROTO INDUSTRIAL TOO J88203
TLSEE675 | STANLEY - PROTO INDUSTRIAL TOO JCP1803R
TLSHH690 | Per Description
TLSHH830 | ARMSTRONG TOOLS 73-019
TLSHH830 | REED TOOLS RWO-18
TLSHH830 | RIDGE TOOL 31075
TLSHH830 | RIDGID TOOL 31075
TLSPP640 | MUELLER 581626
TLSPP640 | MUELLER 681920
TLSRR000 | MUELLER 681919
TLSRR010 | MUELLER MUE39502
TLSUU607 | FORD DMBBP
TLSUU636 | FORD DMA2-6
TLSUU643 | FORD DMA2-7
TLSVV045 | FORD DMSC-3
VLVAA210 | APCO VALVE & PRIMER CORP. 200A
VLVAA210 | ARI D-025-P(V)
VLVAA210 | CRISPIN PL10
VLVAA210 | GOLDEN ANDERSON 920
VLVAA210 | VALMATIC 38
VLVAA261 | NIBCO T585-70
VLVAA305 | APOLLO VALVES 76-108-01
VLVAA305 | WATTS S8000-M3
VLVAA310 | Per Description
VLVAA360 | NIBCO U45TV
VLVAA360 | SPEARS 2339-015
VLVAA640 | NIBCO T-413
VLVAA640 | NIBCO T-413B
VLVAA640 | NIBCO T413-Y-LF 2"
VLVAA640 | STOCKHAM VALVES AND FITTINGS B-345
VLVAA640 | WATTS EDP CVY
VLVAA860 | NIBCO T-413-Y-LF
VLVAA860 | STOCKHAM VALVES AND FITTINGS B-345
VLVAA860 | WATTS EDP CVY
VLVBB112 | AMERICAN FLOW CONTROL 2500 SERIES
VLVBB112 | AMERICAN RD D100
VLVBB112 | AVK SERIES 45
VLVBB112 | CLOW F-6102
VLVBB112 | KENNEDY VALVE 4571
VLVBB112 | M&H 4067
VLVBB112 | MUELLER A2360, A2361
VLVBB112 | US PIPE 250
VLVBB115 | AMERICAN FLOW CONTROL 2500 SERIES
VLVBB115 | AMERICAN RD D100
VLVBB115 | AVK SERIES 45
VLVBB115 | CLOW F-6100
VLVBB115 | KENNEDY VALVE 4571
VLVBB115 | M&H 4067
VLVBB115 | MUELLER A2360, A2361
VLVBB115 | US PIPE 250
VLVBB120 | AMERICAN FLOW CONTROL 2500 SERIES
VLVBB120 | AMERICAN RD D100
VLVBB120 | AVK SERIES 45
VLVBB120 | CLOW F-6100
VLVBB120 | KENNEDY VALVE 4571
VLVBB120 | M&H 4067
VLVBB120 | MUELLER A2360, A2361
VLVBB120 | US PIPE 250
VLVBB140 | AMERICAN FLOW CONTROL 2500 SERIES
VLVBB140 | AMERICAN RD D100
VLVBB140 | AVK SERIES 45
VLVBB140 | CLOW F-6100
VLVBB140 | KENNEDY VALVE 4571
VLVBB140 | M&H 4067
VLVBB140 | MUELLER A2360, A2361
VLVBB140 | US PIPE 250
VLVBB150 | AMERICAN FLOW CONTROL 2500 SERIES
VLVBB150 | AMERICAN RD D100
VLVBB150 | AVK SERIES 45
VLVBB150 | CLOW F-6100
VLVBB150 | KENNEDY VALVE 4571
VLVBB150 | M&H 4067
VLVBB150 | MUELLER A2360, A2361
VLVBB150 | US PIPE 250
VLVBB160 | AMERICAN FLOW CONTROL 2500 SERIES
VLVBB160 | AMERICAN RD D100
VLVBB160 | AVK SERIES 45
VLVBB160 | CLOW F-6100
VLVBB160 | KENNEDY VALVE 4571
VLVBB160 | M&H 4067
VLVBB160 | MUELLER A2360, A2361
VLVBB160 | US PIPE 250
VLVBB170 | AFC 2500
VLVBB170 | M & H / CLOW F6100 / 4067-01
VLVBB230 | HAMMOND IB638
VLVBB230 | HAMMOND IB646
VLVBB230 | NIBCO T-133
VLVBB230 | NIBCO T-136
VLVBB230 | STOCKHAM VALVES AND FITTINGS B130
VLVBB230 | STOCKHAM VALVES AND FITTINGS B131
VLVBB240 | HAMMOND IB638
VLVBB240 | HAMMOND IB646
VLVBB240 | NIBCO T-113-LF 1"
VLVBB240 | NIBCO T-133
VLVBB240 | NIBCO T-136
VLVBB240 | STOCKHAM VALVES AND FITTINGS B130
VLVBB240 | STOCKHAM VALVES AND FITTINGS B131
VLVBB250 | HAMMOND IB638
VLVBB250 | HAMMOND IB646
VLVBB250 | NIBCO T-113-LF 1-1/4"
VLVBB250 | NIBCO T-133
VLVBB250 | NIBCO T-136
VLVBB250 | STOCKHAM VALVES AND FITTINGS B130
VLVBB250 | STOCKHAM VALVES AND FITTINGS B131
VLVBB260 | HAMMOND IB638
VLVBB260 | HAMMOND IB646
VLVBB260 | NIBCO T-113-LF 1-1/2"
VLVBB260 | NIBCO T-133
VLVBB260 | NIBCO T-136
VLVBB260 | STOCKHAM VALVES AND FITTINGS B130
VLVBB260 | STOCKHAM VALVES AND FITTINGS B131
VLVBB270 | HAMMOND IB638
HAMMOND IB646
MILWAUKEE VALVE 1140
NIBCO T-113-LF 2"
NIBCO T-133
NIBCO T-136
STOCKHAM VALVES AND FITTINGS B130
STOCKHAM VALVES AND FITTINGS B131
VLVBB300 | AMERICAN FLOW CONTROL 2500
VLVBB300 | CLOW 3-F6102
VLVBB300 | M & H 3-4067-02
VLVBB300 | MUELLER 3-A2360-6
VLVBB305 | AMERICAN FLOW CONTROL 2500
VLVBB305 | CLOW 4-F6102
VLVBB305 | M & H 4-4067-02
VLVBB305 | MUELLER 4-A2360-6
VLVBB310 | AFC 6-2500
VLVBB310 | CLOW 6-F6102
VLVBB310 | M & H 6-4067-02
VLVBB310 | MUELLER 6-A2360-6
VLVBB315 | AMERICAN FLOW CONTROL 2500
VLVBB315 | CLOW 8-F6102
VLVBB315 | M & H 8-4067-02
VLVBB315 | MUELLER 8-A2360-6
VLVBB320 | AMERICAN FLOW CONTROL 2500
VLVBB320 | CLOW 10-F6102
VLVBB320 | M & H 10-4067-02
VLVBB320 | MUELLER 10-A2360-6
VLVCC500 | EZFLO 20183
VLVCC500 | KEYSTONE/PRATT 1122
VLVCC500 | NIBCO 46U
VLVCC700 | ARI D-025-P (V)
VLVCC700 | ARI DO25TP02
VLVCC700 | G.A. INDUSTRIES 91020942F
VLVCC700 | VALMATIC 802BWSS
VLVDD007 | FORD B61-444W-NL
VLVDD007 | FORD B61444W
VLVDD007 | MUELLER B25196
VLVDD009 | A.Y. MCDONALD 4113-145
VLVDD009 | FORD F1600-4-NL
VLVDD009 | MUELLER B-20045
VLVDD009 | MUELLER H-10045
VLVDD012 | FORD FB1600-7
VLVDD012 | FORD FB16007
VLVDD115 | FORD F1100
VLVDD115 | FORD F1100-4-NL
VLVDD115 | FORD FB-1000
VLVDD115 | MCDONALD 4704-22
VLVDD115 | MCDONALD 4704T
VLVDD120 | FORD FB-1000-4
VLVDD120 | FORD FB-1000-6
VLVDD120 | FORD FB1000-6-NL
VLVDD127 | FORD FB-1100-6-NL
VLVDD140 | FORD FB1000-7
VLVDD140 | FORD FB1000-7-NL
VLVDD140 | MCDONALD 4701-22
VLVDD140 | MCDONALD 4701-TOR
VLVDD140 | MCDONALD 4701B-22FT
VLVDD140 | MUELLER FB-1000
VLVDD140 | MUELLER H-25028
VLVDD147 | FORD FB1100-7-NL
VLVDD160 | FORD F1000
VLVDD160 | FORD F1000-3
VLVDD160 | FORD F1000-3-NL
VLVDD160 | MCDONALD 4701-22
VLVDD160 | MCDONALD 4701-T
VLVDD160 | MUELLER 15008
VLVDD170 | FORD F1000
VLVDD170 | FORD F1000-4
VLVDD170 | FORD F1000-4-NL
VLVDD170 | MCDONALD 4701-221
VLVDD170 | MCDONALD 4701-T
VLVDD200 | A.Y. MCDONALD 73121B 1?"
VLVDD200 | FORD FB800-6-NL
VLVDD200 | MCDONALD 73121B 1??
VLVDD200 | MUELLER B-20003N
VLVDD210 | FORD FB800-7
VLVDD210 | FORD FB800-7-NL
VLVDD210 | MUELLER H-10003
VLVDD300 | FORD ZVC-1W
VLVDD300 | FORD ZVC-1W-NL
VLVDD300 | MUELLER H-15166
VLVDD304 | FORD B41-333W
VLVDD304 | FORD B41-333W-NL
VLVDD304 | MCDONALD 6102-22W
VLVDD304 | MCDONALD 6102TW
VLVDD310 | FORD ZVC-3W
FORD ZVC-3W-NL
VLVDD314 | FORD B41-444W
VLVDD314 | FORD B41-444W-NL
VLVDD314 | FORD B41-44W
VLVDD314 | MCDONALD 6102TW
VLVDD314 | MCDONALD 6102W-221
VLVDD320 | FORD B41-666W
VLVDD320 | FORD B41-666W-NL
VLVDD320 | MCDONALD 6102-22W
VLVDD320 | MCDONALD 6102-TW
VLVDD404 | FORD B11-333W
VLVDD404 | FORD B11-333W-NL
VLVDD404 | MCDONALD 6101-W
VLVDD414 | FORD B11-444W
VLVDD414 | FORD B11-444W-NL
VLVDD414 | MCDONALD 6101-W
VLVDD420 | FORD B11-666W
VLVDD420 | FORD B11-666W-NL
VLVDD420 | MCDONALD 6101W
VLVDD500 | FORD B11-777W
VLVDD500 | FORD B11-777W-NL
VLVDD500 | MCDONALD 6101W
VLVDD562 | FORD B41-777W
FORD B41-777W-NL
MCDONALD 6102-22W
MCDONALD 6102TW
VLVDD580 | FORD 3710BRW4144W
VLVEE120 | Per Description
VLVEE130 | Per Description
VLVFF000 | EAST JORDON IRON WORKS 85501922
OPELIKA FOUNRDY 4905 (SIZE 18) (HD)
RUSSCO VB2612X
SIGMA VB2612X
STAR PIPE PRODUCTS VB461S
TYLER PIPE 461-SH (HD)
U.S. FOUNDRY 7500 (HD)
VLVFF010 | RUSSELL PIPE C2603
SIGMA VB-2603
STARR VBR - 3
VLVGG845 | OPELIKA FOUNRDY 4905(18) (HD)
RUSSCO VB 26005 (HD)
STAR PIPE PRODUCTS VB 461 SHD
TYLER PIPE 461-SH (HD)
U.S. FOUNDRY 7500 (HD)
VLVGG850 | EAST JORDON IRON WORKS 6800
OPELIKA FOUNRDY 4905 (HD)
SIGMA VB2600
STAR PIPE PRODUCTS VBLIDHD
TYLER PIPE 461-SH (HD)
U.S. FOUNDRY 7500 (HD)
VLVGG855 | TYLER PIPE 458975
WPTAA010 | Per Description
WPTAA130 | Per Description
WPTAA140 | Per Description
WPTAA160 | COMPLETE DEWATERING AND WELL P/N
WPTAA180 | Per Description
WPTAA210 | Per Description
WPTAA440 | Per Description
BDMAA630 | CMP AQUA PLUG 45
BDMAA636 | CHEMMASTERS CHEMPLUG "F"
BFPAA020 | WATTS REGULATOR LF909-QT
BFPAA070 | WILKINS 375AOSY
CLPBB020 | SMITH-BLAIR INC. 274-00000690-000
CLPBB040 | SMITH-BLAIR INC. 274-00001110-000
CLPDD500 | FORD FS1-785-12
CLPDD500 | FORDFLEX F1-785 X 12.5
CLPDD500 | SMITH-BLAIR INC. 226-074512-000
CLPEE075 | SMITH BLAIR 226001030120005
CLPEE950 | FORD FS3
CLPEE950 | SMITH-BLAIR INC. 263-00159215-000
CLPNN200 | SMITH-BLAIR INC. 313-00101013-000
CLPQQ215 | SMITH BLAIR 317-00143214-000
CLPQQ239 | SMITH BLAIR 366-00384614-000
ELMCM955 | COPPER HEAD INDUSTRIES SOLOSHOT-1230BHS500
ELMCM955 | PRO-LINE SAFETY PRODUCTS CO. PROTRACE-744120232
ELNSP603 | HYDROMATIC PUMP SP40A1
FTGBK053 | STAR PIPE PRODUCTS ORDER BY DESCRIPTION
FTGBK053 | TYLER PIPE ORDER BY DESCRIPTION
FTGBK053 | U.S. PIPE ORDER BY DESCRIPTION
FTGBK065 | STAR PIPE PRODUCTS ORDER BY DESCRIPTION
FTGBK065 | TYLER PIPE ORDER BY DESCRIPTION
FTGBK065 | U.S. PIPE ORDER BY DESCRIPTION
FTGBK105 | STAR PIPE PRODUCTS ORDER BY DESCRIPTION
FTGBK105 | TYLER PIPE ORDER BY DESCRIPTION
FTGBK105 | U.S. PIPE ORDER BY DESCRIPTION
FTGBK145 | STAR PIPE PRODUCTS ORDER BY DESCRIPTION
FTGBK145 | TYLER PIPE ORDER BY DESCRIPTION
FTGBK145 | U.S. PIPE ORDER BY DESCRIPTION
FTGBK306 | HYDRA-STOP 210621000-250-CS
FTGBK572 | POWERSEAL CORP. 3490MJ
FTGBK730 | FORD FTSS178008
FTGCA270 | FERNCO 1002-1515
FTGCA300 | FERNCO 1001-2121
FTGDD120 | OATEY CO. 31105
FTGDY225 | SIGMA PWPF-C10
FTGDY225 | STAR PRC1210
FTGDY225 | UNIFLANGE 1360
HDWCP112 | ROMAC INDUSTRIES SC-35
HDWCP200 | ROCKWELL INTERNATIONAL 226-09100012
HDWCP200 | SMITH-BLAIR INC. 226-100012
HFIAQ009 | AEROQUIP 1AA4FJ4
HFIBI005 | JONES MANUFACTURING CO. HB75
HFIBI005 | NIBCO QT54X
HFIBI005 | STERLING PRODUCTS 073-334
HFINA240 | DIXON VALVE & COUPLING 4PS4-B
HFINI040 | BANDIT E702
HFINI040 | DIXON ST-10
HFINI040 | MOON 225, 1"HOSE
HSEBB110 | EVER-TITE E
HSEBB175 | EVER-TITE D
HYDBB053 | CLOW R-1620652
HYDFF040 | WATEROUS WB67
HYDFF050 | WATEROUS WB67 #K528
HYDFF060 | HYDRANT REPAIR PARTS INC HRPI-S-W528
HYDFF060 | WATEROUS WB67 #K525
HYDGG212 | M & H 441129-12"
INDPG318 | ASHCROFT 25-1009AW-02L XLL-XLJ 0/200PSI
INDPG318 | SWAGELOK PGI-63C-PG160-LAOX
INDPG318 | WIKA 9833565
METLK010 | INNER-TITE M-0049
MHLDB008 | DURAN INC. B8DB
MHLSE004 | CANUSA WS-12-50
MHLSE012 | CANUSA CLS-6
MHLSE014 | CANUSA CLS-12
MTEHX027 | HIGHFIELD MANUFACTURING CO. 93210130
PIPSS002 | SANDVIK BY DESCRIPTION
PIPSS002 | TULL METALS BY DESCRIPTION
PIPUH001 | EDGEN MURRAY CORP 12" X 20' ULTRA 600
PMPAD920 | MYERS PUMP MS50PV10
PMPAD920 | MYERS PUMP MSCI50V20
PPEPV030 | JM EAGLE ORDER BY DESCRIPTION
PPEPV050 | JM EAGLE ORDER BY DESCRIPTION
PPEPV070 | JM EAGLE ORDER BY DESCRIPTION
PUMSU020 | MYERS PUMP DS50-P1
PUMSU021 | LITTLE GIANT HT-10EN-CIA-FS
TEMHE017 | CHROMALOX SCB-50-253809
TLSFF980 | STANLEY - PROTO INDUSTRIAL TOO 5428
TLSQQ537 | MUELLER 507633
TLSUU661 | FORD DMA1-7
TLSUU709 | FORD DMA-67
TUFACB01 | JAMES C. WHITE TB SS-4250x0.75
TUFACN01 | JAMES C. WHITE WNSS4250
TUFTC020 | CERRO COPPER PRODUCTS CO. 38687
TUFTC020 | GORMAN 0400-540
TUFTC020 | HALSTEAD K60-1/2"
TUFTC020 | MUELLER KS03100
TUFTC020 | WOLVERINE RF-12
VALBA016 | APOLLO VALVES 70-102
VALBA016 | WATTS LFB6080G2 3/8
VALBA020 | APOLLO VALVES 70-106
VALBA020 | WATTS REGULATOR B-6000 1 1/4
VALBA105 | CHEMTROL U51TB-V-2
VALGL063 | CONVAL 0.75-14G2J-F22
VALPL054 | XOMOX CORP. OBD
VALPN001 | R.F. TECHNOLOGIES BS1 P150-553SYX EPDM or BSI P6
VALSA025 | CONSOLIDATED SAFETY VALVE 19110HCF-2-CC-MS-33-FT-FT-LA
VALSL304 | CONTROMATICS BMS1N
VLPRF007 | RF VALVE NR3-150-3C
VLVAA850 | GRINNELL 3300
VLVAA850 | NIBCO T-413-B
VLVAA850 | STOCKHAM VALVES AND FITTINGS B-345
VLVAA850 | WATTS EDP CVY
VLVBB180 | AFC 2520
VLVBB180 | M&H 4067-01
VLVBB280 | HAMMOND IB638
VLVBB280 | HAMMOND IB646
VLVBB280 | NIBCO T-133
VLVBB280 | NIBCO T-136
VLVBB280 | STOCKHAM VALVES AND FITTINGS B130
VLVBB280 | STOCKHAM VALVES AND FITTINGS B131
ADCPR002
BDMAA125
BFPAA050
CHLGG204
CLPDD300
CLPDD700
CLPEE100
CLPEE650
CLPGG100
CLPJJ900
CLPKK900
CLPLL100
CLPLL200
CLPLL700
CLPMM200
CLPMM400
CLPNN100
CLPNN300
CLPNN600
CLPPP000
CLPPP200
CLPQQ012
CLPQQ126
FTGAE115
FTGAE200
FTGAE300
FTGAE510
FTGAE600
FTGAE610
FTGAE620
FTGBB287
FTGBK308
FTGBK312
FTGBU390
FTGBU400
FTGBY010
FTGBY020
FTGBY030
FTGBY040
FTGBY050
FTGBY060
FTGBY070
FTGBY210
FTGBY220
FTGBY230
FTGBY240
FTGBY250
FTGBY260
FTGCA410
FTGCZ110
FTGCZ120
FTGCZ130
FTGCZ210
FTGCZ230
FTGCZ310
FTGCZ320
FTGCZ330
FTGCZ410
FTGCZ420
FTGCZ430
FTGDD130
FTGDU203
FTGDU214
FTGDU226
FTGDU238
FTGDU240
FTGDU256
FTGDU310
FTGDU315
FTGDU320
FTGDU325
FTGDU330
FTGDU335
FTGDW500
FTGDW600
FTGDY060
FTGDY080
FTGDY100
FTGDY200
FTGEE003
FTGEE010
FTGEE012
FTGEE040
FTGEE050
FTGIP000
GAGAA060
GAGAA070
GKTAA700
HYDAA126
HYDAA135
HYDAA150
HYDEE130
HYDGG224
MHLAA150
MHLAA155
MTEAA210
MTEAA220
MTEAC010
MTEAC020
MTEAC030
MTEAC040
MTEAC050
MTEAC080
MTEAC086
MTEBB010
MTEBB020
MTEBB030
MTEBB070
MTEBB080
MTEBB085
MTEBB130
MTEBB140
MTEBB160
MTEBB180
MTEBB190
MTECC010
MTECC020
MTECC035
MTECC410
MTECC430
MTECC435
MTECC445
MTECC470
MTECC483
MTECD100
MTECD205