## Appendix A Response Workbook (hidden)
075-17 BAFO Appendix A Reponse Workbook for Pole Line Hardware for JEA Inventory Stock
Vendor Name:
Instructions: Insert the requested information in the green highlighted sections. Only the approved manufacturers and part numbers specified in columns E and F will be accepted at the time bids are due. If there is no information provided for the manufacturers and part numbers, the item is to be quoted by description. The lead time listed in Column K must be the number of calendar days after receipt of order that JEA will receive the material, not the number of days to ship. This should be a specific number of days, do not quote a range. If there are any comments needed, list them in Column M. Any blanks left on the workbook will be considered to be a "no bid."
Warehouse Location | JEA Item Id | Item Description | UOM Code | Approved Manufacturers | Approved MFG Part Number | Quoted MPNs | Estimated 5 Year Usage | Unit Price | Bid Price | Lead Time: In Calendar Days After Receipt of Order | Standard Order Quantities (if applicable) | Comments
CSC Stores | ADCMI004 | LUBRICANT, CABLE PULLING, PACKED IN (10) ONE-HALF (1/2) GL POLY BAGS AND ASSEMBLED IN A 5 GL PAIL,( 1 EACH = 10 - 1/2 GL BAGS IN A 5 GL PAIL) EXPIRATION DATE MUST APPEAR ON EACH INDIVIDUAL ITEM | EA | AMERICAN POLYWATER CORP. ARNCO INC. CONDUX LPS LABORATORIES RAINBOW | J-110 HL-F200-BPHS 80875-10 61110-LUBRICANT 8288 |  | 216 |  | 0
CSC and NGS Stores | ADCMI005 | SEALANT, DUCT SEAL, 5-POUND BAG, ** PRICED BY THE POUND **, ** ISSUE BY THE POUND IN 5 POUND INCREMENTS. ** | LB | ANDERSON ARNCO INC. DUCKSEAL INTER-CHEMICAL ITT/WEAVER JOHN MANVILLE | DSC-5 S 50 1-6 10DSG5 PERMAGUM DX5 DUX-SEAL |  | 670 |  | 0
CSC Stores | ADCMI007 | COMPOUND, INHIBITOR, 4-OZ SQUEEZE BOTTLE | EA | BURNDY CORP. ELECTRICAL SPECIALTY PRODUCTS ITT BLACKBURN KEARNEY UTILCO | PENA 13-4 I-4 CTB 30584-1 DE-OX |  | 3521 |  | 0
CSC Stores | ADCVF001 | COMPOUND, VOID FILLING, 1 LB TUBE | EA | ALCOA | 0812000 |  | 166 |  | 0
CSC Stores | ADPCA002 | ADAPTER, CABLE, 25 KV, 350 MCM ALUMINUM CABLE | EA | COOPER POWER SYSTEMS ELASTIMOLD HUBBELL POWER SYSTEMS, INC. ITT BLACKBURN | CA625EE 655CA-L1 625CAL TA65CJA |  | 13 |  | 0
CSC Stores | ADPCG002 | ADAPTER, CABLE GUARD, 4" X 3" | EA | CUSTOM PLASTICS, INC. ELECTRICAL MATERIALS CO. | CPI-94300 PEAD3-4P |  | 170 |  | 0
CSC Stores | ADPCG003 | ADAPTER, CABLE GUARD, UP TO 6" CONDUIT TO 5" RISER | EA | ELECTRICAL MATERIALS CO. | PEAD5-6P |  | 118 |  | 0
CSC Stores | ADPCG004 | ADAPTER, CABLE GUARD, VENTILATOR FITTING SIZE 2" / 3" X 4" | EA | ELECTRICAL MATERIALS CO. | PEAD2-6V |  | 341 |  | 0
CSC Stores | ADPCG006 | ADAPTER, CABLE GUARD, VENTILATOR FITTING SIZE 6" X 6" | EA | ELECTRICAL MATERIALS CO. | PEAD6-6V |  | 5 |  | 0
CSC Stores | ADPCG007 | ADAPTER, CABLE GUARD, VENTILATOR FITTING SIZE 6" X 8" | EA | ELECTRICAL MATERIALS CO. | PEAD6-8PV |  | 8 |  | 0
CSC Stores | ADPCN001 | ADAPTER, TRANSFORMER CONNECTOR, BOLTED, USED WITH ITEM "CNNTS002", 5/8"-1" | EA | CONNECTOR MANUFACTURING CO. ELECTRICAL SPECIALTY PRODUCTS PLP POLARIS UTILCO | CMC-AD158 RA158 RA158 PTA1000 A6600 |  | 675 |  | 0
CSC Stores | ADPCT001 | ADAPTER, CLAMP-TOP, CONVERT 2-HOLE BLADE TO CLAMP-TOP POST TO BE USED WITH 69KV, AND 138KV SYNTHETIC POST INSULATORS. (STD PKG IS 25 EACH) | EA | CONTINENTAL ELECTRIC OHIO BRASS | PITA-250 271630-3001 |  | 88 |  | 0
CSC Stores | ADPPI001 | HORIZONTAL LINE POST ADAPTOR PLATE TO PREVENT CONDUCTOR FROM CONTACTING INSULATOR SHEDS. | EA | BETHEA POWER PRODUCTS | C-7689-1 |  | 71 |  | 0
CSC Stores | ADPTU001 | ADAPTER, TRUNNION, ALUMINUM, 2800# RATED STRENGTH | EA | RELIABLE POWER PRODUCTS | AD-P |  | 153 |  | 0
CSC Stores | ANCEX002 | EXTENSION, ANCHOR, GALVANIZED, 1-1/2" SQ SHAFT SIZE X 3-1/2' LENGTH, MULTI-HELIX TYPE, SHIP ON OPEN FLATBED ONLY! | EA | ALLIED CHANCE JOSLYN HI-VOLTAGE CORP. MACLEAN POWER SYSTEMS | 3560 12655 J23378.3 D-6616-U |  | 937 |  | 0
CSC Stores | ANCEX003 | EXTENSION, ANCHOR, GALVANIZED, 1-1/2" SQ SHAFT SIZE X 5' LENGTH, MULTI-HELIX TYPE, SHIP ON OPEN FLATBED ONLY! | EA | ALLIED CHANCE JOSLYN HI-VOLTAGE CORP. MACLEAN POWER SYSTEMS | 3561 12656 J23378.5 D-6620-U |  | 3000 |  | 0
CSC Stores | ANCMS002 | ANCHOR, SCREW, MULTI-HELIX, 10"/11.3" X 5' X 1-1/2" SQUARE SHAFT, WITH TRIPLEYE AND COUPLING ASSEMBLY "ATTACHED" HOT DIPPED GALVANIZED, SHIP ON OPEN FLATBED ONLY! | EA | ALLIED BOLT, INC. CHANCE MACLEAN POWER SYSTEMS | 3582+3567 12654-3EJ D-6634-TU |  | 845 |  | 0
CSC Stores | ANCMS003 | ANCHOR, SCREW, MULTI-HELIX, 10"/11.3"/ 13.5" HELIX DIA X 7-1/2' LENGTH X 1-1/2" SQUARE SHAFT WITH TRIPLEYE AND COUPLING "ATTACHED" HOT DIPPED GALVANIZED, SHIP ON OPEN FLATBED ONLY! | EA | ALLIED CHANCE DIXIE ELECTRIC JOSLYN HI-VOLTAGE CORP. | 3555 12654-3EJN D-6637-TU J23383CA.3 |  | 125 |  | 0
CSC Stores | ANCSA001 | ANCHOR, SLEEVE, ACORN HEAD, SLEEVE ANCHOR SYSTEM, ANCHOR PROGRAM ACORN HEAD BIT DIA. = 1/4", ANC. LG. = 2-1/4" | EA | HILTI CORP. | 336233 |  | 1528 |  | 0
CSC Stores | ANCSD001 | ANCHOR, CONCRETE, STAINLESS STEEL TRUBOLT TYPE 304, 1/2" DIA - 13 THREADS/INCH, 2-1/4 INCH THREAD LENGTH, OVERALL LENGTH 3-3/4" | EA | ITW RAMSET | WW1236 |  | 5762 |  | 0
CSC Stores | ANCSS002 | ANCHOR, SCREW, SINGLE-HELIX, GALVANIZED 10" X 8' X 1-1/4", SHIP ON OPEN FLATBED ONLY! | EA | ALLIED CHANCE KNIGHT MACLEAN POWER SYSTEMS MC GRAW EDISON UTILITIES SERVICE | 1169 10148 GSA5496-10 J6550WCA DA4N2 C10148 |  | 2098 |  | 0
CSC Stores | ANCST001 | ANCHOR, STUD, 1/4" STUD SIZE | EA | ITW RAMSET ITW RAMSET PHILLIPS LIGHTING STAR | 1084314918011 - JS14H WS14-22 JS-14H 3815-22000 |  | 27941 |  | 0
CSC Stores | ANCST002 | ANCHOR, STUD, 1/2" STUD SIZE | EA | AJAX MAGNETHERMIC CORP. - ELEC ITW RAMSET PHILLIPS STAR | JS-12H JS-12H JS-12H 3835-42000 |  | 253 |  | 0
CSC Stores | ANCST003 | SCREW, TAPCON MAXI--SET SCREW ANCHORS, 1/4 X 1 3/4" , HEX HEAD, ULTRA SHIELD CORROSION RESISTANCE. ( I EACH = I BOX OF 100 ) | EA | ILLINOIS TOOL WORKS | 3383100 |  | 375 |  | 0
CSC Stores | ANCST004 | SCREW, TAPCON MAXI--SET SCREW ANCHORS, 1/4 X 2 1/4" , HEX HEAD, ULTRA SHIELD CORROSION RESISTANCE. ( I EACH = I BOX OF 100 ) | EA | ILLINOIS TOOL WORKS | 3295000 |  | 608 |  | 0
CSC Stores | ARMST012 | ARM, STEEL SHIELD, GAIN BASE 14" HOLE SPACING "SUPPLIED WITH 9/16" HOLE IN LINE END BRACKET FOR MOUNTING OF GROUNDING PROVISIONS", SHIP ON OPEN FLATBED ONLY! | EA | CONTINENTAL ELECTRIC HUGHES BROTHERS | 2016B6.5B36GG 4020BB6.5EL33G |  | 65 |  | 0
CSC Stores | ARREL001 | ARRESTER, ELBOW, 21 KV, METAL OXIDE VARRISTER | EA | COOPER POWER ELASTIMOLD ELASTIMOLD HUBBELL MACLEAN POWER SYSTEMS | 3238019C21M 273ESA-21 273ESA211BX 225ELA21 8132B0021J001 |  | 1493 |  | 0
CSC Stores | ARREL002 | ARRESTER, ELBOW, 9 KV, 13.2KV CLASS, MOV LOADBREAK | EA | COOPER POWER ELASTIMOLD HUBBELL | 3238019C09M 273ESA-10 225ELA10 |  | 24 |  | 0
CSC Stores | ARREL003 | ARRESTER, ELBOW, 3KV, MCOV FOR 2.4/4.16Y NORMAL, 25KV ANSI/IEEE INTERFACE | EA | COOPER POWER ELASTIMOLD HUBBELL | 3238019C03M 273ESA-3 225ELA03 |  | 28 |  | 0
CSC Stores | ARRLI001 | ARRESTER, LIGHTNING, 3 KV, DISTRIBUTION CLASS (MOV) WITHOUT MOUNTING BRACKET, 2.4/4.16 NOMINAL VOLTAGE | EA | COOPER POWER SYSTEMS GENERAL ELECTRIC CO. MACLEAN POWER SYSTEMS OHIO BRASS | UHS03030B1A1A1A 9L23AXX403XHS ZHP003-0000000-0L 213703-7214 |  | 635 |  | 0
CSC Stores | ARRLI002 | ARRESTER, LIGHTNING, 10 KV, DISTRIBUTION CLASS (MOV) WITHOUT MOUNTING BRACKET, 7.62/13.2Y NOMINAL VOLTAGE | EA | COOPER POWER SYSTEMS GENERAL ELECTRIC CO. MACLEAN POWER SYSTEMS OHIO BRASS | UHS10050B1A1A1A 9L23AXX410XHS ZHP010-0000000-0L 213709-7214 |  | 369 |  | 0
CSC Stores | ARRLI003 | ARRESTER, LIGHTNING, 18 KV, DISTRIBUTION CLASS AND RISER POLE (MOV) WITHOUT MOUNTING BRACKET, 15.2/26.4Y NOMINAL VOLTAGE | EA | COOPER POWER SYSTEMS | URT18090B1A1A1A |  | 34774 |  | 0
CSC Stores | ARRLI008 | ARRESTER, LIGHTNING, 3 KV, RISER POLE (MOV) 2.4 / 4.16 NOMINAL VOLTAGE, WITHOUT MOUNTING BRACKET, WITH ANIMIAL GUARD (JEA SPECIFICATION REQUIRED) | EA | GENERAL ELECTRIC CO. MACLEAN POWER SYSTEMS OHIO BRASS | 9L27HXX403XHS ZRP003-0000000 221603-7214 |  | 371 |  | 0
CSC Stores | ARRLI011 | ARRESTER, LIGHTNING, 10 KV, RISER POLE (MOV) 7.62 / 13.2Y NOMINAL VOLTAGE, WITHOUT MOUNTING BRACKET, (JEA SPECIFICATION REQUIRED) | EA | COOPER POWER SYSTEMS GENERAL ELECTRIC CO. MACLEAN POWER SYSTEMS OHIO BRASS | URT10050B1A1A1A 9L27HXX010XHS ZRP010-0000000 221609-7214 |  | 460 |  | 0
CSC Stores | ARRLI013 | ARRESTER, LIGHTNING, 21 KV, FOR INSTALLATION IN SWITCHGEAR 15.2/26.4Y NOMINAL VOLTAGE | EA | CKE INC. COOPER POWER SYSTEMS GENERAL ELECTRIC CO. MACLEAN POWER SYSTEMS OHIO BRASS | CK10W-21/59.5 UHS21090B0D0A1A 9L23AXX021XHS ZHP021-3000003 213717-7202 |  | 243 |  | 0
CSC Stores | ARRST011 | **TESTING REQUIRED** ARRESTER, SURGE, STATION CLASS, RATED 10 KV, RATED 8.4 KV MCOV, POLYMER CONSTRUCTION FOR SUBSTATION 13.2 TRANSFORMERS & BUS AND PIPE-TYPE TERMINATIONS ***MUST COMPLY WITH IEEE STANDARD C62.11-1993*** | EA | ABB POWER T & D COOPER POWER SYSTEMS GENERAL ELECTRIC CO. OHIO BRASS | Q010SA008B UHAA010008A1045A11 9L11XPA010S 314009-3001 |  | 10 |  | 0
CSC Stores | ARRST017 | **TESTING REQUIRED** ARRESTER, SURGE, STATION CLASS, RATED 21 KV, RATED 17 KV MCOV, POLYMER CONSTRUCTION, FOR SUBSTATION 26 KV TRANSFORMERS, BUSES, & PIPE-TYPE TERMINATIONS, ***MUST COMPLY WITH IEEE STANDARD C62.11-1993***, (3 EA P/PHASE) | EA | ABB POWER T & D COOPER POWER SYSTEMS GENERAL ELECTRIC CO. OHIO BRASS | Q021SA017A UHAA021017A1845A11 9L11XPA021S 314017-3001 |  | 72 |  | 0
CSC Stores | ARRST089 | **TESTING REQUIRED** ARRESTER, SURGE, STATION CLASS, RATED 108 KV, RATED 84 KV BIL MCOV, POLYMER CONSTRUCTION FOR SUBSTATION 138 KV TRANSFORMERS & BUS AND PIPE-TYPE TERMINATIONS ***MUST COMPLY WITH IEEE STANDARD C62.11-1993*** | EA | ABB POWER T & D COOPER POWER SYSTEMS GENERAL ELECTRIC CO. OHIO BRASS | Q108SA084A UHAA108084A6045A11 9L11XPA108S 314084-3001 |  | 32 |  | 0
CSC Stores | ARRST145 | **TESTING REQUIRED** ARRESTER, SURGE, STATION CLASS, RATED 180 KV, RATED 144 KV MCOV, POLYMER CONSTRUCTION FOR SUBSTATION 230 KV TRANSFORMERS, BUS AND PIPE-TYPE TERMINATIONS. ***MUST COMPLY WITH IEEE STANDARD C62.11-1993*** | EA | ABB POWER T & D COOPER POWER SYSTEMS OHIO BRASS | Q180SA144B USAA180144A8645A11 314144-3001 |  | 28 |  | 0
CSC Stores | BALFI007 | BALL FITTING, TYPE Y-CLEVIS, 30000# ULTM STRENGTH, NEMA HDWH 52-3, STANDARD GALVANIZED | EA | ANDERSON BETHEA NATIONAL BREWER TITCHENER CORP. CONTINENTAL ELECTRIC FLAGG (MIF) JOSLYN HI-VOLTAGE CORP. LAPP LINDSEY MC GRAW EDISON RELIABLE POWER PRODUCTS | YBC-30 YCB-65A 3030HT YCB-30-5 13202F L1386HT 7595 3089 WBT3030HT YCB-65 |  | 836 |  | 0
CSC Stores | BAYSW003 | BAYONET, SHIELD WIRE, CORNER, 40" LENGTH | EA | ADVANCED STEEL FABRICATION ATLAS POWER PRODUCTS CONTINENTAL ELECTRIC DIVERSIFIED PRODUCTS MFG CO. DIXIE ELECTRIC FABRICATED METALS HUGHES BROTHERS JOSLYN HI-VOLTAGE CORP. UNITED UTILITY PRODUCTS UNIVERSAL ELECTRIC | ASF-D03 APP-15 SF-CB-40 V-930 L-1311 SB-40 B2214.2B J26366 UUP-221 B-1098 |  | 1068 |  | 0
CSC Stores | BAYSW004 | BAYONET, SHIELD WIRE, STRAIGHT 40" LENGTH | EA | ADVANCED STEEL FABRICATION ATLAS POWER PRODUCTS CONTINENTAL ELECTRIC DIVERSIFIED PRODUCTS MFG CO. DIXIE ELECTRIC FABRICATED METALS JOSLYN HI-VOLTAGE CORP. UNITED UTILITY PRODUCTS UNIVERSAL ELECTRIC | ASF-D01 APP-20 SF-SB-40 V-931-40 L-1313 SWBX-40-2 J26367.1 UUP-226 B1249 |  | 2528 |  | 0
CSC Stores | BKTAC001 | BRACKET, ARRESTER & CUTOUT, SINGLE MOUNT | EA | ACTION MANUFACTURING ADVANCED STEEL FABRICATION ATLAS POWER PRODUCTS CONTINENTAL ELECTRIC DIVERSIFIED PRODUCTS MFG CO. FABRICATED METALS JOSLYN HI-VOLTAGE CORP. UNIVERSAL ELECTRIC | UUP-220 ASF-D08 APP-53 SF-CA-10.25-66 V-929 ACB-10X J25881 B-1099 |  | 2191 |  | 0
CSC Stores | BKTAC002 | BRACKET, ARRESTER & CUTOUT, TRIPLE MOUNT | EA | ACTION MANUFACTURING ADVANCED STEEL FABRICATION ATLAS POWER PRODUCTS CONTINENTAL ELECTRIC DIXIE ELECTRIC DIXIE ELECTRIC DIXIE METAL PRODUCTS, INC. FABRICATED METALS | UUP-225 ASF-D06 APP-30 SF-EMB-48-12 D-3202-0002 D-5002-0035 1209 3P-CABG-J |  | 378 |  | 0
CSC Stores | BKTAC003 | BRACKET, ARRESTER OR CUTOUT, CROSSARM MOUNTED, SIZE 5-3/4" X 5-3/4" | EA | HUBBELL POWER SYSTEMS, INC. | PSC2060980 |  | 3845 |  | 0
CSC Stores | BKTAC007 | BRACKET, ARRESTER OR CUTOUT, MODIFIED WISHBONE TYPE | EA | ADVANCED STEEL FABRICATION ATLAS POWER PRODUCTS DIXIE METAL PRODUCTS, INC. FABRICATED METALS MACLEAN POWER SYSTEMS UNITED UTILITY PRODUCTS UTILITIES SERVICE | ASF-D04 APP-3155 1217 WCAB-1P-J SF-MB-1018 UUP-215 35936 |  | 978 |  | 0
CSC Stores | BKTAC008 | BRACKET, ARRESTER OR CUTOUT, SINGLE MOUNT, FIBERGLASS WITH RAYCHEM MATERIAL OVER ROD, TYPE: SINGLE PHASE | EA | HUBBELL MACLEAN POWER SYSTEMS MACLEAN POWER SYSTEMS | 1SBHA18TDBSC G1HDA218AA1BC G1HDA218AABC |  | 7808 |  | 0
CSC Stores | BKTAC009 | BRACKET, ARRESTER AND CUTOUT, FIBERGLASS WITH RAYCHEM MATERIAL OVER ROD TYPE: SINGLE PHASE | EA | HUBBELL MACLEAN POWER SYSTEMS MACLEAN POWER SYSTEMS | 1SBHA19AMTBSC G1HAA619ADBC G1HDA219ADBC |  | 11383 |  | 0
CSC Stores | BKTAC010 | BRACKET, ARRESTER AND CUTOUT, FIBERGLASS WITH RAYCHEM MATERIAL OVER ROD TYPE: THREE PHASE | EA | HUBBELL HUBBELL MACLEAN POWER SYSTEMS | 3SBH5419AMTBSC PSC6532022 G3HAA25419ADBC |  | 3188 |  | 0
CSC Stores | BKTEM001 | BRACKET, EQUIPMENT MOUNT, SINGLE, | EA | ALUMA FORM BARFIELD MANUFACTURING CO. MACLEAN POWER SYSTEMS | TB-EMB-1-P13 BTB-1PA-13/16 MTB-EMB-1 |  | 1072 |  | 0
CSC Stores | BKTEM002 | BRACKET, EQUIPMENT MOUNT, ADAPTER PLATE, | EA | ALUMA FORM CMC/BARFIELD MANUFACTURING MACLEAN POWER SYSTEMS | 1PA BA1PA M1PA |  | 768 |  | 0
CSC Stores | BKTEM003 | BRACKET, EQUIPMENT MOUNT, THREE CABLE TERMINATORS | EA | ALUMA FORM CMC/BARFIELD MANUFACTURING MACLEAN POWER SYSTEMS | 3PA BA3PA M3PA |  | 406 |  | 0
CSC Stores | BKTEM004 | BRACKET, ALUMA-FORM, TO BE USED WITH TRMCA017 | EA | ALUMA-FORM CMC/BARFIELD MANUFACTURING | CS820 BACS820 |  | 47 |  | 0
CSC Stores | BKTFS001 | BRACKET, FIBERGLASS STANDOFF, 2" FIBERGLASS ROD, 18" STANDOFF TO INS BASE ROD COVERED WITH RAYCHEM HEAT-SHRINK MATERIAL, DUCTILE IRON FITTINGS | EA | ATLAS POWER PRODUCTS HUBBELL HYDROCOM INTERNATIONAL MACLEAN POWER SYSTEMS MACLEAN POWER SYSTEMS | APF-9218-EX-JEA 1SBHA18PFSC AD20-S1-18-C-S9 G1HAA618AHSC G1HDA218AHSC |  | 37912 |  | 0
CSC Stores | BKTIN005 | BRACKET, POLE-TOP, DUCTILKE IRON, HOT DIPPED GALVANIZED | EA | CHANCE MACLEAN POWER SYSTEMS | IB3 PTB-66H |  | 43 |  | 0
CSC Stores | BKTLP002 | BRACKET, LINE POST INSULATOR SUPPORT 53 DEGREE ANGLE | EA | ATLAS POWER PRODUCTS CONTINENTAL ELECTRIC | APP-4932 SF-GP-1741 |  | 236 |  | 0
CSC Stores | BKTRE001 | BRACKET, RECLOSURE, JUMPER PIN | EA | ATLAS POWER PRODUCTS UNITED UTILITY PRODUCTS | APP2927 UUP-266 |  | 137 |  | 0
CSC Stores | BKTRP001 | BRACKET, RISER POLE ARRESTER | EA | ADVANCED STEEL FABRICATION ATLAS POWER PRODUCTS DIXIE ELECTRIC FABRICATED METALS MACLEAN POWER SYSTEMS UNITED UTILITY PRODUCTS | ASF-D05 APP-2462 B-1219 RPAB-1P-J SF-AB-1116 UUP-214 |  | 1600 |  | 0
CSC Stores | BKTRP002 | BRACKET, SECONDARY CABLE RISER PER DMD-89 | EA | CONTINENTAL ELECTRIC MACLEAN POWER SYSTEMS | SF-CA-1505 SF-CA-1505 |  | 30 |  | 0
CSC Stores | BKTSM004 | BRACKET, SWITCH MOUNTING, FOR INSTALLING HOOK DISCONNECT SWITCHES ON VERTICAL CONSTRUCTION | EA | ATLAS POWER PRODUCTS CONTINENTAL ELECTRIC UNITED UTILITY PRODUCTS | APP-2895 SF-SMB-1268 UUP-235 |  | 370 |  | 0
CSC Stores | BKTTM001 | BRACKET, TRANSFORMER MOUNTING, SINGLE MOUNT | EA | ACTION MANUFACTURING ATLAS POWER PRODUCTS CONTINENTAL ELECTRIC DIVERSIFIED PRODUCTS MFG CO. DIXIE ELECTRIC DIXIE METAL PRODUCTS, INC. FABRICATED METALS JOSLYN HI-VOLTAGE CORP. UNIVERSAL ELECTRIC | UUP-237 APP-18 SF-TH-19.5-7 V-926 D-0559 B-1220 TH-12 SK298 B-1185 |  | 1600 |  | 0
CSC Stores | BKTTM003 | BRACKET, TRANSFORMER MOUNTING, CLUSTER MOUNT, ADAPTER PLATE-TWO (2) REQUIRED | EA | CHANCE FABRICATED METALS | C211-0012 CTAP-3/8-16 |  | 30 |  | 0
CSC Stores | BOLAN003 | BOLT, ANCHOR, TAPERED, BOLT ALLOY STEEL MASONRY ANCHOR W/CORROSION PROTECTIVE COATING, 3/4" X 5-1/2" FOR INSTALLING SWITCH HANDLES AND GUIDES | EA | ROTANIUM THREADED FASTENERS INC. | 59279 TF29279 |  | 680 |  | 0
CSC Stores | BOLCA002 | BOLT, CARRIAGE, 3/8" X 5", GALVANIZED, W/SQUARE NUT ATTACHED | EA | ALLIED BOLT, INC. ALUMA FORM CHANCE DIXIE ELECTRIC FLORIDA WIRE AND CABLE HUGHES JOSLYN HI-VOLTAGE CORP. MC GRAW EDISON POWERLINE HARDWARE CO. STEEL CITY THREADED FASTENERS INC. | 925 AF8635 8635 D8635 FW8635 BC35-F J8635 DF1C5 P8635 CBG0640 TF8635 |  | 1270 |  | 0
CSC Stores | BOLCA004 | BOLT, CARRIAGE, 1/2" X 7", GALVANIZED, W/SQUARE NUT ATTACHED | EA | ALUMA FORM CHANCE DIXIE ELECTRIC FLORIDA WIRE AND CABLE JOSLYN HI-VOLTAGE CORP. MC GRAW EDISON STEEL CITY THREADED FASTENERS INC. | AF8637 8647 D8647 FW8647 J8647 DF2C7 CBG0856N TF8647 |  | 1050 |  | 0
CSC Stores | BOLDA001 | BOLT, 5/8" X 12", DOUBLE ARMING, GALV. W/4 SQUARE NUTS ATTACHED HOT DIPPED GALV. STEEL, ROLLED THREADS AND CONE POINT PER LATEST ANSI, ASTM, (MUST BE SHIPPED IN STD. BOX QUANTITIES OF 50 EACH) | EA | ALLIED BOLT, INC. ALUMA FORM CHANCE DIXIE ELECTRIC FLORIDA WIRE AND CABLE HUGHES JOSLYN HI-VOLTAGE CORP. MC GRAW EDISON POWERLINE HARDWARE CO. STEEL CITY THREADED FASTENERS INC. UTILITIES SERVICE | 5952 AF8862 8862 D8862 FW8862 TR-612-F J8862 DF2D12 P8862 SC8862BG TF8862 5076 |  | 1850 |  | 0
CSC Stores | BOLDA002 | BOLT, 5/8" X 14", DOUBLE ARMING, GALV. WITH 4 SQUARE NUTS ATTACHED HOT DIPPED GALV. STEEL, ROLLED THREADS AND CONE POINT PER LATEST ANSI, ASTM, (MUST BE SHIPPED IN STD. BOX QUANTITIES OF 50 EACH) | EA | ALLIED BOLT, INC. ALUMA FORM CHANCE DIXIE ELECTRIC FLORIDA WIRE AND CABLE HUGHES JOSLYN HI-VOLTAGE CORP. MC GRAW EDISON POWERLINE HARDWARE CO. STEEL CITY THREADED FASTENERS INC. | 5954 AF8864 8864 D8864 FW8864 TR-614-F J8864 DF2D14 P8864 SC8864BG TF8864 |  | 6100 |  | 0
CSC Stores | BOLDA003 | BOLT, 5/8" X 16", DOUBLE ARMING, GALV. WITH 4 SQUARE NUTS ATTACHED HOT DIPPED GALV. STEEL, ROLLED THREADS AND CONE POINT PER LATEST ANSI, ASTM, (MUST BE SHIPPED IN STD. BOX QUANTITIES OF 25 EACH) | EA | ALLIED BOLT, INC. ALUMA FORM CHANCE DIXIE ELECTRIC FLORIDA WIRE AND CABLE HUGHES JOSLYN HI-VOLTAGE CORP. MC GRAW EDISON POWERLINE HARDWARE CO. STEEL CITY THREADED FASTENERS INC. | 5956 AF8866 8866 D8866 FW8866 TR-616-F J8866 DF2D16 P8866 SC8866BG TF8866 |  | 2800 |  | 0
CSC Stores | BOLDA004 | BOLT, 5/8" X 18", DOUBLE ARMING, GALV. WITH 4 SQUARE NUTS ATTACHED, (MUST BE SHIPPED IN STD. BOX QUANTITIES OF 25 EACH) | EA | ALLIED BOLT, INC. ALUMA FORM CHANCE DIXIE ELECTRIC FLORIDA WIRE AND CABLE HUGHES JOSLYN HI-VOLTAGE CORP. MC GRAW EDISON POWERLINE HARDWARE CO. STEEL CITY THREADED FASTENERS INC. UTILITIES SERVICE | 5958 AF8868 8868 D8868 FW8868 TR-618-F J8868 DF2D18 P8868 SC8868BG TF8868 5079 |  | 5010 |  | 0
CSC Stores | BOLDA005 | BOLT, 5/8" X 20", DOUBLE ARMING, GALV. WITH 4 SQUARE NUTS ATTACHED, (MUST BE SHIPPED IN STD. BOX QUANTITIES OF 25 EACH) | EA | ALLIED BOLT, INC. ALUMA FORM CHANCE DIXIE ELECTRIC FLORIDA WIRE AND CABLE HUGHES JOSLYN HI-VOLTAGE CORP. MC GRAW EDISON POWERLINE HARDWARE CO. STEEL CITY THREADED FASTENERS INC. UTILITIES SERVICE | 5960 AF8870 8870 D8870 FW8870 TR-620-F J8870 DF2D20 P8870 SC8870BG TF8870 5080 |  | 4600 |  | 0
CSC Stores | BOLDA006 | BOLT, 5/8" X 22", DOUBLE ARMING, GALV. WITH 4 SQUARE NUTS ATTACHED, (MUST BE SHIPPED IN BOX QUANTITIES OF 25 EACH.) | EA | ALLIED BOLT, INC. ALUMA FORM CHANCE DIXIE ELECTRIC FLORIDA WIRE AND CABLE HUGHES JOSLYN HI-VOLTAGE CORP. MC GRAW EDISON POWERLINE HARDWARE CO. STEEL CITY THREADED FASTENERS INC. UTILITIES SERVICE | 5962 AF8872 8872 D8872 FW8872 TR-622-F J8872 DF2D22 P8872 SC8872BG TF8872 5081 |  | 1100 |  | 0
CSC Stores | BOLDA007 | BOLT, 5/8" X 24", DOUBLE ARMING, GALV. WITH 4 SQUARE NUTS ATTACHED, (MUST BE SHIPPED IN STD. BOX QUANTITIES OF 25 EACH) | EA | ALLIED BOLT, INC. ALUMA FORM CHANCE DIXIE ELECTRIC FLORIDA WIRE AND CABLE HUGHES JOSLYN HI-VOLTAGE CORP. MC GRAW EDISON POWERLINE HARDWARE CO. STEEL CITY THREADED FASTENERS INC. | 5964 AF8874 8874 D8874 FW8874 TR-624-F J8874 DF2D24 P8874 SC8874BG TF8874 |  | 200 |  | 0
CSC Stores | BOLDA008 | BOLT, 5/8" X 26", DOUBLE ARMING, GALV. WITH 4 SQUARE NUTS ATTACHED, (MUST BE SHIPPED IN STD. BOX QUANTITIES OF 25 EACH) | EA | ALLIED BOLT, INC. ALUMA FORM ALUMA-FORM CHANCE FLORIDA WIRE AND CABLE HUGHES JOSLYN HI-VOLTAGE CORP. MC GRAW EDISON POWERLINE HARDWARE CO. STEEL CITY THREADED FASTENERS INC. | 5966 AF8876 AF8877 8876 FW8876 TR-626-F J8876 DF2026 P8876 SC8876BG TF8876 |  | 175 |  | 0
CSC Stores | BOLDA009 | BOLT, 5/8" X 28", DOUBLE ARMING, GALV. WITH 4 SQUARE NUTS ATTACHED, (MUST BE SHIPPED IN STD. BOX QUANTITIES OF 25 EACH) | EA | ALLIED BOLT, INC. CHANCE FLORIDA WIRE AND CABLE HUGHES JOSLYN HI-VOLTAGE CORP. MC GRAW EDISON POWERLINE HARDWARE CO. STEEL CITY THREADED FASTENERS INC. UTILITIES SERVICE | 5968 8877 FW8877 TR-628-F J8877 DF2D28 DAB5828F SC8877BG TF8877 5082B |  | 50 |  | 0
CSC Stores | BOLDA010 | BOLT, 5/8" X 30", DOUBLE ARMING, GALV. WITH 4 SQUARE NUTS ATTACHED, (MUST BE SHIPPED IN STD. BOX QUANTITIES OF 20 EACH) | EA | ALLIED BOLT, INC. ALUMA-FORM CHANCE FLORIDA WIRE AND CABLE HUGHES JOSLYN HI-VOLTAGE CORP. MC GRAW EDISON POWERLINE HARDWARE CO. STEEL CITY THREADED FASTENERS INC. | 5970 AF8878 8878 FW8878 TR-630-F J8878 DF2D30 DAB5830F SC8878BG TF8878 |  | 60 |  | 0
CSC Stores | BOLDA011 | BOLT, 5/8" X 32", DOUBLE ARMING, GALV. WITH 4 SQUARE NUTS ATTACHED, (MUST BE SHIPPED IN STD. BOX QUANTITIES OF 20 EACH) | EA | ALLIED BOLT, INC. ALUMA FORM CHANCE FLORIDA WIRE AND CABLE HUGHES JOSLYN HI-VOLTAGE CORP. MC GRAW EDISON POWERLINE HARDWARE CO. STEEL CITY THREADED FASTENERS INC. | 5972 AF8879 8879 FW8879 TR-632-F J8879 DF2D32 DAB5832F SC8879BG TF8879 |  | 40 |  | 0
CSC Stores | BOLDA012 | BOLT, 5/8" X 34", DOUBLE ARMING, GALV. WITH 4 SQUARE NUTS ATTACHED, (MUST BE SHIPPED IN STD. BOX QUANTITIES OF 15 EACH) | EA | ALLIED BOLT, INC. ALUMA FORM HUGHES JOSLYN HI-VOLTAGE CORP. STEEL CITY THREADED FASTENERS INC. | 5974 AF8880 TR-634-F J8880 DB10136BG TF8880 |  | 75 |  | 0
CSC Stores | BOLDA013 | BOLT, 5/8" X 36", DOUBLE ARMING, GALV. WITH 4 SQUARE NUTS ATTACHED, (MUST BE SHIPPED IN STD. BOX QUANTITIES OF 15 EACH) | EA | ALLIED BOLT, INC. HUBBELL POWER SYSTEMS, INC. HUGHES JOSLYN HI-VOLTAGE CORP. STEEL CITY THREADED FASTENERS INC. | 5976 T2060419 TR-636-F J8881 DB10144BG TF10144BG |  | 195 |  | 0
CSC Stores | BOLDA014 | BOLT, 3/4" X 12", DOUBLE ARMING, GALV. WITH 4 SQUARE NUTS ATTACHED, (MUST BE SHIPPED IN STD. BOX QUANTITIES OF 25 EACH) | EA | ALLIED BOLT, INC. CHANCE DIXIE ELECTRIC FLORIDA WIRE AND CABLE HUGHES JOSLYN HI-VOLTAGE CORP. MC GRAW EDISON POWERLINE HARDWARE CO. STEEL CITY THREADED FASTENERS INC. | 5978 8882 D8882 FW8882 TR-712-F J8882 DF3D12 P8882 SC8882BG TF8882 |  | 3350 |  | 0
CSC Stores | BOLDA015 | BOLT, 3/4" X 14", DOUBLE ARMING, GALV. WITH 4 SQUARE NUTS ATTACHED, (MUST BE SHIPPED IN STD. BOX QUANTITIES OF 25 EACH) | EA | ALLIED BOLT, INC. ALUMA FORM CHANCE DIXIE ELECTRIC FLORIDA WIRE AND CABLE HUGHES JOSLYN HI-VOLTAGE CORP. MC GRAW EDISON POWERLINE HARDWARE CO. STEEL CITY THREADED FASTENERS INC. | 5980 AF8884 8884 D8884 FW8884 TR-714-F J8884 DF3D14 P8884 SC8884BG TF8884 |  | 32532 |  | 0
CSC Stores | BOLDA016 | BOLT, 3/4" X 16", DOUBLE ARMING, GALV. WITH 4 SQUARE NUTS ATTACHED, (MUST BE SHIPPED IN STD. BOX QUANTITIES OF 25 EACH) | EA | ALLIED BOLT, INC. ALUMA FORM CHANCE DIXIE ELECTRIC FLORIDA WIRE AND CABLE HUGHES JOSLYN HI-VOLTAGE CORP. MC GRAW EDISON POWERLINE HARDWARE CO. STEEL CITY THREADED FASTENERS INC. | 5982 AF8886 8886 D8886 FW8886 TR-716-F J8886 DF3D16 P8886 SC8886BG TF8886 |  | 21801 |  | 0
CSC Stores | BOLDA017 | BOLT, 3/4" X 18", DOUBLE ARMING, GALV. WITH 4 SQUARE NUTS ATTACHED, (MUST BE SHIPPED IN STD. BOX QUANTITIES OF 25 EACH) | EA | ALLIED BOLT, INC. ALUMA FORM CHANCE DIXIE ELECTRIC FLORIDA WIRE AND CABLE HUGHES JOSLYN HI-VOLTAGE CORP. MC GRAW EDISON POWERLINE HARDWARE CO. STEEL CITY THREADED FASTENERS INC. | 5984 AF8888 8888 D8888 FW8888 TR-718-F J8888 DF3D18 DF3D18 SC8888BG TF8888 |  | 8006 |  | 0
CSC Stores | BOLDA018 | BOLT, 3/4" X 20", DOUBLE ARMING, GALV. WITH 4 SQUARE NUTS ATTACHED, (MUST BE SHIPPED IN STD. BOX QUANTITIES OF 20 EACH) | EA | ALLIED BOLT, INC. ALUMA FORM CHANCE DIXIE ELECTRIC FLORIDA WIRE AND CABLE HUGHES JOSLYN HI-VOLTAGE CORP. MC GRAW EDISON POWERLINE HARDWARE CO. STEEL CITY THREADED FASTENERS INC. | 5986 AF8890 8890 D8890 FW8890 TR-720-F J8890 DF3D20 P8890 SC8890BG TF8890 |  | 2818 |  | 0
CSC Stores | BOLDA019 | BOLT, 3/4" X 22", DOUBLE ARMING, GALV. WITH 4 SQUARE NUTS ATTACHED, (MUST BE SHIPPED IN STD. BOX QUANTITIES OF 20 EACH) | EA | ALLIED BOLT, INC. ALUMA FORM CHANCE DIXIE ELECTRIC FLORIDA WIRE AND CABLE HUGHES JOSLYN HI-VOLTAGE CORP. MC GRAW EDISON POWERLINE HARDWARE CO. STEEL CITY THREADED FASTENERS INC. | 5988 AF8892 8892 D8892 FW8892 TR-722-F J8892 DF3D22 P8892 SC8892BG TF8892 |  | 640 |  | 0
CSC Stores | BOLDA020 | BOLT, 3/4" X 24", DOUBLE ARMING, GALV. WITH 4 SQUARE NUTS ATTACHED,(MUST BE SHIPPED IN STD. BOX QUANTITIES OF 15 EACH) | EA | ALLIED BOLT, INC. ALUMA FORM CHANCE DIXIE ELECTRIC FLORIDA WIRE AND CABLE HUGHES JOSLYN HI-VOLTAGE CORP. MC GRAW EDISON POWERLINE HARDWARE CO. STEEL CITY THREADED FASTENERS INC. | 5990 AF8894 8894 D8894 FW8894 TR-724-F J8894 DF3D24 P8894 SC8894BG TF8894 |  | 645 |  | 0
CSC Stores | BOLDA021 | BOLT, 3/4" X 26", DOUBLE ARMING, GALV. WITH 4 SQUARE NUTS ATTACHED, (MUST BE SHIPPED IN BOX QUANTITIES OF 15 EACH.) | EA | ALLIED BOLT, INC. ALUMA FORM CHANCE FLORIDA WIRE AND CABLE HUGHES JOSLYN HI-VOLTAGE CORP. MC GRAW EDISON POWERLINE HARDWARE CO. STEEL CITY THREADED FASTENERS INC. UTILITIES SERVICE | 5992 AF8896 8896 FW8896 TR-726-F J8896 DF3D26 P8896 SC8896BG TF8896 5089A |  | 1880 |  | 0
CSC Stores | BOLDA022 | BOLT, 3/4" X 28", DOUBLE ARMING, GALV. WITH 4 SQUARE NUTS ATTACHED, (MUST BE SHIPPED IN STD. BOX QUANTITIES OF 15 EACH) | EA | ALLIED BOLT, INC. FLORIDA WIRE AND CABLE HUBBELL POWER SYSTEMS, INC. HUGHES JOSLYN HI-VOLTAGE CORP. MC GRAW EDISON POWERLINE HARDWARE CO. STEEL CITY THREADED FASTENERS INC. | 5994 FW8897 8897 TR-728-F J8897 DF3D28 DAB3428F DB12112BG TF8897 |  | 270 |  | 0
CSC Stores | BOLDA023 | BOLT, 3/4" X 30", DOUBLE ARMING, GALV. WITH 4 SQUARE NUTS ATTACHED, (MUST BE SHIPPED IN STD. BOX QUANTITIES OF 15 EACH) | EA | ALLIED BOLT, INC. ALUMA FORM FLORIDA WIRE AND CABLE HUBBELL POWER SYSTEMS, INC. HUGHES JOSLYN HI-VOLTAGE CORP. MC GRAW EDISON STEEL CITY THREADED FASTENERS INC. UTILITIES SERVICE | 5996 AF8898 FW8898 8898 TR-730-F J8898 DF3D30 DB12120BG TF8898 5089C |  | 225 |  | 0
CSC Stores | BOLDA024 | BOLT, 3/4" X 32", DOUBLE ARMING, GALV. WITH 4 SQUARE NUTS ATTACHED, (MUST BE SHIPPED IN STD. BOX QUANTITIES OF 10 EACH) | EA | ALLIED BOLT, INC. HUBBELL POWER SYSTEMS, INC. JOSLYN HI-VOLTAGE CORP. MC GRAW EDISON STEEL CITY THREADED FASTENERS INC. | 5997 889832 J8899 DF3D32 DB12128BG TF8899 |  | 70 |  | 0
CSC Stores | BOLDA025 | BOLT, 3/4" X 34", DOUBLE ARMING, GALV. WITH 4 SQUARE NUTS ATTACHED, (MUST BE SHIPPED IN STD. BOX QUANTITIES OF 10 EACH) | EA | ALLIED BOLT, INC. HUBBELL POWER SYSTEMS, INC. HUGHES JOSLYN HI-VOLTAGE CORP. STEEL CITY THREADED FASTENERS INC. | 5998 PS889834 TR-734-F J9003 DB12136BG TF12136BG |  | 200 |  | 0
CSC Stores | BOLDA026 | BOLT, 3/4" X 36", DOUBLE ARMING, GALV. WITH 4 SQUARE NUTS ATTACHED. (MUST BE SHIPPED IN STD. BOX QUANTITIES OF 10 EACH) | EA | ALLIED BOLT, INC. HUBBELL POWER SYSTEMS, INC. HUGHES JOSLYN HI-VOLTAGE CORP. MC GRAW EDISON STEEL CITY THREADED FASTENERS INC. UTILITIES SERVICE | 5999 PS889836 TR-736-F J9004 DF3D36 DB12144BG TF9004 5089F |  | 200 |  | 0
CSC Stores | BOLDA027 | BOLT, 3/4" X 38", DOUBLE ARMING, GALV. WITH 4 SQUARE NUTS ATTACHED. (MUST BE SHIPPED IN STD. BOX QUANTITIES OF 10 EACH) | EA | ALLIED BOLT, INC. HUBBELL POWER SYSTEMS, INC. HUGHES JOSLYN HI-VOLTAGE CORP. STEEL CITY THREADED FASTENERS INC. | 6700-10 PS889838 TR-738-F J9005 DB12152BG TF9005 |  | 90 |  | 0
CSC Stores | BOLDA028 | BOLT, 3/4" X 40", DOUBLE ARMING, GALV. WITH 4 SQUARE NUTS ATTACHED, (MUST BE SHIPPED IN STD. BOX QUANTITIES OF 10 EACH) | EA | ALLIED HUBBELL POWER SYSTEMS, INC. HUGHES JOSLYN HI-VOLTAGE CORP. STEEL CITY THREADED FASTENERS INC. | 6702-10 PS889840 TR-740-F J9006 DB12160BG TF9006 |  | 20 |  | 0
CSC Stores | BOLDA029 | BOLT, 3/4" X 42", DOUBLE ARMING, GALV. WITH 4 SQUARE NUTS ATTACHED, (MUST BE SHIPPED IN STD. BOX QUANTITIES OF 10 EACH) | EA | ALLIED BOLT, INC. ALLIED BOLT, INC. HUBBELL POWER SYSTEMS, INC. HUGHES JOSLYN HI-VOLTAGE CORP. STEEL CITY THREADED FASTENERS INC. | 6104 6104-10 PS889842 TR-742-F J9007 DB12168BG TF9007 |  | 50 |  | 0
CSC Stores | BOLDA033 | BOLT, 7/8" X 20", DOUBLE ARMING, GALV. WITH 4 SQUARE NUTS ATTACHED, (MUST BE SHIPPED IN STD. BOX QUANTITIES OF 10 EACH) | EA | ALLIED BOLT, INC. HUBBELL POWER SYSTEMS, INC. HUGHES JOSLYN MANUFACTURING CO. POWERLINE HARDWARE CO. STEEL CITY THREADED FASTENERS INC. | 6714-10 PSDA782000 TR-820-F J9120 DAB7820F DB1480BG TF22767.20 |  | 90 |  | 0
CSC Stores | BOLDA040 | BOLT, 7/8" X 38", DOUBLE ARMING, GALV. WITH 4 SQUARE NUTS ATTACHED, (MUST BE SHIPPED IN STD. BOX QUANTITIES OF 5 EACH) | EA | ALLIED BOLT, INC. HUBBELL POWER SYSTEMS, INC. HUGHES BROTHERS JOSLYN MANUFACTURING CO. STEEL CITY THREADED FASTENERS INC. | 6723 PSDA783600 TR838-F J9138 DB14152BG TF8738 |  | 20 |  | 0
CSC Stores | BOLDA041 | BOLT, 7/8" X 28", DOUBLE ARMING, GALV. WITH 4 SQUARE NUTS ATTACHED, (MUST BE SHIPPED IN STD. BOX QUANTITIES OF 5 EACH) | EA | ALLIED BOLT, INC. HUGHES JOSLYN MANUFACTURING CO. STEEL CITY THREADED FASTENERS INC. | 6718-5 TR-828-F J9128 DB14112BG TF8728 |  | 265 |  | 0
CSC Stores | BOLDA042 | BOLT, 7/8" X 26", DOUBLE ARMING, GALV. WITH 4 SQUARE NUTS ATTACHED, (MUST BE SHIPPED IN STD. BOX QUANTITIES OF 5 EACH) | EA | ALLIED BOLT, INC. HUGHES JOSLYN MANUFACTURING CO. STEEL CITY THREADED FASTENERS INC. | 6717-5 TR-826-F J9126 DB14104BG TF8726 |  | 275 |  | 0
CSC Stores | BOLEY003 | BOLT, EYE, 5/8" X 12", GALVANIZED, WITH SQUARE NUT ATTACHED | EA | ALLIED BOLT, INC. ALUMA-FORM CHANCE DIXIE ELECTRIC FLORIDA WIRE AND CABLE JOSLYN HI-VOLTAGE CORP. MC GRAW EDISON POWERLINE HARDWARE CO. THREADED FASTENERS INC. UTILITIES SERVICE | 4104 AF9412 29962 D29962 FW9412 J9412 DF2E12 P9412 TF9412 25101 |  | 6150 |  | 0
CSC Stores | BOLEY004 | BOLT, EYE, 5/8" X 14", GALVANIZED, WITH SQUARE NUT ATTACHED | EA | ALLIED BOLT, INC. ALUMA-FORM CHANCE DIXIE ELECTRIC FLORIDA WIRE AND CABLE JOSLYN HI-VOLTAGE CORP. MC GRAW EDISON POWERLINE HARDWARE CO. THREADED FASTENERS INC. UTILITIES SERVICE | 4105 AF9414 29964 D29964 FW9414 J9414 DF2E14 P9414 TF9414 25102 |  | 11000 |  | 0
CSC Stores | BOLEY005 | BOLT, EYE, 5/8" X 16", GALVANIZED, WITH SQUARE NUT ATTACHED | EA | ALLIED BOLT, INC. ALUMA-FORM CHANCE DIXIE ELECTRIC FLORIDA WIRE AND CABLE JOSLYN HI-VOLTAGE CORP. MC GRAW EDISON POWERLINE HARDWARE CO. THREADED FASTENERS INC. | 4106 AF9416 29966 D29966 FW9416 J9416 DF2E16 P9416 TF9416 |  | 1300 |  | 0
CSC Stores | BOLMH008 | BOLT, MACHINE, 1/2" X 2" HEX HEAD TIN PLATED BRONZE FOR MECHANICAL CONNECTIONS ONLY(GRADE 8) 100 EACH PER BOX/BAG | EA | PENN-UNION | HHB-1213-200-TN |  | 1300 |  | 0
CSC Stores | BOLMH009 | BOLT, MACHINE, 1/2" X 2-1/2" HEX HEAD TIN PLATED BRONZE FOR MECHANICAL CONNECTIONS ONLY(GRADE 8) 100 EACH PER BOX/BAG | EA | ITT BLACKBURN PENN-UNION | 50250BBP HHB1213-250TN |  | 300 |  | 0
CSC Stores | BOLMS001 | BOLT, MACHINE, 1/2" X 2" , SQUARE HEAD GALVANIZED STEEL, W/SQUARE NUT ATTACHED, (MUST BE SHIPPED IN BOX QUANTITIES OF 250 EACH.) | EA | ALLIED BOLT, INC. DIXIE ELECTRIC FLORIDA WIRE AND CABLE HUGHES JOSLYN HI-VOLTAGE CORP. MC GRAW EDISON STEEL CITY THREADED FASTENERS INC. | 10035 D8702 FW8702 B52-1-1/4 J8702 DF2B2 SQG0808N TF8702 |  | 500 |  | 0
CSC Stores | BOLMS002 | BOLT, MACHINE, 1/2" X 7" , SQUARE HEAD GALVANIZED STEEL, W/SQUARE NUT ATTACHED, (MUST BE SHIPPED IN STD. BOX QUANTITIES OF 100 EACH) | EA | ALLIED BOLT, INC. ALUMA-FORM CHANCE DIXIE ELECTRIC FLORIDA WIRE AND CABLE HUGHES JOSLYN HI-VOLTAGE CORP. MC GRAW EDISON POWERLINE HARDWARE CO. STEEL CITY THREADED FASTENERS INC. | 7930 AF8707 8707 D8707 FW8707 B57-3 J8707 DF2B7 P8707 SC8707BG TF8707 |  | 2700 |  | 0
CSC Stores | BOLMS006 | BOLT, MACHINE, 1/2" X 16", SQUARE HEAD GALVANIZED STEEL, W/SQUARE NUT ATTACHED, (MUST BE SHIPPED IN STD. BOX QUANTITIES OF 50 EACH) | EA | ALLIED BOLT, INC. DIXIE ELECTRIC FLORIDA WIRE AND CABLE HUBBELL POWER SYSTEMS, INC. JOSLYN HI-VOLTAGE CORP. POWERLINE HARDWARE CO. STEEL CITY THREADED FASTENERS INC. | 8294-50 D8716 FW8716 DF2B16 J8716 P8716 SC8716BG TF8716 |  | 150 |  | 0
CSC Stores | BOLMS015 | BOLT, MACHINE, 5/8" X 2", SQUARE HEAD GALVANIZED STEEL, W/SQUARE NUT ATTACHED, (MUST BE SHIPPED IN STD. BOX QUANTITIES OF 150 EACH) | EA | ALLIED BOLT, INC. ALUMA-FORM CHANCE DIXIE ELECTRIC FLORIDA WIRE AND CABLE HUGHES JOSLYN HI-VOLTAGE CORP. MC GRAW EDISON STEEL CITY THREADED FASTENERS INC. | 8122-150 AF8802 8802 D8802 FW8802 B62-1-1/2 J8802 DF3B2 SQG1008N TF8802 |  | 26250 |  | 0
CSC Stores | BOLMS016 | BOLT, MACHINE, 5/8" X 3", SQUARE HEAD GALVANIZED STEEL, W/SQUARE NUT ATTACHED, (MUST BE SHIPPED IN STD. BOX QUANTITIES OF 100 EACH) | EA | ALLIED BOLT, INC. CHANCE DIXIE ELECTRIC FLORIDA WIRE AND CABLE HUGHES JOSLYN HI-VOLTAGE CORP. MC GRAW EDISON STEEL CITY THREADED FASTENERS INC. | 8124-100 PS8803 D8803 FW8803 B63-1-1/2 J8803 DF3B3 SQG1012N TF8803 |  | 600 |  | 0
CSC Stores | BOLMS017 | BOLT, MACHINE, 5/8" X 8", SQUARE HEAD GALVANIZED STEEL, W/SQUARE NUT ATTACHED, (MUST BE SHIPPED IN STD. BOX QUANTITIES OF 50 EACH) | EA | ALLIED BOLT, INC. ALUMA-FORM CHANCE DIXIE ELECTRIC FLORIDA WIRE AND CABLE HUGHES JOSLYN HI-VOLTAGE CORP. MC GRAW EDISON POWERLINE HARDWARE CO. STEEL CITY THREADED FASTENERS INC. | 8220 AF8808 8808 D8808 FW8808 B68-4 J8808 DF3B8 P8808 SC8808BG TF8808 |  | 1250 |  | 0
CSC Stores | BOLMS018 | BOLT, MACHINE, 5/8" X 10", SQUARE HEAD GALVANIZED STEEL, W/SQUARE NUT ATTACHED, (MUST BE SHIPPED IN STD. BOX QUANTITIES OF 50 EACH) | EA | ALLIED BOLT, INC. ALUMA-FORM CHANCE DIXIE ELECTRIC FLORIDA WIRE AND CABLE HUGHES JOSLYN HI-VOLTAGE CORP. MC GRAW EDISON POWERLINE HARDWARE CO. STEEL CITY THREADED FASTENERS INC. | 8222 AF8810 8810 D8810 FW8810 B610-4 J8810 DF3B10 P8810 SC8810BG TF8810 |  | 500 |  | 0
CSC Stores | BOLMS019 | BOLT, MACHINE, 5/8" X 12", SQUARE HEAD GALVANIZED STEEL, W/SQUARE NUT ATTACHED, (MUST BE SHIPPED IN STD. BOX QUANTITIES OF 50 EACH) | EA | ALLIED BOLT, INC. ALUMA-FORM CHANCE DIXIE ELECTRIC FLORIDA WIRE AND CABLE HUGHES JOSLYN HI-VOLTAGE CORP. MC GRAW EDISON POWERLINE HARDWARE CO. STEEL CITY THREADED FASTENERS INC. | 8224 AF8812 8812 D8812 FW8812 B612-6 J8812 DF3B12 P8812 SC8812BG TF8812 |  | 4000 |  | 0
CSC Stores | BOLMS020 | BOLT, MACHINE, 5/8" X 14", SQUARE HEAD GALVANIZED STEEL, W/SQUARE NUT ATTACHED, (MUST BE SHIPPED IN STD. BOX QUANTITIES OF 50 EACH) | EA | ALLIED BOLT, INC. ALUMA-FORM ALUMA-FORM CHANCE DIXIE ELECTRIC FLORIDA WIRE AND CABLE HUGHES JOSLYN HI-VOLTAGE CORP. MC GRAW EDISON POWERLINE HARDWARE CO. STEEL CITY THREADED FASTENERS INC. | 8226 AF8814 AF8906 8814 D8814 FW8814 B614-6 J8814 DF3B14 P8814 SC8814BG TF8814 |  | 29950 |  | 0
CSC Stores | BOLMS021 | BOLT, MACHINE, 5/8" X 16", SQUARE HEAD GALVANIZED STEEL, W/SQUARE NUT ATTACHED, (MUST BE SHIPPED IN STD. BOX QUANTITIES OF 50 EACH) | EA | ALLIED BOLT, INC. ALUMA-FORM CHANCE DIXIE ELECTRIC FLORIDA WIRE AND CABLE HUGHES JOSLYN HI-VOLTAGE CORP. MC GRAW EDISON POWERLINE HARDWARE CO. STEEL CITY THREADED FASTENERS INC. | 8228 AF8816 8816 D8816 FW8816 B616-6 J8816 DF3B16 P8816 SC8816BG TF8816 |  | 6300 |  | 0
CSC Stores | BOLMS022 | BOLT, MACHINE, 5/8" X 18", SQUARE HEAD GALVANIZED STEEL, W/SQUARE NUT ATTACHED, (MUST BE SHIPPED IN STD. BOX QUANTITIES OF 50 EACH) | EA | ALLIED BOLT, INC. ALUMA-FORM CHANCE DIXIE ELECTRIC FLORIDA WIRE AND CABLE HUGHES JOSLYN HI-VOLTAGE CORP. MC GRAW EDISON POWERLINE HARDWARE CO. STEEL CITY THREADED FASTENERS INC. | 8230 AF8818 8818 D8818 FW8818 B618-6 J8818 DF3B18 P8818 SC8818BG TF8818 |  | 1633 |  | 0
CSC Stores | BOLMS023 | BOLT, MACHINE, 5/8" X 20", SQUARE HEAD GALVANIZED STEEL, W/SQUARE NUT ATTACHED, (MUST BE SHIPPED IN STD. BOX QUANTITIES OF 25 EACH) | EA | ALLIED BOLT, INC. ALUMA-FORM CHANCE DIXIE ELECTRIC FLORIDA WIRE AND CABLE HUGHES JOSLYN HI-VOLTAGE CORP. MC GRAW EDISON POWERLINE HARDWARE CO. STEEL CITY THREADED FASTENERS INC. | 8232 AF8820 8820 D8820 FW8820 B620-6 J8820 DF3B20 P8820 SC8820BG TF8820 |  | 940 |  | 0
CSC Stores | BOLMS028 | BOLT, MACHINE, 5/8" X 30", SQUARE HEAD GALVANIZED STEEL, W/SQUARE NUT ATTACHED, (MUST BE SHIPPED IN STD. BOX QUANTITIES OF 25 EACH) | EA | ALLIED BOLT, INC. HUBBELL POWER SYSTEMS, INC. JOSLYN HI-VOLTAGE CORP. MC GRAW EDISON STEEL CITY | 8235-25 8830 J8830 DF3B30 SC8830BG |  | 25 |  | 0
CSC Stores | BOLMS029 | BOLT, MACHINE, 3/4" X 2", SQUARE HEAD GALVANIZED STEEL, W/SQUARE NUT ATTACHED, (MUST BE SHIPPED IN STD. BOX QUANTITIES OF 100 EACH) | EA | ALLIED BOLT, INC. CHANCE DIXIE ELECTRIC HUGHES JOSLYN HI-VOLTAGE CORP. MC GRAW EDISON STEEL CITY THREADED FASTENERS INC. | 8150 8902 D8902 B72-1-3/4 J8902 DF4B2 SQG1208N TF8902 |  | 3000 |  | 0
CSC Stores | BOLMS030 | BOLT, MACHINE, 3/4" X 3", SQUARE HEAD GALVANIZED STEEL, W/SQUARE NUT ATTACHED, (MUST BE SHIPPED IN STD. BOX QUANTITIES OF 50 EACH) | EA | ALLIED BOLT, INC. CHANCE DIXIE ELECTRIC HUGHES JOSLYN HI-VOLTAGE CORP. MC GRAW EDISON STEEL CITY | 8151-50 8903 D8903 B73 J8903 DF4B3 SQG1212N |  | 650 |  | 0
CSC Stores | BOLMS031 | BOLT, MACHINE, 3/4" X 4", SQUARE HEAD GALVANIZED STEEL, W/SQUARE NUT ATTACHED, (MUST BE SHIPPED IN STD. BOX QUANTITIES OF 50 EACH) | EA | CHANCE DIXIE ELECTRIC HUGHES JOSLYN HI-VOLTAGE CORP. STEEL CITY | 8904 D8904 B74 J8904 SQG1216N |  | 500 |  | 0
CSC Stores | BOLMS032 | BOLT, MACHINE, 3/4" X 6", SQUARE HEAD GALVANIZED STEEL, W/SQUARE NUT ATTACHED, (MUST BE SHIPPED IN STD. BOX QUANTITIES OF 50 EACH) | EA | ALLIED BOLT, INC. ALUMA-FORM CHANCE DIXIE ELECTRIC HUGHES JOSLYN HI-VOLTAGE CORP. MC GRAW EDISON POWERLINE HARDWARE CO. STEEL CITY THREADED FASTENERS INC. | 8153 AF8906 8906 D8906 B76-3 J8906 DF4B6 P8906 SC8906BG TF8906 |  | 1815 |  | 0
CSC Stores | BOLMS035 | BOLT, MACHINE, 3/4" X 12", SQUARE HEAD GALVANIZED STEEL, W/SQUARE NUT ATTACHED, (MUST BE SHIPPED IN STD. BOX QUANTITIES OF 25 EACH) | EA | ALLIED BOLT, INC. ALUMA-FORM CHANCE DIXIE ELECTRIC FLORIDA WIRE AND CABLE HUGHES JOSLYN HI-VOLTAGE CORP. MC GRAW EDISON POWERLINE HARDWARE CO. STEEL CITY THREADED FASTENERS INC. | 8242 AF8912 8912 D8912 FW8912 B712-6 J8912 DF4B12 P8912 SC8912BG TF8912 |  | 29275 |  | 0
CSC Stores | BOLMS036 | BOLT, MACHINE, 3/4" X 14", SQUARE HEAD GALVANIZED STEEL, W/SQUARE NUT ATTACHED, (MUST BE SHIPPED IN STD. BOX QUANTITIES OF 25 EACH) | EA | ALLIED BOLT, INC. ALUMA FORM CHANCE DIXIE ELECTRIC FLORIDA WIRE AND CABLE HUGHES JOSLYN HI-VOLTAGE CORP. MC GRAW EDISON POWERLINE HARDWARE CO. STEEL CITY THREADED FASTENERS INC. | 8244 AF8914 8914 D8914 FW8914 B714-6 J8914 DF4B14 P8914 SC8914BG TF8914 |  | 54928 |  | 0
CSC Stores | BOLMS037 | BOLT, MACHINE, 3/4" X 16", SQUARE HEAD GALVANIZED STEEL, W/SQUARE NUT ATTACHED, (MUST BE SHIPPED IN STD. BOX QUANTITIES OF 25 EACH) | EA | ALLIED BOLT, INC. ALUMA-FORM CHANCE DIXIE ELECTRIC FLORIDA WIRE AND CABLE HUGHES JOSLYN HI-VOLTAGE CORP. MC GRAW EDISON POWERLINE HARDWARE CO. STEEL CITY THREADED FASTENERS INC. | 8246 AF8916 8916 D8916 FW8916 B716-6 J8916 DF4B16 P8916 SC8916BG TF8916 |  | 18824 |  | 0
CSC Stores | BOLMS038 | BOLT, MACHINE, 3/4" X 18", SQUARE HEAD GALVANIZED STEEL, W/SQUARE NUT ATTACHED, (MUST BE SHIPPED IN STD. BOX QUANTITIES OF 25 EACH) | EA | ALLIED BOLT, INC. ALUMA-FORM CHANCE DIXIE ELECTRIC FLORIDA WIRE AND CABLE HUGHES JOSLYN HI-VOLTAGE CORP. MC GRAW EDISON POWERLINE HARDWARE CO. STEEL CITY THREADED FASTENERS INC. | 8248 AF8918 8918 D8918 FW8918 B718-6 J8918 DF4B18 P8918 SC8918BG TF8918 |  | 3225 |  | 0
CSC Stores | BOLMS039 | BOLT, MACHINE, 3/4" X 20", SQUARE HEAD GALVANIZED STEEL, W/SQUARE NUT ATTACHED, (MUST BE SHIPPED IN STD. BOX QUANTITIES OF 25 EACH) | EA | ALLIED BOLT, INC. ALUMA-FORM CHANCE DIXIE ELECTRIC FLORIDA WIRE AND CABLE HUGHES JOSLYN HI-VOLTAGE CORP. MC GRAW EDISON POWERLINE HARDWARE CO. STEEL CITY THREADED FASTENERS INC. | 8250 AF8920 8920 D8920 FW8920 B720-6 J8920 DF4B20 P8920 SC8920BG TF8920 |  | 1838 |  | 0
CSC Stores | BOLMS040 | BOLT, MACHINE, 3/4" X 22", SQUARE HEAD GALVANIZED STEEL, W/SQUARE NUT ATTACHED, (MUST BE SHIPPED IN STD. BOX QUANTITIES OF 25 EACH) | EA | ALLIED BOLT, INC. ALUMA-FORM CHANCE DIXIE ELECTRIC FLORIDA WIRE AND CABLE HUGHES JOSLYN HI-VOLTAGE CORP. MC GRAW EDISON STEEL CITY THREADED FASTENERS INC. | 8252 AF8922 8922 D8922 FW8922 B722-6 J8922 DF4B22 SC8922BG TF8922 |  | 533 |  | 0
CSC Stores | BOLMS041 | BOLT, MACHINE, 3/4" X 24", SQUARE HEAD GALVANIZED STEEL, W/SQUARE NUT ATTACHED, (MUST BE SHIPPED IN STD. BOX QUANTITIES OF 15 EACH) | EA | ALLIED BOLT, INC. ALUMA-FORM CHANCE DIXIE ELECTRIC FLORIDA WIRE AND CABLE HUGHES JOSLYN HI-VOLTAGE CORP. MC GRAW EDISON STEEL CITY THREADED FASTENERS INC. | 8254 AF8924 8924 D8924 FW8924 B724-6 J8924 DF4B24 SC8924BG TF8924 |  | 330 |  | 0
CSC Stores | BOLMS042 | BOLT, MACHINE, 3/4" X 26", SQUARE HEAD GALVANIZED STEEL, W/SQUARE NUT ATTACHED, (MUST BE SHIPPED IN STD. BOX QUANTITIES OF 15 EACH) | EA | ALLIED BOLT, INC. ALUMA-FORM CHANCE DIXIE ELECTRIC HUGHES BROTHERS JOSLYN MANUFACTURING CO. STEEL CITY THREADED FASTENERS INC. | 8255-15 AF8926 8926 D8926 B726-6 J8926 SC8926BG TF8926 |  | 75 |  | 0
CSC Stores | BOLMS045 | BOLT, MACHINE, 7/8" X 3", SQUARE HEAD GALVANIZED STEEL, W/SQUARE NUT ATTACHED, (MUST BE SHIPPED IN STD. BOX QUANTITIES OF 25 EACH) | EA | ALLIED BOLT, INC. HUBBELL POWER SYSTEMS, INC. HUGHES JOSLYN HI-VOLTAGE CORP. STEEL CITY | 82410-25 PSSB780300 B83-2 J9053 SQG1414N |  | 249 |  | 0
CSC Stores | BOLMS047 | BOLT, MACHINE, 7/8" X 12" SQUARE HEAD GALVANIZED STEEL, W/SQUARE NUT ATTACHED, (MUST BE SHIPPED IN STD. BOX QUANTITIES OF 25 EACH) | EA | ALLIED BOLT, INC. ALUMA-FORM HUBBELL POWER SYSTEMS, INC. HUGHES JOSLYN HI-VOLTAGE CORP. MC GRAW EDISON STEEL CITY | 8970-25 AF9062 DF5B12 B812 J9062 DF5B12 SC9062BG |  | 25 |  | 0
CSC Stores | BOLMS048 | BOLT, MACHINE, 7/8" X 14" SQUARE HEAD GALVANIZED STEEL, W/SQUARE NUT ATTACHED, (MUST BE SHIPPED IN STD. BOX QUANTITIES OF 10 EACH) | EA | ALLIED BOLT, INC. ALUMA-FORM FLORIDA WIRE AND CABLE HUBBELL POWER SYSTEMS, INC. HUGHES JOSLYN HI-VOLTAGE CORP. MC GRAW EDISON STEEL CITY | 8971-10 AF9064 FW9064 C205-0254 B814 J9064 DF5B14 SC9064BG |  | 70 |  | 0
CSC Stores | BOLMS049 | BOLT, MACHINE, 7/8" X 16" SQUARE HEAD GALVANIZED STEEL, W/SQUARE NUT ATTACHED, (MUST BE SHIPPED IN STD. BOX QUANTITIES OF 10 EACH) | EA | ALLIED BOLT, INC. ALUMA-FORM FLORIDA WIRE AND CABLE HUBBELL POWER SYSTEMS, INC. HUGHES JOSLYN HI-VOLTAGE CORP. MC GRAW EDISON STEEL CITY THREADED FASTENERS INC. | 8972-10 AF9066 FW9066 C205-0255 B816-6 J9066 DF5B16 SC9066BG TF9066 |  | 120 |  | 0
CSC Stores | BOLMS050 | BOLT, MACHINE, 7/8" X 18" SQUARE HEAD GALVANIZED STEEL, W/SQUARE NUT ATTACHED, (MUST BE SHIPPED IN STD. BOX QUANTITIES OF 10 EACH) | EA | ALLIED BOLT, INC. ALUMA-FORM FLORIDA WIRE AND CABLE HUBBELL POWER SYSTEMS, INC. HUGHES JOSLYN HI-VOLTAGE CORP. MC GRAW EDISON STEEL CITY THREADED FASTENERS INC. | 8256 AF9068 FW9068 C205-0256 B818-6 J9068 DF5B18 SC9068BG TF9068 |  | 40 |  | 0
CSC Stores | BOLMS051 | BOLT, MACHINE, 7/8" X 20" SQUARE HEAD GALVANIZED STEEL, W/SQUARE NUT ATTACHED, (MUST BE SHIPPED IN STD. BOX QUANTITIES OF 10 EACH) | EA | ALLIED BOLT, INC. ALUMA-FORM FLORIDA WIRE AND CABLE HUBBELL POWER SYSTEMS, INC. HUGHES JOSLYN HI-VOLTAGE CORP. MC GRAW EDISON STEEL CITY THREADED FASTENERS INC. | 8257-10 AF9070 FW9070 C205-0257 B820-6 J9070 DF5B20 SC9070BG TF9070 |  | 190 |  | 0
CSC Stores | BOLMS052 | BOLT, MACHINE, 7/8" X 22" SQUARE HEAD GALVANIZED STEEL, W/SQUARE NUT ATTACHED, (MUST BE SHIPPED IN STD. BOX QUANTITIES OF 10 EACH) | EA | ALLIED BOLT, INC. ALUMA-FORM FLORIDA WIRE AND CABLE HUBBELL POWER SYSTEMS, INC. HUGHES JOSLYN HI-VOLTAGE CORP. MC GRAW EDISON STEEL CITY THREADED FASTENERS INC. | 8973-10 AF9072 FW9072 C205-0258 B822-6 J9072 DF5B22 SC9072BG TF9072 |  | 482 |  | 0
CSC Stores | BOLMS053 | BOLT, MACHINE, 7/8" X 24" SQUARE HEAD GALVANIZED STEEL, W/SQUARE NUT ATTACHED, (MUST BE SHIPPED IN STD. BOX QUANTITIES OF 10 EACH) | EA | ALLIED BOLT, INC. ALUMA-FORM FLORIDA WIRE AND CABLE HUBBELL POWER SYSTEMS, INC. HUGHES JOSLYN HI-VOLTAGE CORP. MC GRAW EDISON STEEL CITY THREADED FASTENERS INC. | 8606-10 AF9074 FW9074 DF5B24 B824-6 J9074 DF5B24 SC9074BG TF9074 |  | 280 |  | 0
CSC Stores | BOLMS054 | BOLT, MACHINE, 7/8" X 26" SQUARE HEAD GALVANIZED STEEL, W/SQUARE NUT ATTACHED, (MUST BE SHIPPED IN STD. BOX QUANTITIES OF 10 EACH) | EA | ALLIED BOLT, INC. HUBBELL POWER SYSTEMS, INC. HUGHES JOSLYN HI-VOLTAGE CORP. STEEL CITY THREADED FASTENERS INC. | 8607-10 PSSB782600 B826-8 J9076 SC9076BG TF9076 |  | 368 |  | 0
CSC Stores | BOLMS055 | BOLT, MACHINE, 7/8" X 28" SQUARE HEAD GALVANIZED STEEL, W/SQUARE NUT ATTACHED, (MUST BE SHIPPED IN STD. BOX QUANTITIES OF 5 EACH) | EA | ALLIED BOLT, INC. HUBBELL POWER SYSTEMS, INC. HUGHES JOSLYN HI-VOLTAGE CORP. STEEL CITY THREADED FASTENERS INC. | 8608-5 PSSB782800 B828-8 J9078 SC9078BG TF9078 |  | 318 |  | 0
CSC Stores | BOLMS063 | BOLT, MACHINE, 1" X 24", SQUARE HEAD, GALVANIZED STEEL, W/SQUARE NUT ATTACHED, (MUST BE SHIPPED IN STD. BOX QUANTITIES OF 10 EACH) | EA | ALLIED BOLT, INC. HUBBELL POWER SYSTEMS, INC. HUGHES STEEL CITY THREADED FASTENERS INC. | 8299-10 PSSB102400 B-1024-6 SC1696BB TF1696 |  | 26 |  | 0
CSC Stores | BOLMS064 | BOLT, MACHINE, 1" X 26", SQUARE HEAD, GALVANIZED STEEL, W/SQUARE NUT ATTACHED, (MUST BE SHIPPED IN STD. BOX QUANTITIES OF 10 EACH) | EA | ALLIED BOLT, INC. HUBBELL POWER SYSTEMS, INC. HUGHES STEEL CITY THREADED FASTENERS INC. | 82995-10 PSSB102600 B-1026-6 SC16104BG TF16104 |  | 50 |  | 0
CSC Stores | BOLMS070 | BOLT, MACHINE 1" X 28", GALVANIZED W/SQUARE ATTACHED, (MUST BE SHIPPED IN STD. BOX QUANTITIES OF 5 EACH) | EA | ALLIED BOLT, INC. HUBBELL POWER SYSTEMS, INC. HUGHES BROTHERS STEEL CITY THREADED FASTENERS INC. | 82994-5 PSSB102800 B1028-8 SC16112BG TF16112 |  | 76 |  | 0
CSC Stores | BOLMS073 | BOLT, MACHINE, 7/8" X 30", SQUARE HEAD GALVANIZED STEEL, W/SQUARE NUT ATTACHED, (MUST BE SHIPPED IN BOX QUANTITIES OF 5 EACH.) | EA | ALLIED BOLT, INC. HUBBELL POWER SYSTEMS, INC. HUGHES BROTHERS STEEL CITY THREADED FASTENERS INC. | 8609-5 PSSB783000 B830-8 SC9080BG TF9080 |  | 153 |  | 0
CSC Stores | BOLMS074 | BOLT, MACHINE, 7/8" X 32", SQUARE HEAD GALVANIZED STEEL, W/SQUARE NUT ATTACHED, (MUST BE SHIPPED IN STD. BOX QUANTITIES OF 5 EACH) | EA | ALLIED BOLT, INC. HUBBELL POWER SYSTEMS, INC. HUGHES BROTHERS STEEL CITY THREADED FASTENERS INC. | 8610-5 PSSB783200 B832-8 SC14128BG TF14128 |  | 173 |  | 0
CSC Stores | BOLMS075 | BOLT, MACHINE, 7/8" X 36", SQUARE HEAD GALVANIZED STEEL, W/SQUARE NUT ATTACHED, (MUST BE SHIPPED IN STD. BOX QUANTITIES OF 5 EACH) | EA | ALLIED BOLT, INC. HUBBELL POWER SYSTEMS, INC. HUGHES BROTHERS STEEL CITY THREADED FASTENERS INC. | 8612-5 PSSB783600 B836-8 SC14144BG TF14144 |  | 162 |  | 0
CSC Stores | BOLTE001 | BOLT, TERMINAL KIT, ( KIT INCLUDES ) 1-EACH 1/2" DIA. X 2" S/S BOLT FULL THREAD, 2-EACH S/S FLAT WASHERS, 1-EACH S/S BELLEVILLE 1-SILICON BRONZE NUT ( SHIPPED IN BAGS OF 10-EACH ASSEMBLED ) **(SEE SPECIFICATION)** | EA | CMC/BARFIELD MANUFACTURING ERITECH SPECIALTY PRODUCTS HD SUPPLY THREADED FASTENERS INC. | SHA200 SHA-200 HDSBOLTE001 TFKIT#2 |  | 45968 |  | 0
CSC Stores | BOLTE002 | BOLT, TERMINAL KIT, ( KIT INCLUDES ) 1-EACH 1/2" DIA. X 2 1/2" S/S BOLT FULL THREAD, 2-EACH S/S FLAT WASHERS, 1-EACH S/S BELLEVILLE 1-SILICON BRONZE NUT ( SHIPPED IN BAGS OF 10-EACH ASSEMBLED ) **(SEE SPECIFICATION)** | EA | BURNDY CORP. THREADED FASTENERS INC. | TMH3010 ORDER BY DESCRIPTION |  | 10808 |  | 0
CSC Stores | BRCCF001 | BRACE, CROSSARM, FACE MOUNTING WOOD, 3-3/8" X 4-3/8" FIR, 3'-0" DROP, 9'-0" SPAN (1 EACH = 1 PAIR) #6-#10 PENTA TREATED. GALVANIZED STEEL END FITTINGS, 3-1/2" X 3-1/2". | EA | BROOKS MFG. CO. HUGHES BROTHERS | 412-C77-05023 2018AA64.8PR |  | 20 |  | 0
CSC Stores | BRCCF002 | BRACE, CROSSARM, FACE MOUNTING WOOD, 3-3/8" X 4-3/8" FIR, 3'-6" DROP, 10'- 6" SPAN (PAIR), ***1 EACH = 1 PAIR***. | EA | BROOKS MFG. CO. HUGHES BROTHERS | 412-C77-06036 2018AA75.7PR |  | 10 |  | 0
CSC Stores | BRCCR001 | BRACE, CROSSARM, 1/2" X 1-1/4" X 29", FIBERGLASS, 26" HOLE SPACING NOTE: ONE EACH = ONE PAIR (PRICING IS TO BE BY THE PAIR) | EA | ATLAS POWER PRODUCTS CONTINENTAL ELECTRIC FLAGG (MIF) HUGHES BROTHERS PLP | APF-4529 CRB-29 FCB-26 CF-533-26 FRB-29 |  | 104 |  | 0
CSC Stores | BRCCR002 | BRACE, CROSSARM, WOOD, FIR 1-11/16" X 2-11/16", SPAN 60", DROP 30" NOTE: ONE EACH = ONE PAIR (PRICING IS TO BE BY THE PAIR) | EA | BROOKS MFG. CO. HUGHES BROTHERS | 446-60-30 2045-D45-9-11 |  | 63 |  | 0
CSC Stores | CAPCE001 | CAP, CABLE END, 1.38" I.D., 10" LENGTH, (STD PKG = 10 EACH) | EA | SALISBURY | 117 |  | 70 |  | 0
CSC Stores | CAPCE004 | CAP, CABLE END, 2 1/4" DIA, 12" LENGTH, SELF SECURING, CABLE SIZE 350 TO 750 MCM, 20 KV RATING, PREVENTS MOSITURE & CONTAMINATION FROM ENTERING CABLE END | EA | SALISBURY | 177 |  | 13 |  | 0
CSC Stores | CLAAN001 | CLAMP, ANGLE, 4-SOL.- 250-MCM, FORGED STEEL OR MALLEABLE IRON 7000# | EA | ANDERSON MACLEAN POWER SYSTEMS POWERLINE HARDWARE CO. | 828602000 FAC-75 AC-60 |  | 573 |  | 0
CSC Stores | CLAAN002 | CLAMP, ANGLE, 2-AAAC - 1/0-AAAC ALUMINUM, 7000# | EA | MACLEAN POWER SYSTEMS | RALS-1-N-LKP |  | 856 |  | 0
CSC Stores | CLAAR002 | CLAMP, ARRESTER, HOT-LINE, HIGH STRENGTH ALUMINUM ALLOY, 6061-T6 CLAMP, WITH EYE- BOLT AND BLINT TAP, TAP/MAIN FILLED WITH INHIBITOR, 4/0-4 MAIN TO 2-8 TAP | EA | UTILCO | SCH-40B-9/16P |  | 301 |  | 0
CSC Stores | CLAAR003 | CLAMP, ARRESTER, HOT-LINE, HIGH STRENGTH ALUMINUM ALLOY, 6061-T6 CLAMP, WITH EYE- BOLT AND BLINT TAP, TAP/MAIN FILLED WITH INHIBITOR, 636-336 MAIN TO 2-6 TAP | EA | UTILCO | SCH-6362B-9/16P |  | 3447 |  | 0
CSC Stores | CLACS001 | CLAMP, CABLE SUSPENSION, 3-BOLT TYPE, 1/0 - 4/0-AAAC, 6" LENGTH | EA | CHANCE COOPER POWER SYSTEMS JOSLYN HI-VOLTAGE CORP. | 7903 DJ22C1 J1096 |  | 213 |  | 0
CSC Stores | CLACT001 | CLAMP, CLAMP-TOP POST INSULATOR, HOT-DIP GALVANIZED, MALLEABLE IRON, 4/0-STR. CU. | EA | LAPP LINDSEY MACLEAN POWER SYSTEMS OHIO BRASS | 47101 1101 LPS-57F 270650 |  | 158 |  | 0
CSC Stores | CLACT003 | CLAMP, CLAMP-TOP POST INSULATOR ALUMINUM, 1/0 - 3/0 AAAC | EA | ANDERSON LAPP MACLEAN POWER SYSTEMS | TSC-57 47113 ACTS-57 |  | 10 |  | 0
CSC Stores | CLACT004 | CLAMP, CLAMP-TOP POST INSULATOR ALUMINUM, 336 - 636 AAC | EA | ANDERSON FARGO FRANKEL LAPP LINDSEY MC GRAW EDISON OHIO BRASS RELIABLE POWER PRODUCTS | TSC-150 GD-997A ISCA-1.5 47114 1124 NL58803 270662 ACTS-150 |  | 155 |  | 0
CSC Stores | CLACT009 | CLAMP, CLAMP-TOP POST INSULATOR, ANGLE, 2 - 1/0 AAAC, ALUMINUM CONDUCTOR | EA | CONTINENTAL ELECTRIC FARGO LAPP PLP RELIABLE POWER PRODUCTS | PAC-57 GD-992A30 80481 TAAS-57 ACP-057 |  | 1483 |  | 0
CSC Stores | CLACT010 | CLAMP, CLAMP-TOP POST INSULATOR, ANGLE, 3/0, 4/0, 652 AAAC, 336, 636 AAC, 556 ACSR ALUMINUM CONDUCTOR. | EA | MACLEAN POWER SYSTEMS | ULPS2-140 |  | 1606 |  | 0
CSC Stores | CLAGR001 | CLAMP, GROUND ROD, 5/8" - 4SOL "HAMMERLOCK" | EA | ERICO PRODUCTS | EHL58C1K |  | 12450 |  | 0
CSC Stores | CLAGR002 | CLAMP, GROUND ROD, 5/8", 8 SOL - 1/0 STR. "WEDDING BAND" ** MAINTENANCE ONLY ** | EA | ERICO PRODUCTS | HDC58 |  | 2099 |  | 0
CSC Stores | CLAHL001 | CLAMP, HOT LINE, 6-1/0-MAIN, 6-1/0-TAP | EA | ANDERSON BLACKBURN CHANCE CMC/BARFIELD MANUFACTURING FARGO MACLEAN POWER SYSTEMS RICHARDS MFG. CO. | BC-2/0 HLC2108 S1520CC HLB2/0 GH-100 C1520 BHLC-100 |  | 61543 |  | 0
CSC Stores | CLAHL002 | CLAMP, HOT LINE, 2-4/0-MAIN, 6-2/0-TAP, | EA | ANDERSON BLACKBURN CHANCE CMC/BARFIELD MANUFACTURING FARGO MACLEAN POWER SYSTEMS RICHARDS MFG. CO. | BH-4 HLC3974 S1530CC HLB400 GH-101 C1530 BHLC-300 |  | 1623 |  | 0
CSC Stores | CLAJU005 | CLAMP, SUSPENSION, CUSHION GRIP, 25000 LB LOAD, FOR 556 ASCR | EA | ALCOA PREFORMED LINE PRODUCTS CO. | HCS880 CGS-1097 |  | 41 |  | 0
CSC Stores | CLAJU006 | CLAMP, SUSPENSION, CUSHION GRIP, 25000 LB LOAD, FOR 954 AAC | EA | ALCOA PREFORMED LINE PRODUCTS CO. PREFORMED LINE PRODUCTS CO. | HCS1116 CGS-1097 CGS-1111 |  | 15 |  | 0
CSC Stores | CLAJU008 | CLAMP, SUSPENSION, CUSHION GRIP, 25000 LB LOAD, FOR 1590 ASCR | EA | ALCOA PREFORMED LINE PRODUCTS CO. PREFORMED LINE PRODUCTS CO. | HCS1500 CGS-1098 CGS-1119 |  | 90 |  | 0
CSC Stores | CLAPJ001 | CLAMP, PARALLEL JUMPER, 6-1/0-ACSR LINE 2-8 SOL. CU/AL TAP, 1/2 INCH BOLT HEAD | EA | ITT BLACKBURN PENN-UNION | K1 JC-2-AA |  | 6900 |  | 0
CSC Stores | CLAQD005 | CLAMP, QUADRANT DEADEND, FORGED OR CAST ALUMINUM, 397-1113AAC, 30000# | EA | ANDERSON MACLEAN POWER SYSTEMS | SD-130-N ADE-2526-N |  | 57 |  | 0
CSC Stores | CLAQD006 | CLAMP, QUADRANT DEADEND, FORGED OR CAST ALUMINUM, 1590ACSR, 30000# | EA | HUBBELL POWER SYSTEMS, INC. MACLEAN POWER SYSTEMS | SD185N ADE-27-N |  | 30 |  | 0
CSC Stores | CLAQD008 | CLAMP, QUADRANT DEADEND, DUCTILE IRON 19,000-LB ULTIMATE, COND. SIZE .20"-.55", (STD. PKG. OF 10 EACH) | EA | HUBBELL POWER SYSTEMS, INC. MACLEAN POWER SYSTEMS RELIABLE ELECTRIC CO. | SWDE55N FQD-583 FD-550-N |  | 1260 |  | 0
CSC Stores | CLASR001 | CLAMP, STRAIN RELIEF WEDGE, ALUMINUM, 6-2 TRI | EA | ALLIED BOLT, INC. HUBBELL POWER SYSTEMS, INC. ITT BLACKBURN JOSLYN HI-VOLTAGE CORP. RELIABLE ELECTRIC CO. | 10076 SW7195 W62-1 7195 7195 |  | 8955 |  | 0
CSC Stores | CLASR002 | CLAMP, STRAIN RELIEF WEDGE, ALUMINUM, 1/0 TRI - 4/0 PAP | EA | ALLIED BOLT, INC. HUBBELL POWER SYSTEMS, INC. ITT BLACKBURN JOSLYN HI-VOLTAGE CORP. MACLEAN POWER SYSTEMS | 10078 SW7197 W40-1 7197 7197 |  | 13000 |  | 0
CSC Stores | CLASR003 | CLAMP, STRAIN RELIEF WEDGE MESSENGER, SIZE: #6 - 2/0 | EA | BLACKBURN MACLEAN POWER SYSTEMS | W20-1 7187 |  | 49080 |  | 0
CSC Stores | CLASS001 | CLAMP, STRAIGHT STRAIN, MALLEABLE IRON, GALVANIZED, 6-1/0, 5000# COPPER OR COPPERWELD | EA | MACLEAN POWER SYSTEMS PLP | SDE-46F SDF-52-N |  | 6010 |  | 0
CSC Stores | CLASS002 | CLAMP, STRAIGHT STRAIN, MALLEABLE IRON, GALVANIZED, 2/0-250 8000# COPPER OR COPPERWELD | EA | ANDERSON BARRON BETHEA CONTINENTAL ELECTRIC PLP RELIABLE POWER PRODUCTS | MDE-60-N SDF-10N SDE-73F SDF-63-N DEF-37-N |  | 832 |  | 0
CSC Stores | CLASS003 | CLAMP, STRAIGHT STRAIN, MALLEABLE IRON, GALVANIZED, 250-500 10000#, COPPER OR COPPERWELD | EA | ANDERSON BARRON BETHEA CONTINENTAL ELECTRIC MACLEAN POWER SYSTEMS OHIO BRASS RELIABLE POWER PRODUCTS | 87672-2000 SDF-20N SDE-88F SDE-93F 91572 DEF-45-N |  | 154 |  | 0
CSC Stores | CLASS004 | CLAMP, STRAIGHT STRAIN, ALUMINUM, 5000#, 4-3/0 ALUM | EA | ANDERSON CPI HYDROCOM INTERNATIONAL MACLEAN POWER SYSTEMS PLP | ADEZ-47-N SBDE440 HCD60-SO HDSO-47 SOD-53-N |  | 40712 |  | 0
CSC Stores | CLASS006 | CLAMP, STRAIGHT STRAIN, ALUMINUM, 10000# 3/0 - 556 ALUM | EA | ANDERSON HYDROCOM INTERNATIONAL MACLEAN POWER SYSTEMS PLP | ADEZ-88-N HCD88-SO HDSO-88 SOD-93-N |  | 4109 |  | 0
CSC Stores | CLASS007 | CLAMP, STRAIGHT STRAIN, ALUMINUM, 12000# 397 - 1000 ALUM. | EA | ANDERSON HYDROCOM INTERNATIONAL MACLEAN POWER SYSTEMS PLP | ADEZ-116-N HCD116-SO HDSO-116 SOD-119-N |  | 6915 |  | 0
CSC Stores | CLASU001 | CLAMP, SUSPENSION, ALUMINUM, 15000#, 3#6AW / 7#10AW, MINIMUM CLAMPING RANGE .25" - .62" | EA | ANDERSON LINDSEY MACLEAN POWER SYSTEMS | HAS-62-N 1330N LS-0-N |  | 2729 |  | 0
CSC Stores | CLASU002 | CLAMP, SUSPENSION, ALUMINUM, 25000#, 3/0 - 336AAC, MINIMUM CLAMPING RANGE .50" - 1.04" | EA | ANDERSON LINDSEY RELIABLE POWER PRODUCTS | HAS-104-N 1334N LS-2-N |  | 88 |  | 0
CSC Stores | CLASU006 | CLAMP, SUSPENSION, ALUMINUM, 25000#, 636 AAC, 556 ACSR, 652 AAAC, 336 ACSR, MINIMUM CLAMPING RANGE 1.00" - 1.47" | EA | ANDERSON FLAGG (MIF) LINDSEY RELIABLE POWER PRODUCTS | HAS-147-N 42101-N 1342N LS-6-N |  | 151 |  | 0
CSC Stores | CLASU007 | CLAMP, SUSPENSION, ALUMINUM, 25000#, 954 AAC, ASCR | EA | ANDERSON CONTINENTAL ELECTRIC FLAGG (MIF) LAPP LINDSEY MC GRAW EDISON PLP RELIABLE POWER PRODUCTS | HAS-182-N SC-192-N HALS-182 306035-N 1346N WBT9548U ALS-182-N LS-8-N |  | 111 |  | 0
CSC Stores | CLASU009 | CLAMP, SUSPENSION, MALLEABLE IRON, GALV. 16000#, 2-4/0 | EA | AMERICAN CONNECTOR ENGINEERS ANDERSON LAPP MACLEAN POWER SYSTEMS | FLS-63 MS-60-N 305741-N FCS-60 |  | 50 |  | 0
CSC Stores | CLASW001 | CLAMP, SHIELD WIRE, 3#6AW / 3#7CU, GALV. | EA | CHANCE JOSLYN HI-VOLTAGE CORP. MACLEAN POWER SYSTEMS | 5455 J5455 U5268 |  | 3171 |  | 0
CSC Stores | CLATG001 | CLAMP, TRANSFORMER TANK GROUND, "BRONZE" 6 SOL - 1 STR. | EA | CMC/BARFIELD MANUFACTURING ELECTRIC MOTION COMPANY, INC. ERICO PRODUCTS MACLEAN POWER SYSTEMS | BGC-0 EM 207 CC207 BVC-207 |  | 20478 |  | 0
CSC Stores | CLEEY001 | CLEVIS, EYE, 90 DEGREE, 30,000# 1/2" EYE THICKNESS, 11/16" HOLE DIAMETER HOT-DIP GALVANIZED, DROP-FORGED STEEL 5/8" PIN DIA., 13/16" CLEVIS OPENING | EA | HUBBELL POWER SYSTEMS, INC. | CA-05-033 |  | 583 |  | 0
CSC Stores | CLEHL001 | CLEVIS, HOT LINE HARDWARE, BALL-Y-CLEVIS 30,000#, 3/4" PIN SIZE, CLASS 52-3 FOR TRANSMISSION USE, HOT DIPPED GALV. | EA | ANDERSON FLAGG (MIF) JOSLYN HI-VOLTAGE CORP. LINDSEY RELIABLE POWER PRODUCTS | HYBC-30 13501 BT3091 3478 YCBHL-65A |  | 908 |  | 0
CSC Stores | CLEHL004 | CLEVIS, HOT LINE HARDWARE, SOCKET CLEVIS 30,000#, 5/8" PIN SIZE, CLASS 52-3 FOR TRANSMISSION USE, HOT DIPPED GALV. | EA | ANDERSON FLAGG (MIF) JOSLYN HI-VOLTAGE CORP. LINDSEY RELIABLE POWER PRODUCTS | HSC-100 13505 BT3087 3454 SCHL-55A |  | 88 |  | 0
CSC Stores | CLEHL005 | CLEVIS, HOT LINE HARDWARE, SOCKET-Y 50,000#, 7/8" PIN SIZE, CLASS 52-8 FOR TRANSMISSION USE, HOT DIPPED GALV. | EA | ANDERSON LINDSEY RELIABLE POWER PRODUCTS | HSYC-50 3471 SYCHL-87 |  | 330 |  | 0
CSC Stores | CLEHL007 | EYE, SOCKET TYPE, HOT LINE HARDWARE GALVANIZED, CLASS 52-3, 30,000# STRENGHT 1-1/16" EYE SIZE, 1" EYE THICKNESS FOR TRANSMISSION USE, HOT DIPPED GALV. | EA | ANDERSON | HSE-100-10 |  | 68 |  | 0
CSC Stores | CLEHL008 | EYE, SOCKET TYPE, HOT LINE HARDWARE GALVANIZED, CLASS 52-8, 40,000# STRENGHT 13/16" EYE SIZE, 3/4" EYE THICKNESS FOR TRANSMISSION USE, HOT DIPPED GALV. | EA | LINDSEY | 3464 |  | 83 |  | 0
CSC Stores | CLEIN001 | CLEVIS, INSULATED, GALVANIZED, INSULATOR NOT INCLUDED, 3-1/4" CLEVIS OPENING | EA | COOPER POWER SYSTEMS HUBBELL POWER SYSTEMS, INC. JOSLYN HI-VOLTAGE CORP. POWERLINE HARDWARE CO. UTILITIES SERVICE | DC5C2 468 J93 P093 31215 |  | 1448 |  | 0
CSC Stores | CLESO004 | CLEVIS, SOCKET-Y, CLASS 52-8, 3/4" PIN FORGED STEEL, HOT-DIP GALVANIZED, 30,000# | EA | ANDERSON LAPP MACLEAN POWER SYSTEMS | SYC-30 72949 SYCR-56 |  | 201 |  | 0
CSC Stores | CLESO005 | CLEVIS, SOCKET - Y, 50,000 LB, CLASS 52-8/11. | EA | BETHEA NATIONAL HUBBELL POWER SYSTEMS, INC. | SYC-87 94277-3001 |  | 158 |  | 0
CSC Stores | CLETE001 | CLEVIS, TOWER EYE, STANDARD, 30,000# 5/8" EYE THICKNESS, 11/16" HOLE DIAMETER HOT-DIP GALVANIZED, HEAT TREATED | EA | ANDERSON JOSLYN MANUFACTURING CO. MACLEAN POWER SYSTEMS | 85450-2000 33400-5/8 YCE65625A |  | 708 |  | 0
CSC Stores | CLETE004 | CLEVIS, TOWER EYE, 90 DEGREE, 30,000# 5/8" EYE THICKNESS, 11/16" HOLE DIAMETER HOT-DIP GALVANIZED, HEAT TREATED | EA | ANDERSON JOSLYN MANUFACTURING CO. MACLEAN POWER SYSTEMS | 85451-2000 33440-5/8 YCE9062565 |  | 1783 |  | 0
CSC Stores | CLETH001 | CLEVIS, THIMBLE, GALVANIZED, 20,000# 3/8" & 7/16" | EA | AMERICAN CONNECTOR ENGINEERS CONTINENTAL ELECTRIC FLAGG (MIF) POWERLINE HARDWARE CO. RELIABLE POWER PRODUCTS | TC-5F CT-88 PA271 DET-20 FSA-88-5 |  | 798 |  | 0
CSC Stores | CLETH002 | CLEVIS, THIMBLE, GALVANIZED, 40,000# 1/2" & 9/16" | EA | ANDERSON BARRON BETHEA CONTINENTAL ELECTRIC FLAGG (MIF) RELIABLE POWER PRODUCTS | DDT-07 TC-2 CT-88H PA272B FSA-100-6 |  | 78 |  | 0
CSC Stores | CLETH003 | CLEVIS, THIMBLE, GALVANIZED, 60,000# 5/8" & 3/4" | EA | CONTINENTAL ELECTRIC HUBBELL POWER SYSTEMS, INC. RELIABLE POWER PRODUCTS | CT-100H DDT12 FSA-125-8 |  | 112 |  | 0
CSC Stores | CLEYY001 | CLEVIS, "Y", 90-DEGREE, 13/16" OPENING 3/4" Y-PIN, 5/8" CLEVIS PIN, 30,000# | EA | ANDERSON LAPP LINDSEY RELIABLE POWER PRODUCTS | YCC-30-90 98661 3190 YCCR-65 |  | 50 |  | 0
CSC Stores | CLEYY002 | CLEVIS, "Y", 90-DEGREE, 15/16" OPENING 7/8" Y-PIN, 7/8" CLEVIS PIN, 50,000#. ALL COMPONENTS ARE TO BE PACKAGED AS ONE ASSEMBLED UNIT. | EA | MACLEAN POWER SYSTEMS | YCB-78 W/ SCR-87 |  | 49 |  | 0
CSC Stores | CNNAJ002 | TERMINAL, ALUMINUM JUMPER, CONDUCTOR RANGE .889"- .964", CONDUCTOR SIZE 556-ACSR 636-AAC, 15-DEGREE ANGLE | EA | ALCOA ANDERSON BURNDY CORP. SEFCOR | 5127.100 OAL-700C-15 YNA39RT4N15 AL-918-4A-15 |  | 32 |  | 0
CSC Stores | CNNAJ005 | TERMINAL, ALUMINUM JUMPER, CONDUCTOR RANGE 1.475"-1.560", CONDUCTOR SIZE 1590-ACSR 15-DEGREE ANGLE | EA | ALCOA ANDERSON BURNDY CORP. SEFCOR | 5140.162 CCL-1545-D-Y15 YNA56RT15 AL-1548-4A-15 |  | 5 |  | 0
CSC Stores | CNNAJ008 | TERMINAL, ALUMINUM JUMPER, 4-HOLE PAD 1.475"-1.560", CONDUCTOR SIZE 1590-ACSR 0-DEGREE ANGLE COMPRESSION CONNECTION | EA | ALCOA ANDERSON BURNDY CORP. SEFCOR | 5640.162 CCL-1545-D YNA56RT AL-1548-4A |  | 11 |  | 0
CSC Stores | CNNCP001 | CONNECTOR, #1, 6-4 MAIN, 6-4 TAP, COMPRESSION, PARALLEL TAP, ALUMINUM, | EA | ANDERSON BURNDY CORP. HOMAC ITT BLACKBURN KEARNEY PENN-UNION | AC 506-82 YHO1 OB44 WR159 506-82 KO-R06 |  | 20330 |  | 0
CSC Stores | CNNCP002 | CONNECTOR, #2, 6-2 MAIN, 2-1/0 TAP, ALUMINUM COMPRESSION, PARALLEL TAP, | EA | ANDERSON BURNDY CORP. HOMAC ITT BLACKBURN KEARNEY PENN-UNION | AC-508-82 YHO2 OB101 WR189 50882 KO-R08 |  | 144363 |  | 0
CSC Stores | CNNCP003 | CONNECTOR, 2-2/0 MAIN, 2-2/0 TAP, COMPRESSION, PARALLEL TAP, ALUMINUM, | EA | HOMAC KEARNEY PENN-UNION | OB1010 504-82 KO-R10 |  | 13896 |  | 0
CSC Stores | CNNCP004 | CONNECTOR, #4, 1/0-2/0 MAIN, 1/0-3/0 TAP COMPRESSION, PARALLEL TAP, ALUMINUM, | EA | ANDERSON BURNDY CORP. HOMAC ITT BLACKBURN PENN-UNION | AC-504-82 YHD4 DB2020 WR279 KD-R04 |  | 131058 |  | 0
CSC Stores | CNNCP005 | CONNECTOR, #3, 6-2 MAIN, 2/0-3/0 TAP, COMPRESSION, PARALLEL TAP, ALUMINUM, | EA | ANDERSON BURNDY CORP. HOMAC ITT BLACKBURN KEARNEY PENN-UNION | AC-502-82 YHD3 DB202 WR289 502-82 KD-R02 |  | 52756 |  | 0
CSC Stores | CNNCP006 | CONNECTOR, #6, 1/0-2/0 MAIN, 3/0-4/0 TAP COMPRESSION, PARALLEL TAP, ALUMINUM, | EA | ANDERSON BURNDY CORP. HOMAC ITT BLACKBURN KEARNEY PENN-UNION | AC-505-82 YHD6 DB4020 WR399 505-82 KD-R05 |  | 55011 |  | 0
CSC Stores | CNNCP007 | CONNECTOR, #7, 3/0-4/0 MAIN, 3/0-4/0 TAP COMPRESSION, PARALLEL TAP, ALUMINUM, | EA | BURNDY CORP. HOMAC ITT BLACKBURN KEARNEY PENN-UNION | YHD7 DB4040 WR419 507-82 KD-R28 |  | 25073 |  | 0
CSC Stores | CNNCP008 | CONNECTOR, #5, 6-2 MAIN, 4/0 TAP, COMPRESSION, PARALLEL TAP, ALUMINUM, | EA | ANDERSON BURNDY CORP. HOMAC ITT BLACKBURN KEARNEY PENN-UNION | AC-503-82 YHD5 DB404 WR379 503-82 KD-R03 |  | 47352 |  | 0
CSC Stores | CNNCP016 | CONNECTOR, .204"-.258",.204"-.258" COPPER COMPRESSION TAP FOR COPPER CONNECTIONS ONLY | EA | HOMAC ITT BLACKBURN KEARNEY PENN-UNION | HCST-302 CF22 302-82 CDT-398-8 |  | 2483 |  | 0
CSC Stores | CNNCP021 | CONNECTOR, COPPER COMPRESSION, CONDUCTOR SIZE- #2 | EA | ANDERSON BURNDY CORP. DOSSERT HOMAC ITT BLACKBURN MAC ELECTRICAL CONNECTORS PENN-UNION RICHARDS MFG. CO. UTILCO | VHSS-2 YS2CL DPCS-6 SC-2 CSP-2 MSC2 BCU-2T SCC7 CT-2 |  | 70 |  | 0
CSC Stores | CNNCP022 | CONNECTOR, COPPER COMPRESSION, CONDUCTOR SIZE- #1/0 | EA | ANDERSON BURNDY CORP. DOSSERT HOMAC HUBBELL ITT BLACKBURN MAC ELECTRICAL CONNECTORS PENN-UNION RICHARDS MFG. CO. UTILCO | VHSS-1/0 YS25L DPCS-10 SC-1/0 VHSS10 CSP-10 MSC 1/0 BCU-1/OT SCC9 CT-1/0 |  | 6013 |  | 0
CSC Stores | CNNCP025 | CONNECTOR, COPPER COMPRESSION CONDUCTOR SIZE 500KCM, 600V APPLICATIONS | EA | BURNDY CORP. HOMAC HUBBELL RICHARDS MFG. CO. | YS34 C500 VHS500 CC18 |  | 303 |  | 0
CSC Stores | CNNCP032 | CONNECTOR, COMPRESSION, REDUCER, FOR CONNECTING 750-KCM TO 500-KCM AL/AL OR AL/CU | EA | BURNDY CORP. HOMAC RICHARDS MFG. CO. | YRB39U34 SAC750R500 ALCR23-18 |  | 20 |  | 0
CSC Stores | CNNCP034 | CONNECTOR, CU OR AL COMPRESSION, REDUCING 750-MCM TO 1000-MCM | EA | HOMAC RICHARDS MFG. CO. | SAC1000R750TN ALCR28-23-8 |  | 5 |  | 0
CSC Stores | CNNCT004 | CONNECTOR, CONTACT, 25KV, 750 MCM COMPT USED ON COPPER TO MAKE UP ELBOW CONNECTOR CNNLB001 | EA | ELASTIMOLD | 03700360 |  | 16 |  | 0
CSC Stores | CNNGR002 | COUPLING, GROUND ROD, "THREADLESS" REMARKS: FOR THREADLESS GROUND RODS | EA | DEMARK ERICO PRODUCTS GALVAN INDUSTRIES SOUTHERN GROUNDING | GRC-58B CC58 58DC 58DC |  | 23190 |  | 0
CSC Stores | CNNJU001 | JUMPER, 636AAC, 8 FT, WITH 2 HOLE BURNDY COMPRESSION CONNECTOR YNA39R SQUEEZED ON WITH BURNDY 722 DIE, OPEN END TAPED AND CABLE TIED, 105 PER PALLET | EA | BURNDY CORP. IRBY | NONE KIT-JEACNNJU001 |  | 4150 |  | 0
CSC Stores | CNNJU002 | JUMPER, 636AAC, 15 FT, WITH 4 HOLE BURNDY COMPRESSION CONNECTOR YNA39R-4N SQUEEZED ON WITH BURNDY 722 DIE, OPEN END TAPED AND CABLE TIED, 30 PER PALLET | EA | HD SUPPLY IRBY | KIT-JEACNNJU002 KIT-JEACNNJU002 |  | 1400 |  | 0
CSC Stores | CNNLB001 | CONNECTOR, 1/0 ALUM., LOADBREAK ELBOW, SUBMERSIBLE, 25 KV, B.I.L. 125 KV, 200A ED | EA | COOPER POWER SYSTEMS ELASTIMOLD ITT BLACKBURN TYCO/RAYCHEM | LE225CCO6T 262LR-C5240 JT2CJ10BAT ELB-25-210C10 |  | 13000 |  | 0
CSC Stores | CNNLB002 | CONNECTOR, LOADBREAK ELBOW REPAIR, FOR REPAIR REPLACEMENT OF FAILED ELBOW 1/0 ALUMINUM, 25-KV, 200-AMP | EA | ELASTIMOLD | 274ELR-88110-240 |  | 200 |  | 0
CSC Stores | CNNME002 | CONNECTOR, 1", STRAIGHT, FOR LIQUID TIGHT INSULATED FLEXIBLE METAL CONDUIT. | EA | THOMAS & BETTS | 5234-TB WITH 5264 TB |  | 450 |  | 0
CSC Stores | CNNPA590 | CONNECTOR, PARALLEL, BRONZE, MULTIPLE (2) U-BOLTS, #1 SOL 4/0 MAIN & TAP, TRANSMISSION ITEM | EA | ANDERSON HOMAC | LC-1133 VWU2-4/0-1 |  | 100 |  | 0
CSC Stores | CNNPL501 | CONNECTOR, BI-METALLIC TRANSITION PLATE, 3" X 3" X 1/16", 80%AL/20%CU, 4-HOLE NEMA***PACKAGES OF 50 EACH*** | EA | ANDERSON DOSSERT HOMAC SEFCOR | TP-C BM3N GB-9557-3 ATP-C |  | 250 |  | 0
CSC Stores | CNNPL504 | CONNECTOR, BI-METALLIC TRANSITION PLATE, 2-HOLE NEMA, AL/CU, TYPE-TP, PAGE-J9, FIG.1, 1 1/2" X 3" X 1/16", 80% ALUM., 20% COPPER IN THICKNESS, PKG OF 25 EACH | EA | ANDERSON DOSSERT HOMAC SEFCOR | TP-B BM 1-1/2N GB-9557-1.5 ATP-B |  | 70 |  | 0
CSC Stores | CNNPT005 | CONNECTOR, 636 AAC, PREFORMED TEE CONDUCTOR RANGE-.887"-.929" | EA | PREFORMED LINE PRODUCTS CO. | TC-0146 |  | 70 |  | 0
CSC Stores | CNNSL001 | CONNECTOR, SECONDARY, STREET LIGHT TAP, 250-500KCM MAIN -- #10-#12 TAP | EA | UTILCO | UPC-500-12 |  | 600 |  | 0
CSC Stores | CNNSP001 | CONNECTOR, SECONDARY PEDESTAL, 4-OUTLET #10- 500-KCM | EA | CONNECTOR MANUFACTURING CO. HOMAC UTILCO | SSBC-500-4SI RAB45C PED4-500-SSP |  | 8725 |  | 0
CSC Stores | CNNSP002 | CONNECTOR, SECONDARY PEDESTAL, 6-OUTLET #2 - 750-KCM | EA | CONNECTOR MANUFACTURING CO. HOMAC UTILCO | SSBC750-6I RXM6C PED6-750-SSP |  | 800 |  | 0
CSC Stores | CNNTA001 | CONNECTOR, BOLT ON, 336-336, INSTALLED WITH TORQUE CONTROL DEVICE. | EA | HOMAC UTILITY COMPONENTS INC. | A-4050-SH WL-4050-336-SH |  | 2040 |  | 0
CSC Stores | CNNTA002 | CONNECTOR, 636-336, TAP, | EA | CPI HOMAC UTILITY COMPONENTS INC. | 556638 A-4560-SH WL-4560-336-SH |  | 2200 |  | 0
CSC Stores | CNNTA003 | CONNECTOR, 636-500 COPPER, TAP, | EA | CPI HOMAC UTILITY COMPONENTS INC. | 556294T A-5065-SH WL-5065-500-SH |  | 830 |  | 0
CSC Stores | CNNTA004 | CONNECTOR, 636-636, TAP, | EA | CPI HOMAC UTILITY COMPONENTS INC. | 556294-1 A-5070-SH WL-5070-636-SH |  | 40300 |  | 0
CSC Stores | CNNTA005 | CONNECTOR, 336-4/0, TAP, | EA | CPI HOMAC UTILITY COMPONENTS INC. | 350123 A-4040-SH WL-4040-40-SH |  | 725 |  | 0
CSC Stores | CNNTA006 | CONNECTOR, 636-4/0, TAP, | EA | CPI CONNECTOR PRODUCTS HOMAC UTILITY COMPONENTS INC. | 556638 A-4555-SH WL-4550-40-SH |  | 1000 |  | 0
CSC Stores | CNNTA007 | CONNECTOR, 500CU-4/0, TAP, | EA | CPI HOMAC UTILITY COMPONENTS INC. | 477724T A-4045-SH WL-4045-40-SH |  | 700 |  | 0
CSC Stores | CNNTB001 | CONNECTOR, 1/0-4/0 MAIN, 8-4/0TAP TWO-BOLT PARALLEL STRENGTH COPPER ALLOY. | EA | ANDERSON BURNDY CORP. DOSSERT PENN-UNION SEFCOR UTILITY STANDARD | K3 KVS28 DSU21 VT-2 GFCS-5050 USKVS28 |  | 300 |  | 0
CSC Stores | CNNTB002 | CONNECTOR, 250-350 MAIN, 8-350 TAP TWO-BOLT PARALLEL | EA | ANDERSON BURNDY CORP. DOSSERT HOMAC | K4 KVS31 DSU35 TBC-350 |  | 350 |  | 0
CSC Stores | CNNTB003 | CONNECTOR, 400-500 MAIN, 8-500 TAP TWO-BOLT PARALLEL | EA | ANDERSON BURNDY CORP. DOSSERT HOMAC PENN-UNION UTILITY STANDARD | K5 KVS34 DSU50-JEA TBC500 VT-4 USKVS34 |  | 1650 |  | 0
CSC Stores | CNNTB004 | CONNECTOR, 400-800 MAIN, 3/0-800 TAP TWO-BOLT PARALLEL | EA | ANDERSON BURNDY CORP. HOMAC PENN-UNION | K6 KVS40 TBC-800 VT-5 |  | 250 |  | 0
CSC Stores | CNNTE046 | CONNECTOR, TERMINAL, BOLTED, NEMA 2-HOLE, TIN PLATED BRONZE, STRAIGHT, W/ BRONZE HARDWARE, #4 SOL-250MCM RANGE, COPPER OR ALUMINUM, TORQUE TO 40 FT-LBS | EA | ANDERSON BURNDY CORP. DOSSERT HOMAC | SWH-025B-TP-ED NAH29-2N-W TCVH 25-2N-SN 7M-60-2NR |  | 500 |  | 0
CSC Stores | CNNTE047 | CONNECTOR, TERMINAL, BOLTED, NEMA 2-HOLE, TIN PLATED BRONZE, STRAIGHT, W/ BRONZE HARDWARE, 2/0 SOL - 800MCM RANGE COPPER OR ALUM., TORQUE TO 40 FT-LBS, CONTACT STANDARDS BEFORE REORDERING | EA | ANDERSON DOSSERT FCI USA INCORPORATED HOMAC | SWH-080-B2-TP-ED TCVH 80-2N-SN NAH40-2N-W 7M-80-2NR |  | 1050 |  | 0
CSC Stores | CNNTE048 | CONNECTOR, TERMINAL, BOLTED, NEMA 4-HOLE, TIN PLATED BRONZE, STRAIGHT, W/ BRONZE HARDWARE, RANGE: 4/0 - 1000MCM COPPER OR ALUMINUM, TORQUE TO 40 FT-LBS | EA | ANDERSON BURNDY CORP. DOSSERT HOMAC | SWH-100C-TP-ED NAH44-34N-W TCVH 100-4N-SN 7M-125-4NR |  | 250 |  | 0
CSC Stores | CNNTE209 | CONNECTOR, STRAIGHT TEE, ALUMINUM, CABLE TO CABLE, BOLTED, HEAT TREATED, 556-652, MAIN & TAP | EA | ANDERSON BURNDY CORP. DOSSERT HOMAC PENN-UNION SEFCOR | ATCC-1111 NNTR37A37A BURNDY BCV 90-90-AA A6MT-100-100 ABA-090 ACRCT-343 |  | 15 |  | 0
CSC Stores | CNNTE213 | CONNECTOR, STRAIGHT TEE, ALUMINUM, CABLE TO CABLE, BOLTED, HEAT TREATED, 954-1192 MAIN TO 556-652 TAP | EA | ANDERSON BURNDY CORP. DOSSERT HOMAC PENN-UNION SEFCOR | ATCC-1311 NNTR45A42A BCV 125-90-AA A6MT-150-100 ABA-125090 ACRCT-3934 |  | 75 |  | 0
CSC Stores | CNNTE799 | CONNECTOR, STRAIGHT TEE, BRONZE, TUBE TO FLAT, 4" IPS TO 4 HOLE FLAT (4"), CENTER FORMED, TIN PLATED ***ANDERSON P/N TTF-4040-1-TP*** | EA | ANDERSON BURNDY CORP HOMAC SEFCOR | TTF-4040-1-TP NBC22A-44N-TN KBNT-P-4NNR TFT-64-4B-SND |  | 5 |  | 0
CSC Stores | CNNTL012 | TERMINAL LUG, ALUMINUM COMPRESSION, WITH 1/2" HARDWARE, #1 - #2 STR. | EA | ANDERSON BURNDY CORP. CONNECTOR MANUFACTURING CO. HOMAC PENN-UNION | VAUL-1-12 YRA1CU ALA-5 SA2-48 FSLA-R2S |  | 560 |  | 0
CSC Stores | CNNTL013 | TERMINAL LUG, ALUMINUM COMPRESSION, WITH 1/2" HARDWARE, 1/0 STR. | EA | ANDERSON BURNDY CORP. CONNECTOR MANUFACTURING CO. HOMAC PENN-UNION | VAUL-1/0-12 YRA25U ALA-6 SA-1/0-48 FSLA-010S |  | 400 |  | 0
CSC Stores | CNNTL034 | TERMINAL LUG, 500 KCM, 1/2" STUD MOUNTING, COPPER COMPRESSION | EA | BURNDY CORP. ELECTRICAL SPECIALTY PRODUCTS HOMAC HUBBELL KEARNEY MAC PRODUCTS INC. PENN-UNION RICHARDS MFG. CO. UTILCO | YA34-2N CHL-500-BN L500-N VHCL50012BN 136712-500 MRB 500-8N BBLU-050D CL18-2N CLND-500-12-134 |  | 90 |  | 0
CSC Stores | CNNTL620 | CONNECTOR, TAP LUG TERMINAL, BRONZE ONE OR TWO CABLES TO FLAT, TYPE TLS, 1/0 SOL-500 MCM ANDERSON P/N TLS-62-L | EA | ANDERSON BURNDY CORP. DOSSERT PENN-UNION SEFCOR | TLS-62-L QGFL34B1T6 QL-50E LSN-050NE UN-4656-T |  | 4375 |  | 0
CSC Stores | CNNTR001 | CONNECTOR, 1/0 SOL-4 SOL, TERMINATOR | EA | THOMAS AND BETTS | CS71 |  | 1143 |  | 0
CSC Stores | CNNTS004 | CONNECTOR KIT, TRANSFORMER SECONDARY, 3-PHASE, CABLE SIZE 750KCM, 8-OUTLETS | EA | ALCON CARR INDUSTRIES ELECTRICAL SPECIALTY PRODUCTS HOMAC POLARIS UTILCO | SEE SPEC (CNNTS004KIT) UTH750-123 SEE SPEC (UTL8-750-K) SEE SPEC (ABT8750CK) SEE SPEC (PTLH750-128KP) SEE SPEC (USG2-750R128KP) |  | 624 |  | 0
CSC Stores | CNNTS006 | CONNECTOR, TRANSFORMER SECONDARY SET SCREW TYPE W/INHIBITOR, 4-HOLE NEMA RANGE: 10-500, 3-PORTS. | EA | ALCON CONNECTOR MANUFACTURING CO. HOMAC POLARIS UTILCO | T4G3-500G-RB L3D4-500I ABT3500DSC PTLH-500-43P USG2-500-C43P |  | 2006 |  | 0
CSC Stores | CNNTS007 | CONNECTOR, TRANSFORMER SECONDARY SET SCREW TYPE WITH INHIBITOR, 3/4" STUD RANGE: 10-500, 6-PORTS | EA | ALCON CONNECTOR MANUFACTURING CO. HOMAC POLARIS UTILCO | BTC6-500G-RB NP6-500I ABP6500C PPT-5006P PTT6-500P |  | 27603 |  | 0
CSC Stores | CNNTS009 | CONNECTOR, CONTAMINATED ENVIRONMENT, TRANSFORMER SECONDARY SET SCREW TYPE WITH INHIBITOR, 1/2" STUD, RANGE: 12-350, 6-PORTS. | EA | HOMAC | RABP6350C |  | 2553 |  | 0
CSC Stores | CNNTS010 | CONNECTOR, TRANSFORMER SECONDARY SET SCREW TYPE W/INHIBITOR, 4-HOLE NEMA RANGE: 750-2, 3-PORTS | EA | CONNECTOR MANUFACTURING CO. | L3D4-750IK-JEA |  | 133 |  | 0
CSC Stores | CNNTY001 | BASE, CABLE TIE ADHESIVE MOUNTING FOR STRAPS 3/16" WIDE MAX THOMAS & BETTS P/N TC5342A ***PACKAGE OF 100 EACH***NO SUBSTITUTE** | EA | THOMAS AND BETTS | TC5342A |  | 2710 |  | 0
CSC Stores | CNNTY104 | TIE, CABLE, NYLON SELF-LOCKING RAP, 5.5" LONG X .140" THOMAS & BETTS P/N TY524M ***PACKAGES OF 100 EACH**NO SUBSTITUTE** | EA | THOMAS AND BETTS | TY524M |  | 10333 |  | 0
CSC Stores | CNNTY108 | TIE, CABLE, NYLON SELF-LOCKING RAP, 7.31" LONG X .184", T&B P/N TY525M ***PACKAGES OF 100 EACH***NO SUBSTITUTE* | EA | BURNDY CORP. THOMAS AND BETTS | TF5D TY525M |  | 20586 |  | 0
CSC Stores | CNNTY111 | TIE, CABLE, NYLON SELF-LOCKING RAP, 8" LONG X .301" THOMAS & BETTS P/N TY5272M ***PACKAGE OF 50 EACH***NO SUBSTITUTE*** | EA | THOMAS AND BETTS | TY5272M |  | 6600 |  | 0
CSC Stores | CNNTY112 | TIE, CABLE, NYLON SELF-LOCKING RAP, 14" LONG X .301" THOMAS & BETTS P/N TY527M ***PACKAGE OF 50 EACH***NO SUBSTITUTE*** | EA | THOMAS AND BETTS | TY527M |  | 15863 |  | 0
CSC Stores | CNNTY150 | TIE, CABLE, NYLON SELF-LOCKING RAP, 11.5" LONG X .140", 100% NON-METALLIC, FOR SF6 GAS BREAKER INTERNAL USE ***PACKAGES OF 50/100 EACH*** | EA | BURNDY CORP. DENNISON PANDUIT CORP. THOMAS AND BETTS | CT40300C 08859 PLT 3I 13-243 |  | 8875 |  | 0
CSC Stores | CNNTY206 | TIE, CABLE, NYLON SELF-LOCKING RAP, 8.19" LONG X .140", WEATHER RESISTANT, BLACK, USED ON CARD TIES FOR TRANSFORMER ***PACKAGE OF 100 EACH***NO SUBSTITUTE** | EA | BURNDY CORP. DENNISON THOMAS AND BETTS | CT40200C0 08386 TY5242MX |  | 28838 |  | 0
CSC Stores | CNNVG002 | CONNECTOR, 8 SOL-4/12 SOL-4, VISE GRIP PARALLEL, BRONZE | EA | CMC/BARFIELD MANUFACTURING HUBBELL MACLEAN POWER SYSTEMS RICHARDS MFG. CO. | VC-4NP GC-5004 BVC-4 VC5 |  | 6328 |  | 0
CSC Stores | CNNVG003 | CONNECTOR, 6-2 SOL/10-2 SOL, VISE GRIP PARALLEL, BRONZE | EA | HUBBELL MACLEAN POWER SYSTEMS RICHARDS MFG. CO. | GC-5002 BVC-2 VC7 |  | 127856 |  | 0
CSC Stores | CNNVG004 | CONNECTOR, 2 SOL-2/0 / TAP 2SOL-2/0 VISE GRIP PARALLEL, BRONZE | EA | CMC/BARFIELD MANUFACTURING HUBBELL MACLEAN POWER SYSTEMS PENN-UNION RICHARDS MFG. CO. | VC-20S GC-5020S BVC-20S FF-2/0 VC10S |  | 15600 |  | 0
CSC Stores | CNNVG006 | CONNECTOR, 1/0-4/0 / 10 SOL-4/0, VISE- GRIP PARALLEL, BRONZE | EA | CMC/BARFIELD MANUFACTURING HOMAC HUBBELL MACLEAN POWER SYSTEMS PENN-UNION RICHARDS MFG. CO. | VC-40 VG-4 GC-5040 BVC-40 FF-4/0 VC12 |  | 9761 |  | 0
CSC Stores | CNNWC300 | CONNECTOR, COMMUNICATION FOR PIGTAIL SPLICING, CONNECTORS IN CARTRIDGES OF 10 EACH, TYPE ULG, WIRE SIZE 19-24 AWG SOL. (1 EACH = 1 CONNECTOR) ***PACKAGE OF 100 EACH***NO SUBSTITUTE** | EA | MMM/3M | UR2 |  | 2583 |  | 0
CSC Stores | COAKT001 | KIT, COAXIAL, 65' LENGTH OF 1/2" COAX CABLE WITH INSTALLED GROUND KIT, FEMALE CONNECTOR, AND 3 FT MALE TO MALE JUMPET ON END, OTHER END FREE. | EA | HD SUPPLY IRBY | KIT-COAKT001 KIT-JEACOAKT001 |  | 139 |  | 0
CSC Stores | CODKT001 | KIT, RISER PLUG, FOR CONDUIT RISERS AND CABLE GUARDS UP TO 6" DIAMETER. | EA | INSITU CORP | IS-SPG-146. |  | 2733 |  | 0
CSC Stores | COVIC002 | COVER, "D" DIE, INSULATING, 2-1/2" | EA | ANDERSON FCI USA INCORPORATED KEARNEY KEARNEY UTILITY STANDARD VIRGINIA PLASTICS CO. | PTC-2 CCD 601-D 601-OD USCCD CC-D-275BK |  | 188175 |  | 0
CSC Stores | COVIC003 | COVER, INSULATING CONNECTOR, SLEEVE #2-250MCM AL/CU | EA | HOMAC | CST-3095 |  | 2158 |  | 0
CSC Stores | COVSP001 | COVER, SPLICE GEL CAP WITH 2 WIRE NUTS, 12-2 CABLE | EA | RAYCHEM | GELCAP-SL-JEA |  | 3870 |  | 0
CSC Stores | COVSP002 | COVER, SPLICE, "FLOOD SEAL" 600-VOLT WATERTIGHT COVER EPDM, RANGE #14 - 2/0 | EA | HOMAC | FSS350 |  | 6554 |  | 0
CSC Stores | COVSP003 | COVER, SPLICE, TO BE INSTALLED OVER FUSEHOLDER FUSHO003 IN POLES AND TRANSFORMERS, "FLOOD SEAL" 600-VOLT WATERTIGHT COVER EPDM, RANGE #14 - 2/0 | EA | HOMAC | FSS20 |  | 1376 |  | 0
CSC Stores | COVTA001 | COVER, TAP, UNIVERSAL, NOTE THIS IS QUOTED BY EACH, BUT 1-EACH EQUALS 1-PAIR. PLEASE QUOTE AS THOUGH 1-EACH = 1-PAIR. | EA | AMP | 81227-1 |  | 138 |  | 0
CSC Stores | CUTOT004 | CUTOUT, 100-AMP, OPEN FUSED, 15/26 KV, (48 EA PER PALLET) | EA | ABB POWER T & D ALUMA FORM HUBBELL MACLEAN POWER SYSTEMS S AND C ELECTRIC CO | X5JENNMM12 CSG27-100A-150-EN-12kA CP710313EZM SC27SG112-M 89052R10-P-M |  | 30923 |  | 0
CSC Stores | CUTOT006 | CUTOUT, CONTAMINATED ENVIRONMENT, 26" LEAKAGE DISTANCE TO GROUND, 100A, 27 KV, 170 KV BIL (54 EA PER PALLET) | EA | ABB POWER T & D MACLEAN POWER SYSTEMS | X8JENNMM12S SC27XS112-M |  | 823 |  | 0
CSC Stores | CUTOT007 | CUTOUT, 200-AMP, OPEN FUSED, 27KV, 150K BIL, 10KA | EA | HUBBELL POWER SYSTEMS, INC. | CP710342EZM |  | 11 |  | 0
CSC Stores | CXAFG001 | CROSSARM, FIBERGLASS, 3 5/8" X 4 5/8" X 10', 10" BOLT SPACING, ULTIMATE LOAD PER SIDE 13,000 LBS. | EA | CPI MACLEAN POWER SYSTEMS PUPI | SD8120100SXXXX PY10SD526-JEA DA3000120X3JE12 |  | 1762 |  | 0
CSC Stores | CXAFG002 | CROSSARM, FIBERGLASS, 4 5/8" X 3 5/8" X 10', 10" BOLT SPACING, 39 LBS, USED FOR TANGENT CONSTRUCTION ONLY | EA | CPI MACLEAN POWER SYSTEMS PUPI | HT6120100VXXXX PS10ST393-I TB2200120JE12 |  | 3293 |  | 0
CSC Stores | CXAFG004 | CROSSARM, FIBERGLASS, USED FOR 4 KV TANGENT CONSTRUCTION ONLY, 3 5/8" X 4 5/8" X 6', 10" BOLT SPACING | EA | PUPI | TB22000721392 |  | 10 |  | 0
CSC Stores | CXAWO002 | TIMBER, 3.5" X 4.5" X 8 FT. TREATED SOUTHERN YELLOW PINE, MATERIAL TO BE BANDED IN BUNDLES OF 25 EACH, SHIP ON OPEN FLATBED ONLY! | EA | COX INDUSTRIES DISTRAN | ORDER BY DESCRIPTION JEAW002 |  | 190 |  | 0
CSC Stores | CXAWO003 | CROSSARM, WOOD, 3-3/4" X 4-3/4" X 10', 65 LBS, SHIP ON OPEN FLATBED ONLY! 8-PIN | EA | COX INDUSTRIES DISTRAN | ORDER BY DESCRIPTION JEAW003 |  | 179 |  | 0
CSC Stores | DAPVI001 | DAMPER, VIBRATION, 3#6AW & 7#10AW, (STD. PKG. 15 EA.) | EA | ALCOA FARGO PREFORMED LINE PRODUCTS CO. | 1701-2 607048 DBO5-06 |  | 4518 |  | 0
CSC Stores | DAPVI003 | DAMPER, VIBRATION, 556-MCM ACSR | EA | ALCOA DULMISON FARGO PREFORMED LINE PRODUCTS CO. | 1705-8 DB2-21 60710-12 VSD-3525 |  | 397 |  | 0
CSC Stores | DAPVI004 | DAMPER, VIBRATION, 954-MCM ACSR | EA | ALCOA DULMISON FARGO PREFORMED LINE PRODUCTS CO. | 1706-10 DB2-27 60715-13 VSD-4032 |  | 3520 |  | 0
CSC Stores | DAPVI005 | DAMPER, VIBRATION, 1590-MCM ACSR | EA | ALCOA DULMISON FARGO PREFORMED LINE PRODUCTS CO. | 1708-14 DB4-38 60720-14 VSD-5040 |  | 3387 |  | 0
CSC Stores | DEACB003 | DEADEND ASSEMBLY, 556, COMPRESSION BRANCH, OVAL EYE, ACSR ONLY | EA | ALCOA BURNDY CORP. | B6365-F YTW39RY30/43RE |  | 35 |  | 0
CSC Stores | DEACB005 | DEADEND ASSEMBLY, 954, COMPRESSION BRANCH, OVAL EYE, ACSR ONLY | EA | ALCOA BURNDY CORP. | B6365-T YTW48RY30/48RE |  | 19 |  | 0
CSC Stores | DEACB007 | DEADEND ASSEMBLY, 1590, COMPRESSION BRANCH, OVAL EYE, ACSR ONLY | EA | ALCOA BURNDY CORP. | B 3951-M WITH E 9718.546 YTW56RY30/590RE |  | 103 |  | 0
CSC Stores | DEACB010 | DEADEND ASSEMBLY, 556, SINGLE PAD OVAL-EYE, ACSR ONLY | EA | ALCOA BURNDY CORP. HUBBELL POWER SYSTEMS, INC. | E33124NT YTW39R WITH YTW43RE SEDA2208 |  | 7 |  | 0
CSC Stores | ENCOD007 | ENCLOSURE, SINGLE PHASE TERMINATION, 31" (DEPTH) X 34" (HEIGHT) X 40" (WIDTH), CABINET (PER JEA SPECIFICATION) WITH MOUNT FRAME FOR LOADBREAK OR FEEDTHRU ASSEMBLY (SHIP TO: 2325 EMERSON ST., JAX., FL 32207) | EA | CMC/BARFIELD MANUFACTURING SWITCHGEAR POWER SYSTEMS | (PER SPEC) BASE314034SP-H PER SPEC(N1280-JEA-M2) |  | 25 |  | 0
CSC Stores | ENCOD008 | ENCLOSURE, OUTDOOR, PRIMARY METERING WITH A HINGED HOOD SEE JEA SPECIFICATION & APPROVED PART NUMBERS (SHIP TO: 2325 EMERSON ST., JAX., FL 32207) | EA | MALTON SWITCHGEAR POWER SYSTEMS | PER SPEC (MEF727252DFM600SPHC) PER SPEC (SHARP AR-M257) |  | 6 |  | 0
CSC Stores | FUSAS001 | FUSE ASSEMBLY, 57" X 43" X 55", MODEL #4, FOR 25 KV SYSTEM, THREE PHASE, USES 200E AMP FUSES (SHIP TO: 2325 EMERSON ST., JAX., FL 32207) | EA | S AND C ELECTRIC CO. | PERSPEC 55303R3-A10G7M1P5-E131 |  | 37 |  | 0
CSC Stores | FUSHO003 | HOLDER, FUSE, FOR U. G. STREET LIGHTS IN-LINE AND WATERPROOF, WIRE SIZE #12 | EA | BUSSMANN | HEB-JJ |  | 10797 |  | 0
CSC Stores | FUSHO004 | HOLDER, FUSE, UNDERGROUND DISTRIBUTION STREET LIGHTS, "Y" TAP BREAK AWAY (BUSSMAN # HEB-JW-RYC) | EA | BUSSMANN LITTELFUSE | HEB-JW-RYC LEB-JYC-S |  | 168 |  | 0
CSC Stores | FUSHO005 | HOLDER, FUSE, ORANGE, WATERPROOF, BREAKAWAY, FOR USE IN PULLBOXES OR MANHOLES, FOR WIRE SIZES 2-14AWG. THIS IS A SELF-CONTAINED FUSEHOLDER AND COVER. | EA | IDEAL | 30-S1212 |  | 563 |  | 0
CSC Stores | FUSHO006 | FUSEBLOCK, PHENOLIC, CARTRIDGE CLASS H, DOUBLE POLE, MAXIMUM 30 AMP/250 VOLT, SCREW TERMINAL | EA | BUSSMANN FERRAZ SHAWMUT | H25030-2SR 20317 |  | 62 |  | 0
CSC Stores | FUSHO007 | HOLDER, FUSE, FOR 100-AMP INTERCHANGABLE FUSE CUTOUT | EA | CHANCE S AND C ELECTRIC CO. | T710-313T 89532R10 |  | 748 |  | 0
CSC Stores | FUSHO009 | HOLDER, FUSE, CAPACITOR FUSE, TYPE CLXP WITH HIGH & LOW CURRENT ELEMENT, 20KV MAX LINK | EA | ABB POWER T & D | 4995C51A23 |  | 48 |  | 0
CSC Stores | FUSHO013 | FUSEBLOCK, PHENOLIC, CARTRIDGE CLASS "H" FUSE, 3 POLE, MAXIMUM 30 AMP/250 VOLT, SCREW TERMINALS | EA | GENERAL ELECTRIC CO. | 21200021000 |  | 43 |  | 0
CSC Stores | FUSHO016 | FUSE, TUBE ASSEMBLY, CAPACITOR BUS/BAR MOUNTED EXPULSION TYPE FOR 7960 KV CAPACITORS | EA | COOPER POWER SYSTEMS GENERAL ELECTRIC CO. | FN10B4ASM 31F2807001 |  | 1232 |  | 0
CSC Stores | FUSHO018 | FUSE, TUBE ASSEMBLEY, CAPACITOR BUS/BAR MOUNTED EXPULSION TYPE FOR 9960 KV & 19900 KV CAPACITORS. | EA | COOPER POWER SYSTEMS GENERAL ELECTRIC | FN11B2ASM 31F2808001 |  | 437 |  | 0
CSC Stores | FUSHO037 | FUSE END FITTINGS, FOR S&C ELECTRIC TYPE SMD-2C FUSE UNIT, 34.5 KV, UPRIGHT STYLE MOUNTING ***NO SUBSTITUTE*** | EA | S AND C ELECTRIC CO. | 3052R1 |  | 4 |  | 0
CSC Stores | FUSHO046 | HOLDER, FUSE, FOR USE WITH "CONTAMINATED ENVIRONMENT" CUTOUT ITEM CUTOT006. 27KV, 100 A RATING, B.I.L. 170 | EA | ABB POWER T & D HUBBELL POWER SYSTEMS, INC. S AND C ELECTRIC CO. | 7194C60G11MP T710-613T 89533R10 |  | 100 |  | 0
CSC Stores | FUSOH001 | FUSE, OVERHEAD DISTRIBUTION, 23" MINIMUM LENGTH, 10T | EA | INDEL S AND C ELECTRIC CO. | EF10TPCIR 279010 |  | 1947 |  | 0
CSC Stores | FUSOH002 | FUSE, OVERHEAD DISTRIBUTION, 23" MINIMUM LENGTH, 12T. | EA | INDEL S AND C ELECTRIC CO. | EF12TPCIR 279012 |  | 703 |  | 0
CSC Stores | FUSOH003 | FUSE, OVERHEAD DISTRIBUTION, 23" MINIMUM LENGTH, 15T. | EA | INDEL S AND C ELECTRIC CO. | EF15TPCIR 279015 |  | 2879 |  | 0
CSC Stores | FUSOH004 | FUSE, OVERHEAD DISTRIBUTION, 23" MINIMUM LENGTH, 20T. | EA | INDEL S AND C ELECTRIC CO. | EF20TPCIR 279020 |  | 5395 |  | 0
CSC Stores | FUSOH005 | FUSE, OVERHEAD DISTRIBUTION, 23" MINIMUM LENGTH, 25T. | EA | INDEL S AND C ELECTRIC CO. | EF25TPCIR 279025 |  | 7978 |  | 0
CSC Stores | FUSOH006 | FUSE, OVERHEAD DISTRIBUTION, 23" MINIMUM LENGTH, 30T. | EA | INDEL S AND C ELECTRIC CO. | EF30TPCIR 279030 |  | 5845 |  | 0
CSC Stores | FUSOH007 | FUSE, OVERHEAD DISTRIBUTION, 23" MINIMUM LENGTH, 40T. | EA | INDEL S AND C ELECTRIC CO. | EF40TPCIR 279040 |  | 8470 |  | 0
CSC Stores | FUSOH008 | FUSE, OVERHEAD DISTRIBUTION, 23" MINIMUM LENGTH, 50T. | EA | INDEL S AND C ELECTRIC CO. | EF50TPCIR 279050 |  | 12396 |  | 0
CSC Stores | FUSOH009 | FUSE, OVERHEAD DISTRIBUTION, 23" MINIMUM LENGTH, 65T. | EA | INDEL S AND C ELECTRIC CO. | EF65TPCIR 279065 |  | 11793 |  | 0
CSC Stores | FUSOH010 | FUSE, OVERHEAD DISTRIBUTION, 23" MINIMUM LENGTH, 80T. | EA | INDEL S AND C ELECTRIC CO. | EF80TPCIR 279080 |  | 11622 |  | 0
CSC Stores | FUSOH011 | FUSE, OVERHEAD DISTRIBUTION, 23" MINIMUM LENGTH, 100T | EA | INDEL S AND C ELECTRIC CO. | EF100TPCIR 279100 |  | 17578 |  | 0
CSC Stores | FUSOH012 | FUSE, OVERHEAD DISTRIBUTION, 23" MINIMUM LENGTH, 200QR | EA | S AND C ELECTRIC CO. | 355200R1 |  | 8 |  | 0
CSC Stores | FUSOH019 | FUSE, OVERHEAD DISTRIBUTION, 0.5 AMP, TRANSFORMER. | EA | CHANCE KEARNEY | MOD4SFA23 41050 |  | 993 |  | 0
CSC Stores | FUSOH020 | FUSE, OVERHEAD DISTRIBUTION, 0.7 AMP, TRANSFORMER. | EA | CHANCE KEARNEY | MOD7SFA23 41100 |  | 6409 |  | 0
CSC Stores | FUSOH021 | FUSE, OVERHEAD DISTRIBUTION, 1.0 AMP, TRANSFORMER. | EA | CHANCE KEARNEY | M1D0SFA23 41150 |  | 4773 |  | 0
CSC Stores | FUSOH022 | FUSE, OVERHEAD DISTRIBUTION, 1.6 AMP, TRANSFORMER | EA | CHANCE INDEL KEARNEY | M1D6SFA23 EF2.5IXPCIR 41250 |  | 18187 |  | 0
CSC Stores | FUSOH023 | FUSE, OVERHEAD DISTRIBUTION, 2.1 AMP, TRANSFORMER. | EA | CHANCE INDEL KEARNEY | M2D1SFA23 EF3.5IXPCIR 41350 |  | 1924 |  | 0
CSC Stores | FUSOH024 | FUSE, OVERHEAD DISTRIBUTION, 3.1 AMP, TRANSFORMER. | EA | CHANCE INDEL KEARNEY | M3D1SFA23 EF4IXPCIR 41400 |  | 13585 |  | 0
CSC Stores | FUSOH025 | FUSE, OVERHEAD DISTRIBUTION, 4.2 AMP, TRANSFORMER. | EA | CHANCE INDEL KEARNEY | M4D2SFA23 EF5.5IXPCIR 41550 |  | 1654 |  | 0
CSC Stores | FUSOH026 | FUSE, OVERHEAD DISTRIBUTION, 5.2 AMP, TRANSFORMER. | EA | CHANCE INDEL KEARNEY | M5D2SFA23 EF7IXPCIR 41007 |  | 8299 |  | 0
CSC Stores | FUSOH027 | FUSE, OVERHEAD DISTRIBUTION, 7.0 AMP, TRANSFORMER. | EA | CHANCE INDEL KEARNEY | M7DOSFA23 EF10IXPCIR 41010 |  | 3536 |  | 0
CSC Stores | FUSOH028 | FUSE, OVERHEAD DISTRIBUTION, 10.4 AMP, TRANSFORMER. | EA | CHANCE INDEL KEARNEY | M10D4SFA23 EF15IXPCIR 41015 |  | 1667 |  | 0
CSC Stores | FUSOH029 | FUSE, OVERHEAD DISTRIBUTION, 14 AMP, TRANSFORMER. | EA | CHANCE INDEL KEARNEY MC GRAW EDISON | M14SFA23 EF25ISPCIR 21025 FL2S25 |  | 363 |  | 0
CSC Stores | FUSOH030 | FUSE, OVERHEAD DISTRIBUTION, 21.0 AMP, TRANSFORMER. | EA | CHANCE INDEL KEARNEY MC GRAW EDISON | M21SFA23 EF30ISPCIR 21030 FL2S30 |  | 885 |  | 0
CSC Stores | FUSOH031 | FUSE, OVERHEAD DISTRIBUTION, 32 AMP, TRANSFORMER. | EA | CHANCE INDEL KEARNEY MC GRAW EDISON | M32SFA23 EF50ISPCIR 21050 FL2S50 |  | 624 |  | 0
CSC Stores | FUSOH032 | FUSE, OVERHEAD DISTRIBUTION, 46 AMP, TRANSFORMER. | EA | CHANCE INDEL KEARNEY MC GRAW EDISON | M46SFA23 EF65ISPCIR 21065 FL2S65 |  | 513 |  | 0
CSC Stores | FUSOH033 | FUSE, OVERHEAD DISTRIBUTION, 100 AMP, TRANSFORMER. | EA | CHANCE KEARNEY MC GRAW EDISON | M100MSA23 21100 FL2S100 |  | 431 |  | 0
CSC Stores | FUSOH036 | FUSE, OVERHEAD DISTRIBUTION, 23" MINIMUM LENGTH, 20K FULL LINK DESIGNATION, 30 FULL LOAD AMP PATING. EQUIPMENT: CAPACITORS - K, REMOVABLE BUTTON HEAD TYPE NEMA STANDARDS. APPLICATION: 1-50 AMP 1/2" & 3/4" BUTTON, MALE THREADE | EA | CHANCE KEARNEY | M20KA23 31020 |  | 46 |  | 0
CSC Stores | FUSSU038 | FUSE, 6 AMPS, 250 VAC, CARTRIDGE TYPE, ONE-TIME | EA | BUSSMANN CEFCO CHASE SHAWMUT CO. LITTELFUSE | NON-6- OT6/250 OT-6 NLN-6 |  | 423 |  | 0
CSC Stores | FUSUG008 | FUSE, ONE TIME, 10 AMP RATING, 250 VOLT FERRULE TYPE | EA | BUSSMANN CEFCO CHASE SHAWMUT CO. LITTELFUSE | NON-10 OT10/250 OT-10 NLN-10 |  | 547 |  | 0
CSC Stores | FUSUG009 | FUSE, ONE TIME, 15 AMP RATING, 250 VOLT FERRULE TYPE | EA | BUSSMANN CEFCO CHASE SHAWMUT CO. LITTELFUSE | NON-15 OT15/250 OT-15 NLN-15 |  | 228 |  | 0
CSC Stores | FUSUG010 | FUSE, ONE TIME, 20 AMP RATING, 250 VOLT FERRULE TYPE | EA | BUSSMANN CEFCO CHASE SHAWMUT CO. LITTELFUSE | NON-20 OT20/250 OT-20 NLN-20 |  | 973 |  | 0
CSC Stores | FUSUG012 | FUSE, ONE TIME, 30 AMP RATING, 250 VOLT FERRULE TYPE | EA | BUSSMANN CEFCO CHASE SHAWMUT CO. LITTELFUSE | NON-30 OTN30 OT-30 NLN-30 |  | 194 |  | 0
CSC Stores | FUSUG014 | FUSE, ONE TIME, 40 AMP RATING, 250 VOLT FERRULE TYPE | EA | BUSSMANN CEFCO CHASE SHAWMUT CO. LITTELFUSE | NON-40 OTN40 OT-40 NLN-40 |  | 91 |  | 0
CSC Stores | FUSUG022 | FUSE, BAYINET TRANSFORMER, 8 AMP FOR 1 & 3 PHASE PADS. | EA | COOPER POWER COOPER POWER SYSTEMS | 4000358C05B 4000358C05M |  | 175 |  | 0
CSC Stores | FUSUG046 | FUSE, 1-TIME, 20-AMP, 125-VOLT, FERRULE TYPE-B | EA | BUSSMANN CEFCO CHASE SHAWMUT CO. LITTELFUSE | BAF20 M20/250 OTM20 BLF20 |  | 31230 |  | 0
CSC Stores | GRIPR001 | GRIP, PREFORMED, 3#6AW, 22", DEADEND | EA | CHANCE DULMISON PREFORMED LINE PRODUCTS CO. SLACAN | 12D5M-AWSBG AWGG0870 AWDE4119 17140 |  | 3232 |  | 0
CSC Stores | GRIRI001 | GRIP, CABLE, RISER, WIRE RANGE 1.125" TO 1.465" | EA | KELLEMS LEWIS | 044-20-1128 SLPGA-1 |  | 26 |  | 0
CSC Stores | GRISA003 | SUSPENSION, ARMOR GRIP, ASSEMBLY, SINGLE COND. SIZE- 954 AAC | EA | DULMISON PREFORMED LINE PRODUCTS CO. SLACAN | HSU2840 AGS-5131 80246 |  | 135 |  | 0
CSC Stores | GRISA005 | SUSPENSION, ARMOR GRIP, ASSEMBLY, SINGLE COND. SIZE- 1590 ACSR | EA | DULMISON PREFORMED LINE PRODUCTS CO. SLACAN | HSU3855 AGS-5145 80255 |  | 396 |  | 0
CSC Stores | GUAAN002 | GUARD, ANIMAL, MINI SHED MOUNT, FOR USE WITH ENERGIZED TRANSFORMERS AND ARRESTERS, TO BE INSTALLED AROUND FIRST SKIRT ONLY | EA | CENTRAL MOLONEY | 70380340 |  | 54649 |  | 0
CSC Stores | GUAAN006 | GUARD, ANIMAL, FOR FUSE CUTOUTS, JEA UNIVERSAL DESIGN MADE FROM SILICONE RUBBER | EA | POWERLINE HARDWARE CO. | SILAG-01-KR |  | 32247 |  | 0
CSC Stores | GUACA001 | GUARD, CABLE, 2" X 10', SCH-40 PVC (100-EACH PER BUNDLE FOR DELIVERIES) (300 EACH PER SKID), SHIP ON OPEN FLATBED ONLY! | EA | CARLON CUSTOM PLASTICS, INC. HOLM INDUSTRIES INC PRIME CONDUIT | (SEE SPEC)59011N CPUS4210 (SEE SPEC)PM2-40 (SEE SPEC) 59011N |  | 5773 |  | 0
CSC Stores | GUACA002 | GUARD, CABLE, 5" X 10', SCH-40 PVC, ( 40 EACH PER BUNDLE FOR DELIVERIES) ( 80 EACH PER SKID ), PACKAGED SUITABLE FOR FORKLIFT UNLOADING, SHIP ON OPEN FLATBED ONLY! | EA | CARLON HOLM INDUSTRIES INC PRIME CONDUIT | (SEE SPEC)59016N (SEE SPEC) PM5-40 (SEE SPEC)59016N |  | 1505 |  | 0
CSC Stores | GUACA003 | GUARD, CABLE, 6" X 10', SCH-40 PVC, ( 15 EACH PER BUNDLE FOR DELIVERIES ), SHIP ON OPEN FLATBED ONLY! | EA | CARLON HOLM INDUSTRIES INC PRIME CONDUIT | (SEE SPEC)59017N (SEE SPEC)PM6-40 (SEE SPEC)59017N |  | 340 |  | 0
CSC Stores | GUACA004 | GUARD, CABLE, 3" X 10', SCH-40 PVC, (50 EACH PER BUNDLE FOR DELIVERIES) ( 150 EACH PER SKID), MUST BE PALLETIZED FOR OUTDOOR STORAGE NO CARDBOARD BOXES WILL BE EXCEPTED, SHIP ON OPEN FLATBED ONLY! | EA | CARLON CUSTOM PLASTICS, INC. HOLM INDUSTRIES INC PRIME CONDUIT | (SEE SPEC)59013N CPUS4310 (SEE SPEC)PM3-40 (SEE SPEC) 59013N |  | 3636 |  | 0
CSC Stores | GUAGW001 | GUARD, GROUND WIRE, 1/2" X 1/2" X 96", GRAY PLASTIC | EA | CHANCE ELECTRICAL MATERIALS CO., INC. JOSLYN HI-VOLTAGE CORP. PLASTIGAGE CORP. PREFORMED LINE PRODUCTS CO. VIRGINIA PLASTICS CO. | 96-KG-1/2G PEGM1/2 S484-4049 601 GWM-7100 VP-1/2-GWM |  | 20316 |  | 0
CSC Stores | GUAGW002 | GUARD, "YELLOW", GUY WIRE, 1/4" TO 1/2" 8', POLYETHYLENE, USED ON ALL 3/8" AND 7/16" GUY STRANDS (DISTRIBUTION) | EA | CHANCE ELECTRICAL MATERIALS CO., INC. IPEX PLP | 96-PBG-2Y 70-7Y-2P (SEE SPEC)025504 PG5462 |  | 9469 |  | 0
CSC Stores | GUAGW003 | GUARD, GUY WIRE, 8' POLYETHYLENE WITH UV INHIBITORS, ROUND 2" O.D., YELLOW, TO INCLUDE SHORT GUY STRAP, FOR 9/16" AND 3/4" GUY STRAND | EA | PREFORMED LINE PRODUCTS CO. | PG-MS-7578 |  | 676 |  | 0
CSC Stores | GUALI001 | GUARD, LINE, ALUMINUM, 3#6AW SIZE 23" LG, RANGE .347" - 366" | EA | CHANCE DULMISON HELICAL PAYER PREFORMED LINE PRODUCTS CO. SLACAN | ASAMG-023 ALG0880 23ALG-520 ROBIN-23-AL MG-0133 80722 |  | 2633 |  | 0
CSC Stores | GUALI002 | GUARD, LINE, ALUMINUM, 2ACSR SIZE 21" LG, RANGE .309" - 326" | EA | CHANCE DULMISON FLORIDA WIRE AND CABLE HELICAL PAYER PREFORMED LINE PRODUCTS CO. SLACAN | 21AMG-020 ALG0785 FWLG-21-103 21ALG-518 SPARROW-21-AL MG-0131 80718 |  | 1455 |  | 0
CSC Stores | GUALI004 | GUARD, LINE, ALUMINUM, 1/0AAAC SIZE 25" LG, RANGE .390" - .413" | EA | CHANCE DULMISON FLORIDA WIRE AND CABLE HELICAL PAYER PREFORMED LINE PRODUCTS CO. SLACAN | 25AMG-027 ALG0990 FWLG-25-107 25ALG-522 RAVEN-25-AL MG-0135 80726 |  | 205 |  | 0
CSC Stores | GUALI008 | GUARD, LINE, ALUMINUM, 556ACSR SIZE 43" LG., RANGE .889" - .954" | EA | CHANCE DULMISON HELICAL PAYER PREFORMED LINE PRODUCTS CO. SLACAN | 43AMG-057 ALG2285 43ALG-538 DOVE-43-AL MG-0151 80758 |  | 1117 |  | 0
CSC Stores | GUYAT004 | GUY ATTACHMENT, GUY PLATE, GALVANIZED, 7/8" BOLT SIZE, 20,000# | EA | ATLAS COPCO CONTINENTAL ELECTRIC HUGHES BROTHERS UNITED UTILITY PRODUCTS | APP-664 SF-HDG-14.5 B2214.2A UUP-204 |  | 1537 |  | 0
CSC Stores | GUYAT008 | GUY HOOK, COMBINATION, MALLEABLE OR DUCTILE IRON, HOT DIP GALV. 13/16" MOUNTING HOLE, 20,000 LB MIN. ULT. STRENGTH. FOR WOOD OR CONCRETE POLES | EA | ALLIED BOLT, INC. HUBBELL MACLEAN POWER SYSTEMS | 22002 GEP5A34N MGA345-AN |  | 8837 |  | 0
CSC Stores | GUYFI001 | GUY FITTING, SIDEWALK, POLE PLATE GALVANIZED | EA | ALLIED BOLT, INC. CHANCE CONTINENTAL ELECTRIC JOSLYN HI-VOLTAGE CORP. MC GRAW EDISON MIDWEST FABRICATION UTILITIES SERVICE | 1436 0501 SWBG-20-54 J1501 DG1D1 PX 34A 1296 |  | 218 |  | 0
CSC Stores | GUYFI002 | GUY FITTING, SIDEWALK, SINGLE GUY CLAMP, GALVANIZED | EA | ALLIED BOLT, INC. CHANCE CONTINENTAL ELECTRIC JOSLYN HI-VOLTAGE CORP. MC GRAW EDISON MIDWEST FABRICATION UTILITIES SERVICE | 1437 0502 SWG-20-5 J1502 DG3D1 PX 33A 1297 |  | 165 |  | 0
CSC Stores | GUYGR001 | GRIP, GUY, 3/8", 26", GALVANIZED | EA | DULMISON FLORIDA WIRE AND CABLE HELICAL PAYER PREFORMED LINE PRODUCTS CO. SLACAN | SGG-0915C FLB-3600 HG-310-3/8 3/8-35-GN-C GDE-2107 80281 |  | 19458 |  | 0
CSC Stores | GUYGR002 | GRIP, GUY, 7/16", 28-1/2", GALVANIZED | EA | DULMISON FLORIDA WIRE AND CABLE HELICAL PAYER PREFORMED LINE PRODUCTS CO. SLACAN | SGG-1105C FLB-3700 HG-311-7/16 7/16-38-GN-C GDE-2108 80282 |  | 4364 |  | 0
CSC Stores | GUYGR004 | GRIP, GUY, 9/16", 41", GALVANIZED | EA | CHANCE DULMISON FLORIDA WIRE AND CABLE PAYER PREFORMED LINE PRODUCTS CO. SLACAN | 9/16CTLG-C SGG-1435C FLB-3900 9/16-55-GN-C BG-2116 80182 |  | 277 |  | 0
CSC Stores | GUYGR005 | GRIP, GUY, 3/4", GALVANIZED | EA | DULMISON PREFORMED LINE PRODUCTS CO. | SGG-1905C BG-2112 |  | 241 |  | 0
CSC Stores | GUYST005 | STRAND, GUY, 3/8" DIA, 7 PER STRAND, GALVANIZED STEEL, CLASS "B" GALV. OR BEZINOL IS ACCEPTABLE (500' COIL) | FT | BEKAERT CORPORATION BEKAERT CORPORATION FLORIDA WIRE AND CABLE GUARDIAN CABLE SYSTEMS NATIONAL STRAND VANGUARD STEEL LTD WRCA | 118574 CLASS B AST3087EX58C00500 CLASS B ONLY 38EHS95ZN5AL500 CLASS B ONLY 35015024-0500 3/8-0120-EB |  | 232000 |  | 0
CSC Stores | GUYST006 | STRAND, GUY, 7/16" DIA, 7 PER STRAND, GALVANIZED STEEL, CLASS "B" GALVNIZED OR BEZINAL, (500' COIL) | FT | BEKAERT CORPORATION FLORIDA WIRE AND CABLE GUARDIAN CABLE SYSTEMS NATIONAL STRAND VANGUARD STEEL LTD | AST7167EX58C00500 NONE 716EHS95ZN5AL500 NONE 35015028-0500 |  | 73000 |  | 0
CSC Stores | GUYST007 | STRAND, GUY, 9/16" DIA, 7 PER STRAND, GALVANIZED STEEL, 1000FT REEL, CLASS C. CODE 378 OR BEZINOL COATING (1000' REEL) | FT | BEKAERT CORPORATION BEKAERT CORPORATION FLORIDA WIRE AND CABLE GUARDIAN CABLE SYSTEMS NATIONAL STRAND | AST9167EX58R01000 AST916A NONE 916EHS95ZN5AL1000 NONE |  | 17000 |  | 0
CSC Stores | GUYST008 | STRAND, GUY, 3/4" DIA, 19 PER STRAND, GALVANIZED STEEL, CLASS "C" GALV. GRADE SHALL BE EXTRA HIGH STRENGTH (1000'/REEL) | FT | BEKAERT CORPORATION FLORIDA WIRE AND CABLE NATIONAL STRAND | AST304AEX59R01000 NONE NONE |  | 13000 |  | 0
CSC Stores | HOKCA001 | HOOK, CABLE, SECONDARY CABLE TYPE GALVANIZED | EA | IRVINGTON MOORE UTILITY METALS | SP1223B SCHU-1P-J |  | 20 |  | 0
CSC Stores | HOKCA003 | HOOK, CABLE, DOUBLE TYPE, GALVANIZED HOT DIPPED, TWO (2) INCH WIRE, LOCK TYPE | EA | ATLAS POWER PRODUCTS HUBBELL POWER SYSTEMS, INC. INWESCO INC. MACLEAN POWER SYSTEMS | APP-2143 DU1S2 11B27 APP-2143 |  | 6960 |  | 0
CSC Stores | HOKCA004 | HOOK, CABLE, TRIPLE TYPE, GALVANIZED | EA | ATLAS POWER PRODUCTS HUBBELL POWER SYSTEMS, INC. INWESCO INC. | APP-2144 DU1S3 11C27 |  | 1105 |  | 0
CSC Stores | HOKCA005 | HOOK, CABLE, QUADRUPLE TYPE, GALVANIZED P.O. # | EA | ATLAS POWER PRODUCTS HUBBELL POWER SYSTEMS, INC. | APP-2145 DU1S4 |  | 348 |  | 0
CSC Stores | INSCO001 | INSULATOR, COMPOSITE,SILICON-RUBBER,LEAKAGE DISTANCE MIN. 36", MIN. 25KV, 15000# STRENGTH, DEADEND | EA | ADVANCED RUBBER PRODUCTS ALUMA FORM HUBBELL RELIABLE POWER PRODUCTS SALISBURY VICTOR VOLT TEK | ARP-35SKCE-S DEI-35 801046-0215 DS-35M 9503U-SI 8235-JEA 3515S-00 |  | 39526 |  | 0
CSC Stores | INSCR002 | CORONA RING FOR NGK 138KV AND 230KV INSULATORS, 8" (INSDE002 & 003; INSSU009 & 010; INSLP013 & 014) | EA | NGK | 97008-RG C97008R2-275 |  | 196 |  | 0
CSC Stores | INSDE002 | INSULATOR, 230KV DEAD END SILICON SUSPENSION WITH Y-BALL COUPLING, 50,000 LB SML,ECR GLASS, L=111 INCHES, ARC DISTANCE = MIN 96 INCHES, LEAKAGE DISTANCE = MIN 250 INCHES (SHIP TO: 2325 EMERSON ST., JAX., FL 32207) SHIP ON OPEN FLATBED | EA | HUBBELL LAPP INSULATOR MACLEAN POWER SYSTEMS MACLEAN POWER SYSTEMS NGK-LOCKE, INC. | S050097H201A CS5-111-YB-250-B S24080097VASS040 S248111VA02 502-SS810-YK-08 |  | 382 |  | 0
CSC Stores | INSDE003 | INSULATOR, SUSPENSION DEAD END, SILICON 138/230KV WITH Y-BALL COUPLING, 50,000 LB SML,ECR GLASS, L=89 INCHES, ARC DISTANCE MIN. 73 INCHES, LEAKAGE DISTANCE MIN. 200 INCHES (SHIP TO: 2325 EMERSON ST., JAX., FL 32207) SHIP ON OPEN FLATBED | EA | HUBBELL POWER SYSTEMS, INC. LAPP INSULATOR MACLEAN POWER SYSTEMS MACLEAN POWER SYSTEMS NGK-LOCKE, INC. | S050075H201A CS5-089-YB-200-B S24080074VASS033 S248089VA07 502-SS630-YK-08 |  | 105 |  | 0
CSC Stores | INSDE004 | INSULATOR, SUSPENSION DEAD END, SILICON, 69/138KV WITH Y-BALL COUPLING, 50,000 LB SML,ECR GLASS, LENGTH 66 INCHES, ARC DISTANCE MIN. 52 INCHES, LEAKAGE DISTANCE MIN. 150 INCHES (SHIP TO: 2325 EMERSON ST., JAX., FL 32207 - SHIP ON FLATBED | EA | HUBBELL POWER SYSTEMS, INC. LAPP INSULATOR MACLEAN POWER SYSTEMS MACLEAN POWER SYSTEMS NGK-LOCKE, INC. | S050051H201A CS5-066-YB-150-B S24080051VASS027 S248066VA01 502-SL430-YK-08 |  | 45 |  | 0
CSC Stores | INSDE007 | INSULATOR, DEADEND, SILICON, NEMA 8/11 Y-CLEVIS BALL END FITTINGS, ECR GLASS, 50,000 LBS SML, L-100", MIN LEAKAGE DISTANCE = 250 (SHIP TO: 2325 EMERSON ST., JAX., FL 32207) SHIP ON OPEN FLATBED | EA | HUBBELL POWER SYSTEMS, INC. MACLEAN POWER SYSTEMS NGK | S050086H201A S24080085VASS043 50B-SL720-YK-09 |  | 103 |  | 0
CSC Stores | INSDE010 | INSULATOR, SUSPENSION DEAD END, SILICON, 69KV WITH Y-BALL COUPLING, 50,000 LB SML,ECR GLASS, LENGTH 43 INCHES, ARC DISTANCE MIN. 30 INCHES, LEAKAGE DISTANCE MIN. 100 INCHES (SHIP TO: 2325 EMERSON ST., JAX., FL 32207) | EA | HUBBELL POWER SYSTEMS, INC. MACLEAN POWER SYSTEMS NGK-LOCKE, INC. | S050030H2010 S24080028VXAL017 502-SL240-YK |  | 5 |  | 0
CSC Stores | INSFE001 | INSULATOR, FIBERGLASS EXTENSION REMARKS: FIBERGLASS W/PROTECTIVE COATING CLEVIS-EYE, 24 INCH FIBERGLASS LENGTH, 15,000 LB ULTIMATE STRENGTH USED FOR EXTENDING POLYMER DEADEND INS. FROM POLE | EA | ALUMA FORM CONTINENTAL ELECTRIC HUBBELL / CHANCE POWER SYSTEMS | FGS16-24CT GCTE1524SC GS16024CPSC |  | 10432 |  | 0
CSC Stores | INSFE002 | INSULATOR, FIBERGLASS EXTENSION REMARKS: FIBERGLASS W/PROTECTIVE COATING CLEVIS-EYE, 12 INCH FIBERGLASS LENGTH, 15,000 LB ULTIMATE STRENGTH USED FOR EXTENDING POLYMER DEADEND INS. FROM POLE | EA | ALUMA FORM HUBBELL / CHANCE POWER SYSTEMS MACLEAN POWER SYSTEMS | FGS16-12CT GS16012CPSC GCTE1512SC |  | 20432 |  | 0
CSC Stores | INSGB002 | INSULATOR, STRAIN, GUY BREAKER, 21,000# RATED, 60" ROD LENGTH, FIBERGLASS FOR USE ON JEA'S DISTRIBUTION SYSTEM ONLY | EA | ALUMA-FORM BARRON BETHEA CHANCE CONTINENTAL ELECTRIC FLAGG (MIF) HUGHES BROTHERS KEARNEY MC GRAW EDISON | FGS21-60CR BB-21-CC-60-1R GS21060CC1 GCC21-60R 210-60 694-60-R 321021-60 DEG30CC60 |  | 3745 |  | 0
CSC Stores | INSGB006 | INSULATOR, STRAIN, GUY BREAKER, 35,000# RATED, 90" ROD LENGTH, FIBERGLASS | EA | BARRON BETHEA CONTINENTAL ELECTRIC FLAGG (MIF) HUGHES BROTHERS KEARNEY | BB-35-CC-90-1R GCC36-90R 360-90 696-90-R 321035-90 |  | 23 |  | 0
CSC Stores | INSGB008 | INSULATOR, STRAIN, 144" ROD LENGTH 21,000# RATED STRENGTH, SHIP ON OPEN FLATBED ONLY! FOR USE ON JEA'S DISTRIBUTION SYSTEM ONLY | EA | ALUMA-FORM CHANCE CONTINENTAL ELECTRIC HUGHES BROTHERS | FGS21-144CR GS21144CC1 GCC21-144R CF694-144-R |  | 4978 |  | 0
CSC Stores | INSHP001 | INSULATOR, LINE POST, 35KV HORIZONTAL STUD BASE, UNIVERSAL CLAMP-TOP, 3/4"-10 STUD TAP, 2800# SLC, 16.76" OFFSET, 1/0-636 CONDUCTOR. | EA | HUBBELL POWER SYSTEMS, INC. | 80S028-0U09 |  | 4749 |  | 0
CSC Stores | INSHP020 | INSULATOR, HORIZONTAL LINE POST, SILICONE, 69 KV, GAIN TYPE BASE (SHIP TO: 2325 EMERSON ST., JAX., FL 32207) SHIP ON OPEN FLATBED | EA | HUBBELL LAPP INSULATOR MACLEAN POWER SYSTEMS NGK-LOCKE, INC. RELIABLE ELECTRIC CO. | P250034S0020 CL2-049-21-095-A H29010035MXSS018 L2-SN241-13 H291045VX02 |  | 794 |  | 0
CSC Stores | INSHP021 | INSULATOR, HORIZONTAL LINE POST, SILICONE, 69 KV, FLAT BASE (SHIP TO: 2325 EMERSON ST., JAX., FL 32207) SHIP ON OPEN FLATBED | EA | HUBBELL POWER SYSTEMS, INC. LAPP INSULATOR MACLEAN POWER SYSTEMS NGK-LOCKE, INC. RELIABLE ELECTRIC CO. | P250034S0550 CL2-049-11-095-A H21010035MXSS018 L2-SN241-18 H211045VX06 |  | 130 |  | 0
CSC Stores | INSHP022 | INSULATOR, HORIZONTAL LINE POST, SILICONE, 138 KV, FLAT BASE (SHIP TO: 2325 EMERSON ST., JAX., FL 32207) SHIP ON OPEN FLATBED | EA | HUBBELL POWER SYSTEMS, INC. LAPP INSULATOR MACLEAN POWER SYSTEMS MACLEAN POWER SYSTEMS NGK-LOCKE, INC. | P250041E055A CL2-061-11-145-B H21010048VASS021 H211058VA01 L2-SN361-18-W |  | 105 |  | 0
CSC Stores | INSHP023 | INSULATOR, HORIZONTAL LINE POST, SILICONE, 138 KV, GAIN TYPE BASE, FIBERGLASS ROD WITH RUBBER WEATHERSHEDS (SHIP TO: 2325 EMERSON ST., JAX., FL 32207) SHIP ON OPEN FLATBED | EA | HUBBELL POWER SYSTEMS, INC. LAPP INSULATOR MACLEAN POWER SYSTEMS MACLEAN POWER SYSTEMS NGK-LOCKE, INC. | P250041E002A CL2-062-21-145-B H29010048VASS021 H291058VA02 L2-SN361-13-W |  | 78 |  | 0
CSC Stores | INSHP024 | INSULATOR, HORIZONTAL LINE POST, SILICONE, 230 KV, FLAT TYPE BASE, FIBERGLASS ROD WITH RUBBER WEATHERSHEDS (MIN REL 20 EA) (SHIP TO: 2325 EMERSON ST., JAX., FL 32207) SHIP ON OPEN FLATBED | EA | MACLEAN POWER SYSTEMS NGK RELIABLE ELECTRIC CO. | H31010077VASS032 L3-SN551-18-W H311088VA01 |  | 45 |  | 0
CSC Stores | INSHP025 | INSULATOR, HORIZONTAL LINE POST, SILICONE, 230 KV, GAIN TYPE BASE (SHIP TO: 2325 EMERSON ST., JAX., FL 32207) SHIP ON OPEN FLATBED | EA | MACLEAN POWER SYSTEMS NGK RELIABLE ELECTRIC CO. RELIABLE ELECTRIC CO. | H39010076VASS032 L3-SN551-13-W H391088VA02 H391088VA03 |  | 89 |  | 0
CSC Stores | INSHP030 | INSULATOR, POST WITH TRUNION, 138KV, 12 DEGREE RISE, D.A. = 50", L.D. = 145", TENSILE LOAD = 5000 LBS. (SHIP TO: 2325 EMERSON ST., JAX., FL 32207) | EA | HUBBELL MACLEAN POWER SYSTEMS MACLEAN POWER SYSTEMS NGK-LOCKE, INC. | P250043E102A H29020050MASS026 H292058VA01 L2-SN351-23-W |  | 13 |  | 0
CSC Stores | INSLP011 | INSULATOR, BRACED LINE POST, SILICONE, 138 KV, FLAT BASE, MINIMUM LEAKAGE DISTANCE IS 145 INCHES, MINIMUM DRY ARC DISTANCE IS 49 INCHES (SHIP TO: 2325 EMERSON ST., JAX., FL 32207) SHIP ON OPEN FLATBED | EA | HUBBELL POWER SYSTEMS, INC. LAPP INSULATOR MACLEAN POWER SYSTEMS NGK-LOCKE, INC. | BLP053F12005 CBP2-062-145-01 B211061AL44A HV-340 |  | 328 |  | 0
CSC Stores | INSLP012 | INSULATOR, BRACED LINE POST, SILICONE, 138 KV, GAIN BASE, MINIMUM LEAKAGE DISTANCE IS 145 INCHES, MINIMUM DRY ARC DISTANCE IS 49 INCHES (SHIP TO: 2325 EMERSON ST., JAX., FL 32207) SHIP ON OPEN FLATBED | EA | HUBBELL POWER SYSTEMS, INC. LAPP INSULATOR NGK-LOCKE, INC. RELIANCE ELECTRIC | BLP053G12011 CBP2-062-145-02 HV-341 B291061VX17 |  | 313 |  | 0
CSC Stores | INSLP013 | INSULATOR, BRACED LINE POST, SILICONE, 230 KV, FLAT BASE, MINIMUM LEAKAGE DISTANCE IS 240 INCHES, MINIMUM DRY ARC DISTANCE IS 93 INCHES (SHIP TO: 2325 EMERSON ST., JAX., FL 32207) SHIP ON OPEN FLATBED | EA | NGK-LOCKE, INC. RELIANCE ELECTRIC | HV076 B311108VX08 |  | 48 |  | 0
CSC Stores | INSLP014 | INSULATOR, BRACED LINE POST, SILICONE, 230 KV, GAIN BASE, MINIMUM LEAKAGE DISTANCE IS 240 INCHES, MINIMUM DRY ARC DISTANCE IS 93 INCHES (SHIP TO: 2325 EMERSON ST., JAX., FL 32207) SHIP ON OPEN FLATBED | EA | NGK-LOCKE, INC. RELIANCE ELECTRIC | HV-075 B391108VX03 |  | 283 |  | 0
CSC Stores | INSPG016 | INSULATOR, CAP & PIN STATION POST TR-16 REPLACEMENT, STANDARD STRENGTH, 3" BCD, 29" HEIGHT, 350 KV BIL, ANSI 70 GRAY | EA | LAPP NGK-LOCKE, INC. VICTOR INSULATORS | 315016-70 PX0449-GRAY 1589 |  | 23 |  | 0
CSC Stores | INSPT002 | INSULATOR, PIN TYPE, POLYETHLENE, 35 KV, THREADED FOR 1" PINS | EA | HENDRIX | HPI-35-01 |  | 124 |  | 0
CSC Stores | INSSC010 | INSULATOR, SILICONE, CAP & PIN STATION POST, TR-10 REPLACEMENT, 3" BCD TAPPED FOR 1/2" GALVANIZED BOLTS, 15" HEIGHT, 200KV BIL. | EA | MACLEAN POWER SYSTEMS | NPP20XG13S |  | 135 |  | 0
CSC Stores | INSST001 | INSULATOR, SPOOL TYPE, BROWN, RATED STRENGTH OF 3000# | EA | CHANCE DULHUNTY POWER DULMISON FLORIDA WIRE AND CABLE GAMMA GAMMA LAPP MC GRAW EDISON NEWELL PORCELAIN PRODUCTS CO. POWERLINE HARDWARE CO. SANTANA INSULATORS INC. VICTOR INSULATORS | C909-0032 DP53-2B DSL-5320-B FW151-B 8442 PT8065B 8442-BROWN DE4S3 2335320-5001 5101-B P53-2B RO 12012B 2012-BROWN |  | 712 |  | 0
CSC Stores | INSST002 | INSULATOR, SPOOL TYPE, WHITE, RATED STRENGTH OF 3000# | EA | CHANCE DIXIE ELECTRIC DULHUNTY POWER FLORIDA WIRE AND CABLE GAMMA KNOX MC GRAW EDISON NEWELL PORCELAIN PRODUCTS CO. POWERLINE HARDWARE CO. SANTANA INSULATORS INC. VICTOR INSULATORS | C909-2032 WHITE D310W DP53-2W FW151-W 8442W 310W DE4S4 2335320-6001 5101-W P53-2W RO12012W 2012-WHITE |  | 12751 |  | 0
CSC Stores | INSSU002 | INSULATOR, SUSPENSION, 4", CLASS 52-9 NEMA STRENGTH 10000#, GALV. FITTINGS | EA | GAMMA JOSLYN HI-VOLTAGE CORP. LAPP NGK PORCELAIN PRODUCTS CO. POWERLINE HARDWARE CO. SANTANA INSULATORS INC. VICTOR INSULATORS | PT8232G L1814 6815-70 16044 84300 P529 DI 02C12T 817 |  | 692 |  | 0
CSC Stores | INSSU003 | INSULATOR, SUSPENSION, 10", CLASS 52-3, STRENGTH 20000#, GALVANIZED FITTINGS | EA | LAPP NGK PORCELAIN PRODUCTS CO. PSN COMPONENTS | 8200-70 20S840 81022 PSN100-320 |  | 15 |  | 0
CSC Stores | INSSU004 | INSULATOR, SUSPENSION, 10", CLASS 52-5, NEMA-STRENGTH: 30000#, GALVANIZED FITTINGS | EA | LAPP NGK PSN COMPONENTS | 5960A-70 30S255 PSN010 |  | 3486 |  | 0
CSC Stores | INSSU007 | INSULATOR, 69KV, SUSPENSION, SILICONE, Y-BALL COUPLING, ANSI52-5, 30,000#, LENGTH = 43", MIN. DRY ARC DIST. = 31", MIN. LEAKAGE DIST = 100" (SHIP TO: 2325 EMERSON ST., JAX., FL 32207 - SHIP ON OPEN FLATBED ONLY) | EA | HUBBELL POWER SYSTEMS, INC. LAPP INSULATOR MACLEAN POWER SYSTEMS MACLEAN POWER SYSTEMS NGK-LOCKE, INC. | S030031E201A CS3-043-YB-100-A S54080031VXSS019 S548043VX07 301-SL250-YJ |  | 440 |  | 0
CSC Stores | INSSU008 | INSULATOR, 138 KV, SUSPENSION, SILICONE, Y-BALL COUPLING, ANSI52-5, 30,000#, LENGTH = 66", MIN. DRY ARC DIST. = 54", MIN. LEAKAGE DIST = 150" (SHIP TO: 2325 EMERSON ST., JAX., FL 32207 - SHIP ON OPEN FLATBED ONLY) | EA | HUBBELL POWER SYSTEMS, INC. LAPP INSULATOR MACLEAN POWER SYSTEMS MACLEAN POWER SYSTEMS NGK-LOCKE, INC. | S030053H201A CS3-066-YB-150-B S54080054VASS026 S548066VA01 301-SS450-YJ-08 |  | 1068 |  | 0
CSC Stores | INSSU009 | INSULATOR, 240 KV, SUSPENSION, SILICONE, Y-BALL COUPLING, ANSI52-5, 30,000#, LENGTH = 89", MIN. DRY ARC DIST = 78", MIN LEAKAGE DIST = 200" (SHIP TO: 2325 EMERSON ST., JAX., FL 32207 - SHIP ON OPEN FLATBED ONLY) | EA | HUBBELL POWER SYSTEMS, INC. LAPP INSULATOR MACLEAN POWER SYSTEMS MACLEAN POWER SYSTEMS NGK-LOCKE, INC. | S030077H201A CS3-089-YB-200-B S54080077VASS033 S548089VA09 301-SS640-YJ-08 |  | 1553 |  | 0
CSC Stores | INSSU010 | INSULATOR, SUSPENSION, SILICON, NEMA 3/5 Y-CLEVIS BALL END FITTINGS, ECR GLASS, 30,000 LBS SML, L=83", MIN LEAKAGE DISTANCE = 200 (SHIP TO: 2325 EMERSON ST., JAX., FL 32207 - SHIP ON OPEN FLATBED ONLY) | EA | HUBBELL POWER SYSTEMS, INC. MACLEAN POWER SYSTEMS NGK | S030071H201A S54080071VASS035 30A-SS600-YJ-08 |  | 168 |  | 0
CSC Stores | INSTB002 | INSULATOR, TERMINATING BRACKET, DOUBLE TYPE, WITHOUT MOUNTING BRACKET, EACH INSULATOR COMES WITH (1) 1" X 1/2" SS BOLT, (1) 1-1/4" X 1/2" SS BOLT AND (2) 1/2" LOCK WASHERS (SHIPPING REQUIREMENTS PACKAGED 2 INSULATORS WITH HARDWARE / BOX) | EA | JOSLYN HI-VOLTAGE CORP. PENN COMPRESSION MOULDING INC. POLY COMPRESSION | 10272300 ARX3061X-13DX ARX3061X-13DX |  | 40 |  | 0
CSC Stores | INSVP001 | INSULATOR, VERTICAL POST, TIE TOP 35-KV, 3/4" STUD TAP STANDARD PACKAGING IS NOT TO EXCEED THREE UNITS OR 72 POUNDS. | EA | DULHUNTY POWER FHP GAMMA NEWELL NGK POWERLINE HARDWARE CO. SANTANA INSULATORS INC. VICTOR INSULATORS | DP57-2 FHP7572G 9335X-70 37620 DA-55004E-LG P572G PL-11253 VI57-2 |  | 45778 |  | 0
CSC Stores | INSVP002 | INSULATOR, VERTICAL POST, CLAMP TOP 35-KV, 3/4" STUD TAP WITHOUT COMDUCTOR CLAMP, GALVANIZED IRON BASE WITHOUT STUD, CANTILEVER = 2800# STANDARD PACKAGING IS NOT TO EXCEED THREE UNITS OR 72 POUNDS | EA | CHANCE DULHUNTY POWER DULHUNTY POWER GAMMA LAPP MC GRAW EDISON NEWELL NGK PORCELAIN PRODUCTS CO. POWERLINE HARDWARE CO. SANTANA INSULATORS INC. VICTOR INSULATORS | C903-1422 DP57-12 DP57-12A 4235LN-70 4235-70 NL58537M8 43930-7001 DA-55011Y-LG 5335 P57-12G PL-21253 62155 |  | 467 |  | 0
CSC Stores | LIKEX001 | LINK, EXTENSION, STRAIGHT - 18,000# LBS. 6" HOLE SPACING, 1/2" THICKNESS, | EA | HUGHES JOSLYN HI-VOLTAGE CORP. MACLEAN POWER SYSTEMS MC GRAW EDISON THREADED FASTENERS INC. | AS-942-A J2520 SF-ES-6-66-30 WBT3070 TF2520 |  | 229 |  | 0
CSC Stores | LIKEX002 | LINK, EXTENSION, CLEVIS/EYE TYPE FITTING 14" LENGTH, ULTIMATE STRENGTH 15,000# | EA | BARRON BETHEA LINDSEY MACLEAN POWER SYSTEMS MIDWEST FABRICATION PLP POWERLINE HARDWARE CO. PREFORMED LINE PRODUCTS CO. | L-14A 3491 CEL-14H PA319 LCE-55-14 PLH-EL-14 LCE-55-14 |  | 1039 |  | 0
CSC Stores | LUBGR212 | GREASE, OXIDE-INHIBITING ELECTRICAL JOINT COMPOUND, PENETROX "A", 8 OZ. SQUEEZE BOTTLE | EA | BURNDY CORP. | P8A |  | 131 |  | 0
CSC and NGS Stores | LUBLU003 | LUBRICANT, SILICONE SPRAY, 16 OZ. AEROSOL CAN, 10 OZ NET WT. | EA | LAWSON PRODUCTS | 19902 |  | 145 |  | 0
CSC Stores | LUGAR001 | LUG, AERIAL FOR USE WITH 1"-14 THREADED STUD TERMINAL CONNECTOR, AERIAL WIRE RANGE #2 SOLID - 1000KCM | EA | ANDERSON BURNDY CORP. DOSSERT HOMAC TRAVIS FOUNDRY - PDU | DS-10100-14 NDR6544T14 SCX100-100-T14 5M863-5 14-235-WRX |  | 96 |  | 0
CSC Stores | LUGGR001 | LUG, 4 SOLID WIRE SIZE, 3/4" BOLT SIZE, TIN PLATED COPPER COMPRESSION | EA | FRANKEL PENN-UNION | CBL-4-N1R BLTU-4-S1 |  | 1981 |  | 0
CSC Stores | LUGGR002 | LUG, 4 SOLID WIRE SIZE, 7/8" BOLT SIZE, TIM PLATED COPPER COMPRESSION | EA | FRANKEL HOMAC PENN-UNION | CBL-4-N2R CBL-4-N2R BLTU-4-S2 |  | 2517 |  | 0
CSC Stores | LUGGR003 | LUG, 4 SOLID WIRE SIZE, 1" BOLT SIZE, TIN PLATED COPPER COMPRESSION | EA | FRANKEL PENN-UNION | CBL-4-N3R BLTU-4-S3 |  | 143 |  | 0
CSC Stores | MAREL002 | MARKER, ELECTRONIC THREE FOOT RANGE, RED PASSIVE-TUNED COIL ANTENNA ENCASED IN A WATERPROOF DURABLE POLYETHYLENE SHELL | EA | INDUSTRIAL TECHNOLOGY MMM/3M OMNI CORP. | IDTE610M160CS 1402-XR IDTE 610M160CS |  | 11534 |  | 0
CSC Stores | MOLAS002 | MOLIMITER ASSEMBLY 500 MCM | EA | BURNDY HYDENT MAC ELECTRICAL CONNECTORS | YFM34CR LATPN 500S |  | 78 |  | 0
CSC Stores | MOLCO001 | MOLE CONNECTOR, 8 OUTLET 2500 AMPERE CAPACITY | EA | BURNDY CORP. DOSSERT MAC ELECTRICAL CONNECTORS | ZM8-25 MC-250-8 ME258-8 |  | 23 |  | 0
CSC Stores | MOLCO007 | MOLE COMPRESSION CONE, 500-MCM | EA | BURNDY CORP. DOSSERT MAC ELECTRICAL CONNECTORS | Z3434 C50-50 UC500-500 |  | 332 |  | 0
CSC Stores | MOLPL001 | PLUG, MOLE CONNECTOR OUTLET SIZE A | EA | BURNDY CORP. | Z29P |  | 143 |  | 0
CSC Stores | NUTBC500 | NUT, 1/2"-13, HEX, SILICON BRONZE HS, NC ASTM-B99 ***PACKAGE OF 50 OR 100 EACH*** NO SUBSTITUTE | EA | ALLIED BOLT, INC. ANDERSON BURNDY CORP. DIXIE ELECTRIC PENN-UNION THREADED FASTENERS INC. | 24582 HNB-500 50HEN-ET D-1/2SB HN1213 TF5010HNP |  | 3700 |  | 0
CSC Stores | NUTEY002 | NUT, EYE, 5/8", HOT DIPPED GALVANIZED | EA | ALLIED BOLT, INC. ALUMA-FORM BARRON BETHEA CHAMP CHANCE CONTINENTAL ELECTRIC DIXIE ELECTRIC FLORIDA WIRE AND CABLE JOSLYN HI-VOLTAGE CORP. MC GRAW EDISON PLP POLE LINE HARDWARE CO. POWERLINE HARDWARE CO. RICHARDS MFG. CO. THREADED FASTENERS INC. UTILITIES SERVICE | 5876 AF1092 OEN-2A CH58EN 6502 EN-5 D-6502 FW1092 J1092 DG2E3 EN-5 OE-1 P1092 RENUT-1 TF1092 450 |  | 44929 |  | 0
CSC Stores | NUTEY003 | NUT, EYE, 3/4", HOT DIPPED GALVANIZED | EA | ALLIED BOLT, INC. ALUMA-FORM BARRON BETHEA CHAMP CHANCE CONTINENTAL ELECTRIC DIXIE ELECTRIC FLORIDA WIRE AND CABLE JOSLYN HI-VOLTAGE CORP. MC GRAW EDISON PLP POLE LINE HARDWARE CO. POWERLINE HARDWARE CO. THREADED FASTENERS INC. UTILITIES SERVICE | 5877 AF1093 OEN-2B CH34EN 6503 EN-6 D-6503 FW1093 J1093 DG2E4 EN-6 OE-2 P1093 TF1093 451 |  | 34651 |  | 0
CSC Stores | NUTEY004 | NUT, EYE, 7/8", HOT DIPPED GALVANIZED | EA | HUGHES BROTHERS | EN80 |  | 133 |  | 0
CSC Stores | NUTSL003 | NUT, LOCK, SQUARE, 5/8" HOLE SIZE, HOT DIPPED GALVANIZED | EA | ALLIED BOLT, INC. ALUMA-FORM CHANCE COOPER POWER SYSTEMS DIXIE ELECTRIC FLORIDA WIRE AND CABLE HUGHES JOSLYN HI-VOLTAGE CORP. LINE HARDWARE MFG. CO. THREADED FASTENERS INC. | 22010 AF8583 3512 DF3N4 D-3512 FW8583 MF-60 J8583 SLN-58 TF8583 |  | 1147 |  | 0
CSC Stores | NUTSL004 | NUT, LOCK, SQUARE, 3/4" BOLT SIZE, HOT DIPPED GALVANIZED | EA | ALLIED BOLT, INC. ALUMA-FORM CHANCE COOPER POWER SYSTEMS DIXIE ELECTRIC FLORIDA WIRE AND CABLE HUGHES JOSLYN HI-VOLTAGE CORP. LINE HARDWARE MFG. CO. THREADED FASTENERS INC. | 22011 AF8584 3513 DF3N6 D-3513 FW8584 MF-70 J8584 SLN-34 TF8584 |  | 4359 |  | 0
CSC Stores | NUTSL005 | NUT, LOCK, SQUARE, 7/8" BOLT SIZE, HOT DIPPED GALVANIZED | EA | ALLIED BOLT, INC. CHANCE COOPER POWER SYSTEMS HUGHES JOSLYN HI-VOLTAGE CORP. LINE HARDWARE MFG. CO. THREADED FASTENERS INC. | 22014 3514 DF3N8 MF-80 J8584 1/2 SLN-70 TF8584.5 |  | 2540 |  | 0
CSC Stores | NUTSL006 | NUT,LOCK, SQUARE, 1" BOLT SIZE HOT DIPPED GALANIZED | EA | ALLIED BOLT, INC. CHANCE COOPER POWER SYSTEMS HUGHES BROTHERS JOSLYN HI-VOLTAGE CORP. THREADED FASTENERS INC. | 22015 3515 DF3N9 MF100 J8585 TF8585 |  | 277 |  | 0
CSC Stores | NUTTE002 | NUT, THIMBLE EYE 3/4" HOT DIPPED GALVANIZED | EA | ALLIED BOLT, INC. BARRON BETHEA CHANCE CONTINENTAL ELECTRIC DIXIE ELECTRIC FLORIDA WIRE AND CABLE JOSLYN HI-VOLTAGE CORP. MC GRAW EDISON POWERLINE HARDWARE CO. THREADED FASTENERS INC. UTILITIES SERVICE | 5051 EN-4B 6511 TN-6 D-6511 FW6511 J6511 DG1E2 P6511 TF6511 C340 |  | 1085 |  | 0
CSC Stores | NUTTE003 | NUT, TWIN THIMBLE EYE 3/4" HOT DIPPED GALVANIZED | EA | ALLIED BOLT, INC. BARRON BETHEA CHANCE CONTINENTAL ELECTRIC DIXIE ELECTRIC FLORIDA WIRE AND CABLE JOSLYN HI-VOLTAGE CORP. THREADED FASTENERS INC. | 5046 EN-5B 6561 TN2-6 D-6561 FW6516 J6516 TF6516 |  | 726 |  | 0
CSC Stores | PLGSO001 | PLUG, STANDOFF 25KV 125 BIL | EA | CHARDON ELECTRICAL COMPONENTS COOPER POWER ELASTIMOLD HUBBELL | 9U07BCF100 ISB225 272SOP 9U07BCF100 |  | 873 |  | 0
CSC and NGS Stores | POCPA001 | PAD, OIL ABSORBENT 16" X 20" ***STANDARD PACKAGE OF 100 EACH*** | EA | 3M ALLIED COMPLETE ENVIRONMENTAL PRODUCT ESP SPC TECHNOLOGY SPILLTECH | HP-156 WPB12 CEP-P100 2MBWPB16/20 ENV300 AWP100 |  | 170900 |  | 0
CSC Stores | RACUC002 | RACK, 9-HOLE, 41", UNDERGROUND CABLE GALVANIZED | EA | ATLAS POWER PRODUCTS HUBBELL POWER SYSTEMS, INC. INWESCO INC. INWESCO INC. MACLEAN POWER SYSTEMS | APP-1767 DU1B29 11B13 11C13 APP-1767 |  | 2949 |  | 0
CSC Stores | RACUC003 | RACK, 13-HOLE, 55" UNDERGROUND CABLE GALVANIZED | EA | ACTION MANUFACTURING HUBBELL POWER SYSTEMS, INC. MACLEAN POWER SYSTEMS | AMI-2710 DU1B30 APP-1792 |  | 4380 |  | 0
CSC Stores | RECPA004 | RECEPTACLE, PADMOUNTED APPARATUS FEED THROUGH, LOADBREAK, 25KV:B.I.L. = 125KV 200-AMPS | EA | BLACKBURN CHARDON ELECTRICAL COMPONENTS COOPER POWER COOPER POWER SYSTEMS ELASTIMOLD | JFT2C10 9U07BCF200 2637167C01M LPF225H 274FT2-AB |  | 626 |  | 0
CSC Stores | RECSP001 | RECLOSER, SINGLE-PHASE,150KV B.I.L. 70-A, 29.7 INCH CREEP BUSHINGS, VISIBLE CURRENT RATING, 1A/3B, WITH ORANGE NON-RECLOSE HANDLE | EA | COOPER POWER SYSTEMS | KEV470B13 |  | 45 |  | 0
CSC Stores | RECSP002 | RECLOSER, SINGLE-PHASE,150KV B.I.L. 200-A, 29.7 INCH CREEP BUSHINGS, VISIBLE CURRENT RATING, 1A/3B, WITH ORANGE NON-RECLOSE HANDLE | EA | COOPER POWER SYSTEMS | KEV4200B13 |  | 110 |  | 0
CSC Stores | RODGR003 | ROD, GROUND, THREADLESS, 5/8" X 8', SHIP ON OPEN FLATBED ONLY! | EA | ERICO PRODUCTS POWERLINE HARDWARE CO. SOUTHERN GROUNDING | 615880 PLH588C C588 |  | 28303 |  | 0
CSC Stores | SAFGR001 | GROUND, CABLE, YELLOW, 30 FOOT, 4/0 COPPER, WITH MULTIPOSITION TYPE CONNECTOR, CHANCE #C600-1732 ON ONE END, T-BAR HAND CLAP, CHANCE #C600-2231 ON THE OTHER END. | EA | CHANCE HUBBELL POWER SYSTEMS, INC. IRBY SALISBURY | G1Y430HCA2F10 G1Y430BCA2F10 GS40X30AAFFBTWW GS2754 |  | 4 |  | 0
CSC Stores | SAFGR002 | GROUND, CABLE, YELLOW, 20 FOOT, 4/0 COPPER, WITH MULTIPOSITION TYPE CONNECTOR, CHANCE #C600-1732 ON ONE END, T-BAR HAND CLAP, CHANCE #C600-2231 ON THE OTHER END. | EA | HUBBELL POWER SYSTEMS, INC. IRBY SALISBURY | G1Y420BCA2F10 GS40X20AAFFBTWW GS2755 |  | 16 |  | 0
CSC Stores | SAFGR003 | GROUND, CABLE, YELLOW, 15 FOOT, 4/0 COPPER, WITH MULTIPOSITION TYPE CONNECTOR, CHANCE #C600-1732 ON ONE END, T-BAR HAND CLAMP, CHANCE #C600-2231 ON THE OTHER END. | EA | HUBBELL POWER SYSTEMS, INC. IRBY SALISBURY | G1Y415BCA2F10 GS40X15AAFFBTWW GS2756 |  | 38 |  | 0
CSC Stores | SAFGR004 | GROUND, CABLE, YELLOW, 15 FOOT, 4/0 COPPER, WITH MULTIPOSITION TYPE CONNECTOR, CHANCE #C600-1732 ON BOTH ENDS. | EA | HUBBELL POWER SYSTEMS, INC. IRBY SALISBURY | G1Y415BCA2A20 GS40X15AAWW GS2757 |  | 16 |  | 0
CSC Stores | SAFGR005 | GROUND, CABLE, YELLOW, 10 FOOT, 4/0 COPPER, WITH MULTIPOSITION TYPE CONNECTOR, CHANCE #C600-1732 ON BOTH ENDS. | EA | CHANCE HUBBELL POWER SYSTEMS, INC. IRBY SALISBURY | G1Y410HCA2A20 G1Y410BCA2A20 GS40X10AAWW GS2758 |  | 14 |  | 0
CSC Stores | SAFGR006 | GROUND, CABLE, YELLOW, 7 FOOT, 4/0 COPPER, WITH MULTIPOSITION TYPE CONNECTOR, THREADED AND SHROUDED COPPER FERRULES, CHANCE #C600-1732 ON BOTH ENDS. | EA | HUBBELL POWER SYSTEMS, INC. IRBY SALISBURY | G1Y407BCA2A20 GS40X7AAWW GS2759 |  | 10 |  | 0
CSC Stores | SAFGR007 | GROUND, CABLE, YELLOW, 5 FOOT, 4/0 COPPER, WITH MULTIPOSITION TYPE CONNECTOR, CHANCE #C600-1732 ON BOTH ENDS. | EA | CHANCE HUBBELL POWER SYSTEMS, INC. IRBY SALISBURY | G1Y405HCA2A20 G1Y405BCA2A20 GS40X5AAWW GS2760 |  | 9 |  | 0
CSC Stores | SAFHO004 | CONNECTOR, LINE HOSE, UBANGI, 1.5" HOSE SIZE, 10 1/2" LENGTH | EA | SALISBURY | UC |  | 25 |  | 0
CSC Stores | SAFHO006 | HOSE, LINE, UBANGI, 1" X 6' | EA | SALISBURY | OR100-6 |  | 18 |  | 0
CSC Stores | SAFHO007 | HOSE, LINE, UBANG, ORANGE, 1.5" HOSE BY 6' LONG WITH RIB GRIP LOCKING SYSTEM, 30 KV, Class 3 | EA | SALISBURY | OR150-6C |  | 819 |  | 0
CSC Stores | SAFHP001 | HOOD, POST TOP INSULATOR, UBANG, 15-3/4" OVERALL HEIGHT X 6-1/2" ID 40 KV RATING | EA | SALISBURY | PTHL |  | 19 |  | 0
CSC Stores | SAFRE002 | RESPIRATOR, DUST MASK - (FOR COMMON DUST & POLLEN). | EA | 3M 3M | 8212 8500 |  | 2028 |  | 0
CSC Stores | SCWLA002 | SCREW, LAG, 1/2" X 4", PILOT-POINT W/FETTER OR TWIST DRIVE, GALVANIZED, INS. ITEM, (500 EA P/BOX) | EA | ALLIED BOLT, INC. ALUMA-FORM CHANCE DIXIE ELECTRIC FLORIDA WIRE AND CABLE JOSLYN HI-VOLTAGE CORP. LINE HARDWARE MFG. CO. MC GRAW EDISON | 529-500 AF8754TP 508754 D-8754 FW8754P J8754P LSFD-124PP DF9L4 |  | 12180 |  | 0
CSC Stores | SCWLA005 | SCREW, LAG, 1/4" X 2", MECHANICALLY GALVANIZED, MODIFIED GIMLET POINT W/HOT-DIPPED STEEL WASHER W/ATTACHED UV STABILIZED RUBBER WASHER, INS. ITEM, USED FOR INSTALLING CABLE GUARD ON WOOD POLES, (STD PKG = 500) | EA | ALLIED BOLT, INC. ELECTRICAL MATERIALS CO. MACLEAN POWER SYSTEMS | 7190DW-500 106M J26486.1 |  | 100000 |  | 0
CSC Stores | SHAAN001 | SHACKLE, ANCHOR, 5/8", 25,000#, GALV. | EA | BETHEA NATIONAL FLAGG (MIF) JOSLYN HI-VOLTAGE CORP. LAPP | ASH-45 12300 BT3022 305734 |  | 315 |  | 0
CSC Stores | SHAAN002 | SHACKLE, ANCHOR, 3/4", 35,000#, GALV. | EA | ANDERSON BETHEA NATIONAL FLAGG (MIF) LAPP LINDSEY RELIABLE POWER PRODUCTS | AS35 ASH-56 13302 305736 3261 ASH-56 |  | 641 |  | 0
CSC Stores | SHAAN003 | SHACKLE, ANCHOR, 3/4", 50,000#, GALV. | EA | ANDERSON BETHEA NATIONAL JOSLYN HI-VOLTAGE CORP. LINDSEY RELIABLE POWER PRODUCTS | AS50 ASH-66A BT3025 3252 ASH-66A |  | 334 |  | 0
CSC Stores | SHAAN004 | SHACKLE, ANCHOR, 3/4", 60,000#, GALV. | EA | LAPP RELIABLE POWER PRODUCTS | 306453-HN ASH-66-BC |  | 249 |  | 0
CSC Stores | SHACH001 | SHACKLE, CHAIN, 7/8", 35,000# GALVANIZED WITH CLEVIS PIN | EA | BREWER TITCHENER CORP. FLAGG (MIF) HUBBELL POWER SYSTEMS, INC. MC GRAW EDISON | 3026HT 15302 AS50 WBT3026 |  | 92 |  | 0
CSC Stores | SLEAJ005 | SLEEVE, 954 ACSR 54/7, ALUMINUM JUMPER, COMPRESSION SPLICE, NON-TENSION ONLY | EA | ANDERSON BURNDY CORP. | 40126 YNS49R |  | 44 |  | 0
CSC Stores | SLEAJ007 | SLEEVE, 1590 ACSR 54/19, ALUMINUM JUMPER, COMPRESSION SPLICE, NON-TENSION ONLY | EA | ANDERSON BURNDY CORP. BURNDY CORP. | OAJS-1800 YNS56R YNSR56RT |  | 26 |  | 0
CSC Stores | SLEAL002 | SLEEVE, ORANGE TO ORANGE NEUTRAL 4-4 ALUMINUM TRIPLEX NEUTRAL SPLICING | EA | ANDERSON BURNDY CORP. HOMAC ITT BLACKBURN KEARNEY PENN-UNION UTILITY STANDARD | VANS4-4 YSS4R SNG44 TR63 30009 PNK-22 USYSS4R |  | 484 |  | 0
CSC Stores | SLEAL003 | SLEEVE, RED TO RED NEUTRAL 2-2 ALUMINUM TRIPLEX NEUTRAL SPLICING | EA | ANDERSON BURNDY CORP. HOMAC ITT BLACKBURN KEARNEY PENN-UNION UTILITY STANDARD | VANS1-1 YSS2R SNG22 TR64 30010 PNK-11 USYSS2R |  | 1303 |  | 0
CSC Stores | SLECJ001 | SLEEVE, 4/0 COPPER JUMPER, COMPRESSION, NON-TENSION ONLY | EA | ANDERSON BURNDY CORP. DOSSERT HOMAC ITT BLACKBURN KEARNEY PENN-UNION RICHARDS MFG. CO. | VHS-4/0 YCS-21 LCS-21 C-4/0 CU40 HR4/0-7CJ BBCU4/0 CC12 |  | 2011 |  | 0
CSC Stores | SLEFT004 | SLEEVE, 2/0, FULL-TENSION ALUMINUM COMPRESSION TYPE | EA | BURNDY CORP. | YCS26R |  | 241 |  | 0
CSC Stores | SLEFT006 | SLEEVE, 4/0 7-STR AAAC, FULL-TENSION ALUMINUM, COMPRESSION TYPE | EA | ANDERSON BURNDY CORP. FRANKEL HOMAC ITT BLACKBURN KEARNEY PENN-UNION | FTR-4/0 YDS28RL FTT-4/0E 16101 RC40 H4/0-61AS KFAS-4/0-61 |  | 152 |  | 0
CSC Stores | SLEFT010 | SLEEVE, 556.5 ACSR 24/7, FULL-TENSION ALUMINUM, COMPRESSION TYPE TO INCLUDE THE SLEEVE AND INSERT | EA | BURNDY CORP. FARGO | YTS39R43RS TJA-2208 |  | 86 |  | 0
CSC Stores | SLEFT012 | SLEEVE, 954.0 AAC 61, FULL-TENSION ALUMINUM, COMPRESSION TYPE | EA | BURNDY CORP. HOMAC | YTS431A 2190 |  | 11 |  | 0
CSC Stores | SLERE001 | SLEEVE, 336 AAC 19-STR., REPAIR | EA | ALCOA BURNDY CORP. | 5276 YNU32R |  | 13 |  | 0
CSC Stores | SLERE002 | SLEEVE, 477 26/7 STR. - 636 26/7 STR., REPAIR | EA | ALCOA BURNDY CORP. | 5224.3 YNU39R |  | 49 |  | 0
CSC Stores | SLERE003 | SLEEVE, 954 AAC 61-STR., REPAIR | EA | ALCOA BURNDY CORP. HOMAC | 5230.3 YNU451R 28816 |  | 6 |  | 0
CSC Stores | SLERE004 | SLEEVE, 954 ACSR 54/7-STR., REPAIR | EA | ALCOA BURNDY CORP. HOMAC | 5234.3 YNU49R 28818 |  | 18 |  | 0
CSC Stores | SLERE005 | SLEEVE, 1590 ACSR 54/19-STR., REPAIR | EA | ALCOA BURNDY CORP. HOMAC | 5240.3 YNU56R 28822 |  | 3 |  | 0
CSC Stores | SLESE002 | SLEEVE, ORANGE TO ORANGE SERVICE 6-6, SERVICE ENTRANCE, COMPRESSION TYPE A =.213"-.258', B =.213"-.258" | EA | ANDERSON ANDERSON BURNDY CORP. HOMAC ITT BLACKBURN KEARNEY PENN-UNION | ACS-4-4 VAUS4-4 YSU2W2W UIB-44 CS68 20691 PSK-22 |  | 1041 |  | 0
CSC Stores | SLESE003 | SLEEVE, RED TO BLUE SERVICE 2-6, SERVICE ENTRANCE, COMPRESSION TYPE A =.268"-.328", B =.179"-.204" | EA | ANDERSON ANDERSON BURNDY CORP. HOMAC ITT BLACKBURN KEARNEY PENN-UNION | ACS-2-6 VAUS1-6 YSU2R4W UIB-26 CS71 20690 PSK-14 |  | 687 |  | 0
CSC Stores | SLESE005 | SLEEVE, RED TO RED SERVICE 2-2, SERVICE ENTRANCE, COMPRESSION TYPE A =.268"-.328", B =.268"-.328" | EA | ANDERSON BURNDY CORP. HOMAC ITT BLACKBURN KEARNEY PENN-UNION | VAUS1-1 YSU2R2R UIB-22 CS73 20688 PSK-11 |  | 6111 |  | 0
CSC Stores | SLESE006 | SLEEVE, RED TO YELLOW SERVICE 2-1/0, SERVICE ENTRANCE, COMPRESSION TYPE A =.362"-.398", B =.268"-.328" | EA | ANDERSON ANDERSON BURNDY CORP. HOMAC ITT BLACKBURN KEARNEY PENN-UNION | ACS-1/0-2 VAUS1/0-2 YSU25R2R UIB-102 CS77 26484 PSK-01 |  | 429 |  | 0
CSC Stores | SLESE007 | SLEEVE, YELLOW TO YELLOW SERVICE 1/0-1/0 SERVICE ENTRANCE, COMPRESSION TYPE A =.362"-.398", B =.362"-.398" | EA | ANDERSON ANDERSON BURNDY CORP. HOMAC ITT BLACKBURN KEARNEY PENN-UNION | ACS-1/0-1/0 VAUS1/0-1/0 YSU25R25R UIB-1010 CS78 30198 PSK-00 |  | 12672 |  | 0
CSC Stores | SLESW004 | SLEEVE, 3#6-AW SHIELD WIRE, FULL-TENSION | EA | BURNDY CORP. | YDS7M9T |  | 468 |  | 0
CSC Stores | SOCEY003 | SOCKET, EYE, SE5154, FORGED STEEL GALVANIZED | EA | PREFORMED LINE PRODUCTS CO. | SE-5154 |  | 1516 |  | 0
CSC Stores | SOCEY004 | SOCKET, EYE, 52-3 & 4 NEMA, FORGED STEEL GALVANIZED, LAPP P/N 36912 | EA | CHANCE LAPP MACLEAN POWER SYSTEMS MC GRAW EDISON PREFORMED LINE PRODUCTS CO. | C904-0089 36912 SI-500 WBT3044 SE-5152 |  | 697 |  | 0
CSC Stores | SOCNA001 | SOCKET AND NUT ASSEMBLY, 6-STR. - 600MCM | EA | BURNDY CORP. MAC PRODUCTS INC. | Z34NR US 500 A |  | 356 |  | 0
CSC Stores | SPAAC001 | SPACER, AERIAL CABLE, 35 KV OR LESS, | EA | HENDRIX | RTL-46 |  | 6 |  | 0
CSC Stores | SPDEX001 | SPADE EXTENSION, 1250 AMP, SOLID COPPER TIN PLATED BAR (NO SUB) | EA | BURNDY CORP. CARR INDUSTRIES POWERCON CORP. | FB13G20 908470 JEA001 |  | 230 |  | 0
CSC Stores | SPDEX005 | SPADE EXTENSION, 18" X 3" X .75", SOLID COPPER TIN PLATED BAR (NO SUB), APPROVAL DRAWING REQUIRED WITH BID. | EA | BURNDY CORP. POWERCON CORP. | FB13G23 JEA002 |  | 33 |  | 0
CSC Stores | SPLAC001 | SPLICE, AUTOMATIC COPPER, #6 SOL, 8 STR | EA | FARGO RELIABLE ELECTRIC CO. | GL111 61 |  | 2182 |  | 0
CSC Stores | SPLAC002 | SPLICE, AUTOMATIC COPPER, #4 SOL, 6 STR, CW- 8A | EA | COPPERWELD FARGO RELIABLE ELECTRIC CO. | 8A GL112 41 |  | 2169 |  | 0
CSC Stores | SPLAC003 | SPLICE, AUTOMATIC COPPER, #3 SOL, 4 STR, CW- 6A | EA | COPPERWELD FARGO RELIABLE ELECTRIC CO. | 6A GL113 47 |  | 1019 |  | 0
CSC Stores | SPLAC004 | SPLICE, AUTOMATIC COPPER, #2 SOL, 3 STR, CW- 5A, | EA | COPPERWELD FARGO RELIABLE ELECTRIC CO. | 5A GL114 21 |  | 1454 |  | 0
CSC Stores | SPLAC005 | SPLICE, AUTOMATIC COPPER, #1 SOL, 2 STR, CW- 4A, | EA | COPPERWELD FARGO RELIABLE ELECTRIC CO. | 4A GL115 27 |  | 770 |  | 0
CSC Stores | SPLAC006 | SPLICE, AUTOMATIC COPPER, 1/0SOL, 1 STR, CW- 3A, | EA | COPPERWELD FARGO RELIABLE ELECTRIC CO. | 3A GL116 101 |  | 570 |  | 0
CSC Stores | SPLAC007 | SPLICE, AUTOMATIC COPPER, 2/0-SOL. 1/0-STR. CW- 2A | EA | COPPERWELD FARGO RELIABLE ELECTRIC CO. | 2A GL117 107 |  | 698 |  | 0
CSC Stores | SPLAC008 | SPLICE, AUTOMATIC COPPER, 3/0-SOL. 2/0-STR. | EA | FARGO RELIABLE ELECTRIC CO. | GL118 207 |  | 326 |  | 0
CSC Stores | SPLAC009 | SPLICE, AUTOMATIC COPPER, 4/0-SOL. 3/0-STR. | EA | FARGO RELIABLE ELECTRIC CO. | GL119 307 |  | 329 |  | 0
CSC Stores | SPLAC010 | SPLICE, AUTOMATIC COPPER, 4/0 STR, | EA | FARGO RELIABLE ELECTRIC CO. | GL120 407 |  | 734 |  | 0
CSC Stores | SPLAC011 | SPLICE, AUTOMATIC COPPER, 500 STR, | EA | FARGO | GL130 |  | 251 |  | 0
CSC Stores | SPLAU001 | SPLICE, AUTOMATIC, 3/8" 7STR GALVANIZED GUY STRAND, FULL-TENSION | EA | HUBBELL POWER SYSTEMS, INC. RELIABLE ELECTRIC CO. | GLS50002 5002 |  | 620 |  | 0
CSC Stores | SPLAU002 | SPLICE, AUTOMATIC, 3#6 AW & 3/8" GUY STRAND FULL-TENSION | EA | HUBBELL POWER SYSTEMS, INC. RELIABLE ELECTRIC CO. | GLS5042 5042 |  | 2523 |  | 0
CSC Stores | SPLAU003 | SPLICE, AUTOMATIC, 7/16" GUY STRAND, FULL-TENSION | EA | HUBBELL POWER SYSTEMS, INC. RELIABLE ELECTRIC CO. | GLS5043 5043 |  | 537 |  | 0
CSC Stores | SPLAU004 | SPLICE, AUTOMATIC, AAAC, #4 - #2, FULL-TENSION | EA | HUBBELL POWER SYSTEMS, INC. | GL4042AKR |  | 23963 |  | 0
CSC Stores | SPLAU005 | SPLICE, AUTOMATIC, AAAC, 1/0 - 2/0, FULL-TENSION | EA | HUBBELL POWER SYSTEMS, INC. | GL4076AKR |  | 2961 |  | 0
CSC Stores | SPLAU006 | SPLICE, AUTOMATIC, AAAC, 2/0 - 3/0, FULL-TENSION | EA | FARGO | GL-1195A |  | 347 |  | 0
CSC Stores | SPLAU007 | SPLICE, AUTOMATIC, AAAC, 3/0 - 4/0, FULL-TENSION | EA | BLACKBURN HUBBELL POWER SYSTEMS, INC. MACLEAN POWER SYSTEMS | ATS3040 GL4098 7656AP |  | 1754 |  | 0
CSC Stores | SPLAU009 | SPLICE, AUTOMATIC, 336 AAC, FULL-TENSION | EA | FARGO MACLEAN POWER SYSTEMS | GL-410 7658AP |  | 1095 |  | 0
CSC Stores | SPLAU010 | SPLICE, AUTOMATIC, 636 AAC, FULL-TENSION | EA | HUBBELL POWER SYSTEMS, INC. | GL1333AKR |  | 1820 |  | 0
CSC Stores | SPLAU016 | SPLICE, AUTOMATIC REDUCER, #4 SOLID COPPER TO #6 SOLID COPPER | EA | FARGO RELIABLE ELECTRIC CO. | GL-150 4161 |  | 168 |  | 0
CSC Stores | SPLIN001 | SPLICE, IN-LINE, 15-KV, FOR 400 - 750 MCM CU PRIMARY CABLE, 1/C FLAT STRAP SHIELD POWER CABLE INCLUDES CONNECTOR | EA | 3M | QS4-15SP-JEA |  | 1502 |  | 0
CSC Stores | SPLKT003 | SPLICING AND REPAIR KIT, 600 VOLT SECONDARY, SIZE- 4/0 CU OR AL., | EA | MMM/3M | QI-LV-2250-JEA |  | 162 |  | 0
CSC Stores | SPLKT004 | SPLICING AND REPAIR KIT, 600 VOLT SECONDARY, SIZE- 350 MCM CU. OR AL. | EA | MMM/3M | QI-10/37-270-JEA |  | 258 |  | 0
CSC Stores | SPLKT005 | SPLICING AND REPAIR KIT, 600 VOLT SECONDARY, SIZE- 500 MCM | EA | MMM/3M | QI-LV-4060-JEA |  | 120 |  | 0
CSC Stores | SPLKT006 | SPLICING AND REPAIR KIT, SUBMERSIBLE, SECONDARY VOLTAGE, #6AWG-350KCM W/EPDM | EA | HOMAC PLP UTILCO | USK350 HT8-500/350K SSK-350 |  | 10845 |  | 0
CSC Stores | SPLKT007 | SPLICING AND REPAIR KIT, SUBMERSIBLE, SECONDARY VOLTAGE, 2/0-500MCM W/EPDM (MAINTENANCE ONLY) | EA | HOMAC | USK500 |  | 946 |  | 0
CSC Stores | SPLSH004 | SPLICE, 750 - 1000 MCM, STRAIGHT SHRINKABLE, 25-KV - WITH "AL/CU" SHEAR-BOLT CONNECTOR. | EA | 3M 3M PRYSMIAN CABLE & SYSTEMS | 5458A-QCI-500-1000 QS-III QS4-25kV-QCI-500-1000-JEA 25SIJCE-GB460-500-1000-JEA |  | 1509 |  | 0
CSC Stores | SPLST003 | SPLICE, 750-750 AL-5KV, STRAIGHT, SHIELDED AND SUBMERSIBLE, 5-KV CLASS | EA | PRYSIMIAN CABLES & SYSTEMS | 25SIJCe-750AL-G624 |  | 23 |  | 0
CSC Stores | SPLST007 | SPLICE, 1/0-1/0 AL-28, STRAIGHT SHIELDED AND SUBMERSIBLE, 25-KV CLASS | EA | BLACKBURN ELASTIMOLD | S5CGHXKL365 25PCJ1J1240 |  | 6448 |  | 0
CSC Stores | SPLTR003 | SPLICE, TRANSITION, 15 KV, FOR 1/0-400 MCM TRANSITION SPLICE OF JACKETED 3/C COMPACT SECTOR 1/0 P.I.L.C. TO SINGLE CONDUCTOR CLASS B STRAND 1/0 TRXLPE (REQUIRES 3M QCI 1/0-350 CONTINUOUS SHEAR BOLT CONNECTOR) | EA | RAYCHEM | HVS-T-1581E-S W/CONNECTOR |  | 68 |  | 0
CSC Stores | SPLTR004 | SPLICE, TRANSITION, 15 KV, FOR TRANSITION SPLICE OF JACKETED 3/C COMPACT SECTOR 400 P.I.L.C. TO SINGLE CONDUCTOR CLASS B STRAND 400 TRXLPE | EA | INERTIA-REPL RAYCHEM | JT1572CA400 KIT HVS-T-1582E-S-CONN |  | 10 |  | 0
CSC Stores | SPLTR005 | SPLICE, TRANSITION, 15 KV, FOR 400-750 OR 750-750 MCM TRANSITION SPLICE OF JACKETED 3/C COMPACT SECTOR 400 OR 750 P.I.L.C. TO SINGLE CONDUCTOR CLASS B STRAND 750 TRXLPE (REQUIRES [3] 3M # QCI 350-750 CONTINUOUS SHEAR BOLT CONNECTORS) | EA | RAYCHEM | HVS-T-1583E-S W/[3] 3M QCI-350 |  | 15 |  | 0
CSC Stores | SPLTR006 | SPLICE, TRANSITION, 15 KV, FOR TRANSITION SPLICE OF JACKETED 3/C COMPACT SECTOR 400 CU. P.I.L.C. TO SINGLE CONDUCTOR 1/C 1000 AL TRXLPE "INCLUDE [3] 3M QCI 500-1000 CONNECTORS" | EA | INERTIA-REPL TYCO/RAYCHEM | JTR1574 HVSR-T-1584 |  | 11 |  | 0
CSC Stores | SPLWY003 | SPLICE, WYE, 600-AMP, 3-WAY INSULATED BUSS BAR WITH TEST POINT 15-KV 750-750-1/0 | EA | ELASTIMOLD | K656CY-H0240-L0360-L0360 |  | 23 |  | 0
CSC Stores | SPLWY004 | SPLICE, WYE, 600-AMP, 3-WAY INSULATED BUSS BAR WITH TEST POINT 15-KV 750-750-350 | EA | ELASTIMOLD | : K656CYL0300L0360L036 |  | 14 |  | 0
CSC Stores | SPLWY008 | SPLICE, WYE, 600 AMP 3-WAY INSULATED BUSSBAR WITH TEST POINT 1/0-1/0-1/0 CABLES. | EA | ELASTIMOLD | K656CY-HO240 |  | 8 |  | 0
CSC Stores | SPLWY009 | SPLICE, WYE, 600 AMP 3-WAY INSULATED BUSS BAR WITH TEST POINT 15KV (750-750-750). | EA | THOMAS & BETTS | K656CY-L0380 |  | 5 |  | 0
CSC Stores | STAPL002 | STAPLE, COPPERWELD, 3/8" X 1-1/2", SHIPPED IN NO GREATER THAN 50 LB BOX. THIS ITEM MUST BE QUOTED BY THE POUND | LB | ALLIED BOLT, INC. CHANCE COPPERWELD ITT BLACKBURN JOSLYN HI-VOLTAGE CORP. L&J INDUSTRIAL STAPLES INC LARSON MC GRAW EDISON | 25009 9153 CP52 CUS6 J6652 C1538162-C 750334 WDN2U5 |  | 8909 |  | 0
CSC Stores | STAPL003 | STAPLE, COPPERWELD, 1/2" X 2" TO ATTACH GROUND WIRE MOLDING TO POLE, 20 POUND BOX THIS ITEM MUST BE QUOTED BY THE POUND | LB | ALLIED BOLT, INC. BLACKBURN CHANCE COOPER POWER SYSTEMS JOSLYN HI-VOLTAGE CORP. L&J INDUSTRIAL STAPLES INC LARSON | 25010 CUS10 9154 WDN2U6 J6496 D 2050162-C 750545 |  | 5662 |  | 0
CSC Stores | STICO001 | STIRRUP, COMPRESSION, 2-1/0, ALUMINUM BODIES, COPPER BAIL, BAIL SIZE- 2-SOL | EA | ITT BLACKBURN PENN-UNION | SC021 KKB0-1/0-2 |  | 19904 |  | 0
CSC Stores | STIWE001 | STIRRUP, WEDGE, SIZE- 336, MIN. BAIL SIZE- 2/0 SOL | EA | AMP HOMAC UTILITY COMPONENTS INC. | 81345-1 A-4035-S20-SH A-4035-S20-SH |  | 1369 |  | 0
CSC Stores | STIWE002 | STIRRUP, WEDGE, SIZE- 636, MIN. BAIL SIZE- 2/0 SOL | EA | AMP CPI HOMAC UTILITY COMPONENTS INC. | 81345-4 636556 A-5045-S20-SH A-5045-S20-SH |  | 7004 |  | 0
CSC Stores | STULI001 | STUD, LINE POST, DIA. SHANK- 3/4", SHANK LENGTH- 1-3/4", GALVANIZED STEEL W/NUTS AND WASHERS; 3/4" HEAD SIZE | EA | CHANCE COOPER POWER SYSTEMS JOSLYN HI-VOLTAGE CORP. LAPP LINE HARDWARE MFG. CO. OHIO BRASS POWERLINE HARDWARE CO. UTILITIES SERVICE | C903-9508 DF19M3 J25249.1 301614 LPS-34-134 87573 P25249.1 6502 |  | 41668 |  | 0
CSC Stores | STULI002 | STUD, LINE POST, DIA. SHANK- 5/8", SHANK LENGTH- 7", GALVANIZED STEEL WITH NUTS AND WASHERS; 3/4" HEAD SIZE, | EA | CHANCE COOPER POWER SYSTEMS HUGHES JOSLYN HI-VOLTAGE CORP. LAPP MACLEAN POWER SYSTEMS OHIO BRASS UTILITIES SERVICE | C903-9514 DF19M2 2752.2 J25248.7 11612A J25248.1 87564 6511-7 |  | 5781 |  | 0
CSC Stores | STULI003 | STUD, LINE POST, DIA. SHANK- 3/4", SHANK LENGTH- 7", GALVANIZED STEEL WITH NUTS AND WASHERS; 3/4" HEAD SIZE, | EA | CHANCE COOPER POWER SYSTEMS HUGHES JOSLYN HI-VOLTAGE CORP. LAPP LINE HARDWARE MFG. CO. OHIO BRASS UTILITIES SERVICE | C903-9517 DF19M4 2753.1A J25250.1 10187A LPS-34-700 87574 6512-7 |  | 13244 |  | 0
CSC Stores | SUPSH001 | SUPPORT, SHIELD WIRE, GALVANIZED | EA | HUGHES BROTHERS | AS2613-H1 |  | 994 |  | 0
CSC Stores | SWEGO049 | SWITCH, G.O.A.B., USCO TYPE AGT-22, 69 KV, 2000 AMPS, BIL 350 KV, 100 KA MOM, S.O.# 33051, LIVE PARTS CONVERSION KIT FOR AGT-22, THREE POLE UNIT. CONTACT STANDARDS | EA | HUBBELL POWER SYSTEMS, INC. | AVR-07220-CK |  | 45 |  | 0
CSC Stores | SWEGR001 | SWITCH, GROUP OPERATED, VERTICAL BREAK, 34KV, 600 AMP, HORIZONTAL, BIL 200KV, LOAD BREAK WITH INTERRUPTERS, * * * SHIP ON OPEN FLAT-BED TRUCK* * * | EA | S AND C ELECTRIC CO. SIEMENS | 135734R2 PER ED-153-R5 JE994X-40 |  | 48 |  | 0
CSC Stores | SWEGR002 | SWITCH, GROUP OPERATED, SINGLE BREAK 34-KV, 600 AMP, "PHASE OVER PHASE" BIL 200-KV, LOAD BREAK WITH INTERRUPTERS, SHIP ON OPEN FLATBED ONLY! | EA | S AND C ELECTRIC CO. SIEMENS | 135754R2-SXXX JE994P-40 |  | 218 |  | 0
CSC Stores | SWEHO016 | SWITCH, HOOK OPERATED, BY-PASS, 600 AMP, 15-KV | EA | KEARNEY | 125824-20JEA |  | 4 |  | 0
CSC Stores | SWEHO017 | SWITCH, HOOK OPERATED, BY-PASS, 600 AMP, 35-KV | EA | KEARNEY | 125825-20JEA |  | 37 |  | 0
CSC Stores | SWEHO019 | SWITCH HOOK, VEE TYPE, 34.5KV, 1200 AMP USCO P/N HH6V-3412 LP LIVE PARTS ONLY | EA | USCO POWER EQUIPMENT CORP. | HH6V-3412 LP |  | 20 |  | 0
CSC Stores | SWEIN002 | INTERRUPTER, SWITCH, "SAF-T-GAP" FOR VERTICAL PHASE-OVER-PHASE SWITCH (BRIDGES). INTERRUPTER TO CONVERT GROUP OPERATED SWITCH TO LOADBREAK (VERTICAL). | EA | BRIDGES ELECTRIC INC. | 350-M |  | 213 |  | 0
CSC Stores | SWEUN001 | SWITCH, UNDERHUNG, HOOK DISCONNECT, 15KV 600-AMP - SWITCH AND HARDWARE MUST BE PACKAGED IN A SINGLE CARDBOARD BOX | EA | CHANCE CLEAVELAND/PRICE INC COOPER POWER SYSTEMS ROYAL S AND C ELECTRIC CO. | M3H62A0067 C102A262G01 127701LR-JEA 19916-JEA 14712-ED5 |  | 98 |  | 0
CSC Stores | SWEUN002 | SWITCH, UNDERHUNG, HOOK DISCONNECT, 35KV 600-AMP - SWITCH AND HARDWARE MUST BE PACKAGED IN A SINGLE CARDBOARD BOX | EA | CHANCE COOPER POWER SYSTEMS ROYAL S AND C ELECTRIC CO. | M3H-64A 127725LR-JEA 19995-JEA 4893R1-ED5-S102 |  | 666 |  | 0
CSC Stores | TAGCA005 | TAG, BLANK OVERHEAD & URD SECONDARY CABLE TAGS, 2" X 2.5", WHITE, PACKAGE IS 25 EACH PER KIT. *** PURCHASE BY THE EACH *** | EA | ELECTROMARK | URD-PS-KIT WHITE |  | 12025 |  | 0
CSC Stores | TAPCC001 | TAPE, "WHITE" COLOR CODING MARKING 1/2" X .007" X 20', (10EA P/PACKAGE QTY) | EA | 3M PLYMOUTH INULATING PRODUCTS SOUTHEAST INDUSTRIAL TAPE TAPE PRODUCTS COMPANY | 35-WHITE-1/2 3171 500 W-1/2 60WH-1/2X20 |  | 2060 |  | 0
CSC Stores | TAPCC002 | TAPE, "BLUE" COLOR CODING MARKING 1/2" X .007" X 20' | EA | 3M PLYMOUTH INULATING PRODUCTS SOUTHEAST INDUSTRIAL TAPE | 35-BLUE-1/2 3170 520 B-1/2 |  | 2270 |  | 0
CSC Stores | TAPCC003 | TAPE, "ORANGE" COLOR CODING MARKING 1/2" X .007" X 20' | EA | 3M PLYMOUTH INULATING PRODUCTS SOUTHEAST INDUSTRIAL TAPE TAPE PRODUCTS COMPANY | 35-ORANGE-1/2 3173 520 0-1/2 60OR-1/2X20 |  | 1150 |  | 0
CSC Stores | TAPCC004 | TAPE, "YELLOW" COLOR CODING MARKING 1/2" X .007" X 20' | EA | 3M PLYMOUTH INULATING PRODUCTS TAPE PRODUCTS COMPANY | 35-YELLOW 3168 60Y-1/2X20 |  | 420 |  | 0
CSC Stores | TAPCC005 | TAPE, "RED" COLOR CODING MARKING 1/2" X .007" X 20' | EA | 3M PLYMOUTH INULATING PRODUCTS TAPE PRODUCTS COMPANY | 35-RED-1/2 3169 60R-1/2X20 |  | 1800 |  | 0
CSC Stores | TAPCC006 | TAPE, "BROWN" COLOR CODING MARKING 1/2" X .007" X 20' | EA | 3M PLYMOUTH INULATING PRODUCTS TAPE PRODUCTS COMPANY | 35-BROWN-1/2" 3172 60BR-1/2X20 |  | 350 |  | 0
CSC and NGS Stores | TAPCC007 | TAPE, "RED PHASE" 3/4" X 66' | EA | 3M CANUSA | 35-RED-3/4 CET35-RED |  | 270 |  | 0
CSC and NGS Stores | TAPCC008 | TAPE, "BLUE PHASE" 3/4" X 66', (STD. PKG. QTY. 10 EACH) | EA | CANUSA SCOTCH | CET35-BLUE SCOTCH 35 BLUE |  | 230 |  | 0
CSC and NGS Stores | TAPCC009 | TAPE, "WHITE PHASE" 3/4" X 66', (STD. PKG. QTY. 10 EACH) | EA | CANUSA SCOTCH | CET35-WHITE SCOTCH 35 WHITE |  | 240 |  | 0
CSC and NGS Stores | TAPCC010 | TAPE, "GREEN PHASE" 3/4" X 66', (STD. PKG. QTY. 10 EACH) | EA | CANUSA SCOTCH | CET35-GREEN SCOTCH 35 GREEN |  | 250 |  | 0
CSC and NGS Stores | TAPCC011 | TAPE, "YELLOW PHASE" 3/4" X 66', (STD. PKG. QTY. 10 EACH) | EA | CANUSA SCOTCH | CET35-YELLOW SCOTCH 35 YELLOW |  | 320 |  | 0
CSC and NGS Stores | TAPCC012 | TAPE, "ORANGE PHASE" 3/4" X 66', (STD. PKG. QTY. 10 EACH) | EA | CANUSA SCOTCH | CET35-ORANGE SCOTCH 35 ORANGE |  | 270 |  | 0
CSC and NGS Stores | TAPCC013 | TAPE, "BROWN PHASE" 3/4" X 66', (STD. PKG. QTY. 10 EACH) | EA | CANUSA SCOTCH | CET35-BROWN SCOTCH 35 BROWN |  | 260 |  | 0
CSC Stores | TEECO003 | TEE, COMPRESSION CONNECTOR - OPEN RUN TYPE 556-MCM RUN, 556-MCM TAP, ACSR. | EA | ALCOA | TTOC10 |  | 240 |  | 0
CSC Stores | TEEDE002 | TEE, MALLEABLE IRON, FOR WOOD POLE APPLICATION DEADEND AND GUYING,HOT-DIP GALVANIZED, 6" HOLE SPACING, STRENGTH AT 45-DEGREES 36000# | EA | BARRON BETHEA CONTINENTAL ELECTRIC FLAGG (MIF) PLP PREFORMED LINE PRODUCTS CO. | GEP-78 EPR-77-7 PX37B EP6-77 EP6-77 |  | 748 |  | 0
CSC Stores | TEEDE003 | TEE, DUCTILE IRON, CONCRETE POLE APPLICATION DEADEND AND GUYING, HOT-DIP GALVANIZED, 6" HOLE SPACING STRENGTH AT 45-DEGREES 60000# | EA | CONTINENTAL ELECTRIC | EPF-88-8 |  | 550 |  | 0
CSC Stores | THECS008 | REJACKET KIT, COLD SHRINK PRODUCT, TUBING INSTALL LENGHT 41", RANGE 1.15" X 3.00" SEALANT WATER BLOCK USED WITH 1/0 PRIMARY SPLICE. | EA | MMM/3M | SJ-2FB |  | 2603 |  | 0
CSC Stores | THEHS002 | THERMOFIT, HEAT SHRINK PRODUCTS, END CAP 3" LENGTH, 1.2" X 0.7" | EA | 3M IKEBANA INERTIA-REPL RAYCHEM | SKE 15/40 IXL120 EC3A ESC-3 (A OR S) |  | 2164 |  | 0
CSC Stores | THEHS003 | THERMOFIT, HEAT SHRINK PRODUCTS, END CAP 3-3/4" LENGTH, 2.0" X 1.0" | EA | IKEBANA INERTIA-REPL INERTIA-REPL MMM/3M RAYCHEM | IXL130 EC4A NTRS02135 SKE 25/63 ESC-4 (A OR S) |  | 1980 |  | 0
CSC Stores | THEHS004 | THERMOFIT, HEAT SHRINK PRODUCTS, END CAP 5-1/2" LENGTH, 3.6" X 1.75" | EA | IKEBANA INERTIA-REPL MMM/3M RAYCHEM | IXL145 EC6A SKE 45/100 ESC-6 (A OR S) |  | 2209 |  | 0
CSC Stores | THEHS005 | THERMOFIT, HEAT SHRINK PRODUCTS, TUBING 12" LENGTH, 1.1" X 0.35" | EA | CANUSA-EMI INERTIA-REPL MMM/3M RAYCHEM | CFW 1100-12-D HWT3008-12A ITCSN-1100-12 WCSM 33/8-300-S |  | 487 |  | 0
CSC Stores | THEHS006 | THERMOFIT, HEAT SHRINK PRODUCTS, TUBING 9" LENGTH, 2.0" X 0.65" SEALANT COATED | EA | CANUSA INERTIA-REPL MMM/3M RAYCHEM | CFW2000-12D HWT5518-12A ITCSN-2000-12 WCSM 51/16-300-S |  | 38 |  | 0
CSC Stores | THEHS008 | THERMOFIT, HEAT SHRINK PRODUCTS, TUBING 15.75" LENGTH, 2.68" X 0.87" SEALANT COATED. | EA | CANUSA-EMI INERTIA-REPL RAYCHEM RAYCHEM | CFW 2700-15.75-D HWT6521-16A WCSM-70/20-400-S WCSM-70/21-400-S |  | 5784 |  | 0
CSC Stores | THEHS012 | THERMOFIT, HEAT SHRINK PRODUCTS, WRAP 36" LENGTH, 2.7" X .95" | EA | CANUSA INERTIA-REPL MMM/3M RAYCHEM | CRDW-2 WRS2-36 80/25-1200 CRSM84/20-870 |  | 10 |  | 0
CSC Stores | THIEY001 | THIMBLEYELET, 3/4", MALLEABLE IRON, HOT DIPPED, GALVANIZED, ***STD PKG 25 EACH *** | EA | BARRON BETHEA CHANCE CONTINENTAL ELECTRIC DIXIE ELECTRIC FLAGG (MIF) FLORIDA WIRE AND CABLE JOSLYN HI-VOLTAGE CORP. LINE HARDWARE MFG. CO. | B12B 6520 TE-6 D6520 P126A FW6551 J6551 TEL-34 |  | 550 |  | 0
CSC Stores | THIEY002 | THIMBLEYE, TWIN, 1" DIAMETER | EA | CHANCE FORESIGHT PRODUCTS INC. JOSLYN HI-VOLTAGE CORP. | 6562 TE-1D J16562 |  | 251 |  | 0
CSC Stores | TIECA001 | TIE, CABLE, HEAVY DUTY WEATHER RESISTANT LENGTH 28"-33", BUNDLE DIAMETER 8"-10" | EA | DENNISON PANDUIT CORP. | 10050 PLT8H-LO |  | 24280 |  | 0
CSC Stores | TIEPR001 | TIE, PREFORMED LINE, #2 AAAC, 23" MIN. LENGTH, "F" NECK, SIDE TIE .316"-.357" COND. RANGE | EA | DULMISON PREFORMED LINE PRODUCTS | STF 0805T STF-1154-P |  | 8128 |  | 0
CSC Stores | TIEPR002 | TIE, PREFORMED LINE, 1/0 AAAC, 23" MIN. LENGTH, "F" NECK, SIDE TIE .358"-.405" COND. RANGE, (STD PKG 75 EACH) | EA | DULMISON PREFORMED LINE PRODUCTS | STF 0910T STF-1155-P |  | 717 |  | 0
CSC Stores | TIEPR004 | TIE, PREFORMED LINE, 336 AAC, 23" MIN. LENGTH, "F" NECK, SIDE TIE .589"-.667" COND. RANGE ** STANDARD PACK IS 100 EACH ** | EA | DULMISON PREFORMED LINE PRODUCTS | STF 1495T STF-1159-P |  | 454 |  | 0
CSC Stores | TIEPR005 | TIE, PREFORMED LINE, 636 AAC, 28" MIN. LENGTH, "F" NECK, SIDE TIE .856"-.968" COND. RANGE, **INS ITEM** | EA | DULMISON PREFORMED LINE PRODUCTS | STF 2175T STF-1162-P |  | 12786 |  | 0
CSC Stores | TIEPR006 | TIE, PREFORMED LINE, #2 AAAC, 22" MIN. LENGTH, "F" NECK, TOP TIE .315"-.327" COND. RANGE | EA | DULMISON PREFORMED LINE PRODUCTS CO. SLACAN | DTF 0805T UTF-1204 80038 |  | 552 |  | 0
CSC Stores | TIEPR009 | TIE, PREFORMED LINE, 336 AAC, 29" MIN. LENGTH, "F" NECK, TOP TIE .665"-.705" COND. RANGE | EA | CHANCE DULMISON PREFORMED LINE PRODUCTS SLACAN | 130-AWTT-F DTF 1695T UTF-1210 80053 |  | 169 |  | 0
CSC Stores | TIEPR010 | TIE, PREFORMED LINE, 636 AAC, 22" MIN. LENGTH, "F" NECK, TOP TIE .901"-.958" COND. RANGE | EA | DULMISON PREFORMED LINE PRODUCTS | DTF 2175T UTF-1212 |  | 936 |  | 0
CSC Stores | TOLGC001 | GRIP, CABLE, PORKCHOP, FOR BARE CONDUCTO R, CABLE SIZE RANGE 8-3/0 | EA | EAGLE LINE TOOLS KLEIN TOOL YALE | PG-1302 1604-20 LMG 4500 RANGE 8-3/0 |  | 91 |  | 0
CSC Stores | TRMCA015 | TERMINATOR, CABLE, 35-KV, 1/0-AWG FOR OVERHEAD RISER POLE INSULATIONS, WITH MOUNTING BRACKET AND 1/0 SPIKE CONNECTOR (1/0 STEM) | EA | CHARDON ELECTRICAL COMPONENTS ELASTIMOLD MMM/3M TYCO/RAYCHEM | 9U08GFC130 35MTG-GH10-10-4-CS420 5646-1/0SP-MBAF-JEA TFT-352E-1/0-CS820 |  | 1923 |  | 0
CSC Stores | TRMCA016 | TERMINATOR, CABLE, 35-KV, 350-KCM FOR OVERHEAD RISER POLE INSULATIONS, WITH MOUNTING BRACKET, SPIKE CONNECTOR, AND AERIAL LUG. | EA | ELASTIMOLD MMM/3M | R2T35M4N0300-B3 5647-S-L-MBAF |  | 28 |  | 0
CSC Stores | TRMCA017 | TERMINATOR, CABLE, 35-KV, 1000-KCM FOR OVERHEAD RISER POLE INSULATIONS, WITH MOUNTING BRACKET, SPIKE CONNECTOR, AND AERIAL LUG. | EA | MMM/3M MMM/3M TYCO/RAYCHEM | 5648-S-L-MBAF 7656-S-4-TI-MBAF-JEA TFT-354-E-JEA-CS820 |  | 513 |  | 0
CSC Stores | TRMCA018 | TERMINATOR, CABLE, 35-KV, 1/0-AWG FOR PADMOUNT EQUIPMENT INSTALLATIONS WITH NEMA 2-HOLE CRIMP ON CONNECTOR | EA | CHARDON ELECTRICAL COMPONENTS ELASTIMOLD MMM/3M TYCO/RAYCHEM | 9U08GFG1203 35MTG-GH10-8-3 5646-40132 TFT-352E-1/0-2 |  | 696 |  | 0
CSC Stores | TRMCA019 | TERMINATOR, CABLE, 35-KV, 350-KCM FOR PADMOUNT EQUIPMENT INSTALLATIONS WITH NEMA 2-HOLE CRIMP ON CONNECTOR | EA | CHARDON ELECTRICAL COMPONENTS ELASTIMOLD MMM/3M TYCO/RAYCHEM | 9U08KPG1203 35MTG-JA350-8-3 5647-40156 TFT-353E-350-2 |  | 28 |  | 0
CSC Stores | TRMCA020 | TERMINATOR, CABLE, 35-KV, 1000-KCM FOR PADMOUNT EQUIPMENT INSTALLATIONS WITH NEMA 2-HOLE CRIMP ON CONNECTOR | EA | MMM/3M TYCO/RAYCHEM | 5648-SAL1000N TFT-354E-1000-JEA |  | 757 |  | 0
CSC Stores | TRMCA021 | TERMINATOR 15-KV, FOR 750 COPPER PRIMARY CABLE, 1/C FLAT STRAP SHIELD POWER CABLE; WITH NEMA 2 HOLE LUG AND GROUNDING KIT | EA | MMM/3M RAYCHEM | 7655-S-HSG-4-40172 HVT-153-SLC-JEA |  | 219 |  | 0
CSC Stores | TRMCA022 | TERMINATOR, 1/0, 35KV, FOR THE NAVY BASES | EA | ELASTIMOLD MMM/3M | 35MTGI-HAB-10-10-3 5646-40132 |  | 8 |  | 0
CSC Stores | TRMKT003 | TERMINATOR KIT, COLD SHRINK, 69KV, 1500MCM & 2000MCM, TO BE PROVIDED WITH (1) ANDERSON ALUMINUM COMPRESSION TERMINAL - #CCLS- 1424-D, (1) ANDERSON ELECTRIC TRANSITION PAD TP-C 7 & (1) KELLEMS GRIP #02207007 OR APPROVED EQUAL. | EA | 3M | 7673-S-8-JEA |  | 1 |  | 0
CSC Stores | WASBA500 | WASHER, BELLEVILLE SPRING, 1/2", 301 SS ***100 EACH PER BOX***NO SUBSTITUTE*** KEY BELLEVILLE P/N K1063-E-109-S | EA | ALLIED BOLT, INC. ANDERSON BURNDY CORP. THREADED FASTENERS INC. | 5595 BW-500 50X106BWSS TFBW500 |  | 9983 |  | 0
CSC Stores | WASFH400 | WASHER, 3/8", FLAT ROUND, 1 3/16 X 1/16, SILICON BRONZE HS, PER ASTM-B99 ***PACKAGE OF 100 EACH*** NO SUBSTITUTE | EA | ALLIED BOLT, INC. BURNDY CORP. THREADED FASTENERS INC. | 38FWSB 38FWBOX TF37NNFB |  | 4417 |  | 0
CSC Stores | WASLO022 | WASHER, LOCK, 1/2" BOLT SIZE, BRONZE/TIN PLATED 100-EACH PER BOX/BAG | EA | FASTENAL PENN-UNION THREADED FASTENERS INC. | 75240 SLW-12-TN TF7552 |  | 313 |  | 0
CSC Stores | WASLO023 | WASHER, LOCK, SHAKE PROOF, 1/2" BOLT SIZE, BRONZE INTERNAL TEETH, TIN PLATED 100-EACH PER BOX/BAG | EA | BURNDY CORP. PENN-UNION | 50 NWET-BOX 100 1/2INTL/WTN100PK |  | 1632 |  | 0
CSC Stores | WASRD001 | WASHER, ROUND, 1/2" BOLT SIZE, BRONZE - TIN PLATED, 1-1/4" OD | EA | PENN-UNION THREADED FASTENERS INC. | FW-12-TN TF50040FWP |  | 1604 |  | 0
CSC Stores | WASRD002 | WASHER, ROUND, 3/8" BOLT SIZE X 1" DIA, GALVANIZED. ( 100 EACH PER BAG/BOX) | EA | ALLIED BOLT, INC. ALUMA FORM CHANCE DIXIE ELECTRIC FLORIDA WIRE AND CABLE HUGHES JOSLYN HI-VOLTAGE CORP. MC GRAW EDISON THREADED FASTENERS INC. UTILITIES SERVICE | 249 AF1084 6801 D-6801 FW1084 RW1-30 J1084 DF1W1 TF1084 5476 |  | 12926 |  | 0
CSC Stores | WASRD003 | WASHER, ROUND, 1/2" BOLT SIZE X 1 3/8" DIAMETER, GALVANIZED. (100 EACH PER BAG/BOX). | EA | ALLIED BOLT, INC. ALUMA FORM CHANCE DIXIE ELECTRIC FLORIDA WIRE AND CABLE HUGHES JOSLYN HI-VOLTAGE CORP. MC GRAW EDISON THREADED FASTENERS INC. | 104-100 AF1086 6803 D-6803 FW1086 RW1-3/8-50 J1086 DF1W2 TF1086 |  | 3543 |  | 0
CSC Stores | WASRD004 | WASHER, ROUND, 5/8" BOLT SIZE X 1 3/4" DIAMETER, GALVANIZED, ( 650 EA P/BOX) | EA | ALLIED BOLT, INC. ALUMA-FORM CHANCE DIXIE ELECTRIC FLORIDA WIRE AND CABLE HUGHES JOSLYN HI-VOLTAGE CORP. MC GRAW EDISON POWERLINE HARDWARE CO. THREADED FASTENERS INC. UTILITIES SERVICE | 11003-50 AF1088 6805 D-6805 FW1088 RW1-3/4-60 J1088 DF1W3 P1088 TF1088 5479 |  | 9190 |  | 0
CSC Stores | WASRD005 | WASHER, ROUND, 3/4" BOLT SIZE X 2" DIAMETER, GALVANIZED, *** 500 EACH PER BOX *** | EA | ALLIED BOLT, INC. ALUMA-FORM CHANCE DIXIE ELECTRIC FLORIDA WIRE AND CABLE HUGHES JOSLYN HI-VOLTAGE CORP. MC GRAW EDISON POWERLINE HARDWARE CO. THREADED FASTENERS INC. UTILITIES SERVICE | 7017 AF1089 6806 D-6806 FW1089 RW2-70 J1089 DF1W4 P1089 TF1089 5480 |  | 467500 |  | 0
CSC Stores | WASRD006 | WASHER, ROUND, 7/8" BOLT SIZE X 2 1/2" DIAMETER, GALVANIZED, ( 325 EA P/BOX) | EA | ALLIED BOLT, INC. HUGHES MC GRAW EDISON THREADED FASTENERS INC. | 7015-50 RW2-80 DF1W5 TF1090 |  | 8125 |  | 0
CSC Stores | WASRD007 | WASHER, ROUND, 1" BOLT SIZE X 2 1/2" DIAMETER, GALVANIZED | EA | ALLIED BOLT, INC. CHANCE COOPER POWER SYSTEMS DIXIE ELECTRIC THREADED FASTENERS INC. | 7011 6808 DF1W6 D-6808 TF6808 |  | 428 |  | 0
CSC Stores | WASSC001 | WASHER, SQUARE CURVED, 5/8" OR 3/4" BOLT SIZE, RIBBED MALLEABLE IRON-GALVANIZED, 4" X 4" SIZE | EA | ALLIED BOLT, INC. ALUMA-FORM BARRON BETHEA CONTINENTAL ELECTRIC FLAGG (MIF) POWERLINE HARDWARE CO. RELIABLE POWER PRODUCTS THREADED FASTENERS INC. | 2873 AFCW44-6 GCW-41 CW-44-6 P144 CSW44 GCW-41R TFCSW44 |  | 3511 |  | 0
CSC Stores | WASSC002 | WASHER, SQUARE CURVED, 7/8" BOLT SIZE, RIBBED MALLEABLE IRON-GALVANIZED, 4" X 4" SIZE | EA | ALLIED BOLT, INC. ALUMA-FORM BARRON BETHEA CONTINENTAL ELECTRIC FLAGG (MIF) HUBBELL / CHANCE POWER SYSTEMS POWERLINE HARDWARE CO. RELIABLE POWER PRODUCTS THREADED FASTENERS INC. | 2874 AFCW44-7 GCW-41A CW-44-7 P144B GCW41A P6829 FWC-44-7 TFCSW44A |  | 2793 |  | 0
CSC Stores | WASSC003 | WASHER, SQUARE CURVED, 1" BOLT SIZE RIBBED MALLEABLE IRON-GALVANIZED, 4" X 4" SIZE | EA | ALUMA-FORM BARRON BETHEA FLAGG (MIF) MACLEAN POWER SYSTEMS THREADED FASTENERS INC. | AFCW44-8 GCW-41B P145 CW-44-8 TFWCW448 |  | 73 |  | 0
CSC Stores | WASSF001 | WASHER, SQUARE FLAT, 2" SQ X 1/8", 1/2" BOLT SIZE, GALVANIZED | EA | ALLIED BOLT, INC. ALUMA-FORM CHANCE DIXIE ELECTRIC JOSLYN HI-VOLTAGE CORP. MC GRAW EDISON POWERLINE HARDWARE CO. THREADED FASTENERS INC. | 11502 AF1073 6811 D-6811 J1073 DF2W1 P1073 TF1073 |  | 1993 |  | 0
CSC Stores | WASSF002 | WASHER, SQUARE FLAT, 2 1/4" SQ X 3/16", 5/8" BOLT SIZE, GALVANIZED | EA | ALLIED BOLT, INC. ALUMA-FORM CHANCE DIXIE ELECTRIC FLORIDA WIRE AND CABLE HUGHES JOSLYN HI-VOLTAGE CORP. MC GRAW EDISON POWERLINE HARDWARE CO. THREADED FASTENERS INC. | 11500 AF1075 6813 D-6813 FW1075 SW2-1/4-60 J1075 DF2W4 P1075 TF1075 |  | 2323 |  | 0
CSC Stores | WASSF003 | WASHER, SQUARE FLAT, 3" SQ X 1/4", 5/8" X 3/4" BOLT SIZE, GALVANIZED | EA | ALLIED BOLT, INC. ALUMA-FORM CHANCE DIXIE ELECTRIC FLORIDA WIRE AND CABLE JOSLYN HI-VOLTAGE CORP. MC GRAW EDISON POWERLINE HARDWARE CO. THREADED FASTENERS INC. UTILITIES SERVICE | 11551 AF1079 6817 D-6817 FW1079 J1079 DF2W7 P1079 TF1079 5487A |  | 282504 |  | 0
CSC Stores | WASSF004 | WASHER, SQUARE FLAT, 4" SQ X 1/4", 3/4" X 7/8" BOLT SIZE, GALVANIZED | EA | ALUMA-FORM CHANCE DIXIE ELECTRIC HUGHES MC GRAW EDISON POWERLINE HARDWARE CO. THREADED FASTENERS INC. UTILITIES SERVICE | AF1080 6819 D-6819 SW4-80 DF2W12 P1082 TF1090 5489A |  | 4098 |  | 0
CSC Stores | WASSP001 | WASHER, SPRING, 5/8" BOLT SIZE, DOUBLE COIL HELICAL TYPE, GALVANIZED | EA | ALLIED BOLT, INC. CHANCE ELECTRICAL MATERIALS CO. LINE HARDWARE MFG. CO. MACLEAN POWER SYSTEMS | 1192 C205-0186 MW58 DLW58XHD J177 |  | 568 |  | 0
CSC Stores | WASSP002 | WASHER, SPRING, 3/4" BOLT SIZE, DOUBLE COIL HELICAL TYPE, GALVANIZED (EXTRA HEAVY DUTY) | EA | ALLIED BOLT, INC. CHANCE ELECTRICAL MATERIALS CO. JOSLYN HI-VOLTAGE CORP. LINE HARDWARE MFG. CO. THREADED FASTENERS INC. UTILITIES SERVICE | 1193 C205-0187 MW34 J178 DLW34XHD TF6910 4398 |  | 258649 |  | 0
CSC Stores | WASSP003 | WASHER, SPRING, 1/2" BOLT SIZE, LEAF TYPE, GALVANIZED | EA | ALLIED BOLT, INC. CHANCE DIXIE ELECTRIC JOSLYN HI-VOLTAGE CORP. MC GRAW EDISON THREADED FASTENERS INC. | 7012 3539 D-3539 J3539 DF17W2 TF3539 |  | 1605 |  | 0
CSC Stores | WASSP006 | WASHER, SPRING, 7/8" BOLT SIZE, LEAF TYPE, GALVANIZED | EA | ALLIED BOLT, INC. HUBBELL POWER SYSTEMS, INC. JOSLYN HI-VOLTAGE CORP. THREADED FASTENERS INC. | 7016 C2050436 J3542 TF3542 |  | 1663 |  | 0
CSC Stores | YOKPL003 | YOKE PLATE, SUSPENSION, TRIANGLULAR STRA IN, 16" INSULATOR SPACING, 40000#, GALVA NIZED, 15/16" HOLE DIA | EA | BETHEA POWER PRODUCTS | ASM-6725-25 |  | 11 |  | 0
TOTAL BID - TRANSFER TO APPENDIX A RESPONSE FORM PAGE 1 | [8 empty] | 0

## #1 - Miscellaneous
036-18 Appendix A Bid Workbook for Pole Line Hardware for JEA Inventory Stock
Vendor Name:
Instructions: Insert the requested information in the green highlighted sections. Only the approved manufacturers and part numbers specified in columns E and F will be accepted at the time bids are due. If there is no information provided for the manufacturers and part numbers, the item is to be quoted by description. The lead time listed in Column K must be the number of calendar days after receipt of order that JEA will receive the material, not the number of days to ship. This should be a specific number of days, do not quote a range. If there are any comments needed, list them in Column M. Any blanks left on the workbook will be considered to be a "no bid."
Warehouse Location | JEA Item Id | Item Description | UOM Code | Approved Manufacturers | Approved MFG Part Number | Quoted MPNs | Estimated 5 Year Usage | Unit Price | Bid Price | Lead Time: In Calendar Days After Receipt of Order | Standard Order Quantities (if applicable) | Comments
CSC Stores | ANCSA001 | ANCHOR, SLEEVE, ACORN HEAD, SLEEVE ANCHOR SYSTEM, ANCHOR PROGRAM ACORN HEAD BIT DIA. = 1/4", ANC. LG. = 2-1/4" | EA | HILTI CORP. | 336233 |  | 1528 |  | 0
CSC Stores | ANCSD001 | ANCHOR, CONCRETE, STAINLESS STEEL TRUBOLT TYPE 304, 1/2" DIA - 13 THREADS/INCH, 2-1/4 INCH THREAD LENGTH, OVERALL LENGTH 3-3/4" | EA | ITW RAMSET | WW1236 |  | 5762 |  | 0
CSC Stores | ANCST001 | ANCHOR, STUD, 1/4" STUD SIZE | EA | ITW RAMSET ITW RAMSET PHILLIPS LIGHTING STAR | 1084314918011 - JS14H WS14-22 JS-14H 3815-22000 |  | 27941 |  | 0
CSC Stores | ANCST003 | SCREW, TAPCON MAXI--SET SCREW ANCHORS, 1/4 X 1 3/4" , HEX HEAD, ULTRA SHIELD CORROSION RESISTANCE. ( I EACH = I BOX OF 100 ) | EA | ILLINOIS TOOL WORKS | 3383100 |  | 375 |  | 0
CSC Stores | ANCST004 | SCREW, TAPCON MAXI--SET SCREW ANCHORS, 1/4 X 2 1/4" , HEX HEAD, ULTRA SHIELD CORROSION RESISTANCE. ( I EACH = I BOX OF 100 ) | EA | ILLINOIS TOOL WORKS | 3295000 |  | 608 |  | 0
CSC Stores | BRCCF001 | BRACE, CROSSARM, FACE MOUNTING WOOD, 3-3/8" X 4-3/8" FIR, 3'-0" DROP, 9'-0" SPAN (1 EACH = 1 PAIR) #6-#10 PENTA TREATED. GALVANIZED STEEL END FITTINGS, 3-1/2" X 3-1/2". | EA | BROOKS MFG. CO. HUGHES BROTHERS | 412-C77-05023 2018AA64.8PR |  | 20 |  | 0
CSC Stores | BRCCF002 | BRACE, CROSSARM, FACE MOUNTING WOOD, 3-3/8" X 4-3/8" FIR, 3'-6" DROP, 10'- 6" SPAN (PAIR), ***1 EACH = 1 PAIR***. | EA | BROOKS MFG. CO. HUGHES BROTHERS | 412-C77-06036 2018AA75.7PR |  | 10 |  | 0
CSC Stores | BRCCR001 | BRACE, CROSSARM, 1/2" X 1-1/4" X 29", FIBERGLASS, 26" HOLE SPACING NOTE: ONE EACH = ONE PAIR (PRICING IS TO BE BY THE PAIR) | EA | ATLAS POWER PRODUCTS CONTINENTAL ELECTRIC FLAGG (MIF) HUGHES BROTHERS PLP | APF-4529 CRB-29 FCB-26 CF-533-26 FRB-29 |  | 104 |  | 0
CSC Stores | BRCCR002 | BRACE, CROSSARM, WOOD, FIR 1-11/16" X 2-11/16", SPAN 60", DROP 30" NOTE: ONE EACH = ONE PAIR (PRICING IS TO BE BY THE PAIR) | EA | BROOKS MFG. CO. HUGHES BROTHERS | 446-60-30 2045-D45-9-11 |  | 63 |  | 0
CSC Stores | CXAFG001 | CROSSARM, FIBERGLASS, 3 5/8" X 4 5/8" X 10', 10" BOLT SPACING, ULTIMATE LOAD PER SIDE 13,000 LBS. | EA | CPI MACLEAN POWER SYSTEMS PUPI | SD8120100SXXXX PY10SD526-JEA DA3000120X3JE12 |  | 1762 |  | 0
CSC Stores | CXAFG002 | CROSSARM, FIBERGLASS, 4 5/8" X 3 5/8" X 10', 10" BOLT SPACING, 39 LBS, USED FOR TANGENT CONSTRUCTION ONLY | EA | CPI MACLEAN POWER SYSTEMS PUPI | HT6120100VXXXX PS10ST393-I TB2200120JE12 |  | 3293 |  | 0
CSC Stores | CXAFG004 | CROSSARM, FIBERGLASS, USED FOR 4 KV TANGENT CONSTRUCTION ONLY, 3 5/8" X 4 5/8" X 6', 10" BOLT SPACING | EA | PUPI | TB22000721392 |  | 10 |  | 0
CSC Stores | CXAWO002 | TIMBER, 3.5" X 4.5" X 8 FT. TREATED SOUTHERN YELLOW PINE, MATERIAL TO BE BANDED IN BUNDLES OF 25 EACH, SHIP ON OPEN FLATBED ONLY! | EA | COX INDUSTRIES DISTRAN | ORDER BY DESCRIPTION JEAW002 |  | 190 |  | 0
CSC Stores | CXAWO003 | CROSSARM, WOOD, 3-3/4" X 4-3/4" X 10', 65 LBS, SHIP ON OPEN FLATBED ONLY! 8-PIN | EA | COX INDUSTRIES DISTRAN | ORDER BY DESCRIPTION JEAW003 |  | 179 |  | 0
CSC Stores | ENCOD007 | ENCLOSURE, SINGLE PHASE TERMINATION, 31" (DEPTH) X 34" (HEIGHT) X 40" (WIDTH), CABINET (PER JEA SPECIFICATION) WITH MOUNT FRAME FOR LOADBREAK OR FEEDTHRU ASSEMBLY (SHIP TO: 2325 EMERSON ST., JAX., FL 32207) | EA | CMC/BARFIELD MANUFACTURING SWITCHGEAR POWER SYSTEMS | (PER SPEC) BASE314034SP-H PER SPEC(N1280-JEA-M2) |  | 25 |  | 0
CSC Stores | ENCOD008 | ENCLOSURE, OUTDOOR, PRIMARY METERING WITH A HINGED HOOD SEE JEA SPECIFICATION & APPROVED PART NUMBERS (SHIP TO: 2325 EMERSON ST., JAX., FL 32207) | EA | MALTON SWITCHGEAR POWER SYSTEMS | PER SPEC (MEF727252DFM600SPHC) PER SPEC (SHARP AR-M257) |  | 6 |  | 0
CSC Stores | GUAAN002 | GUARD, ANIMAL, MINI SHED MOUNT, FOR USE WITH ENERGIZED TRANSFORMERS AND ARRESTERS, TO BE INSTALLED AROUND FIRST SKIRT ONLY | EA | CENTRAL MOLONEY | 70380340 |  | 54649 |  | 0
CSC Stores | GUAAN006 | GUARD, ANIMAL, FOR FUSE CUTOUTS, JEA UNIVERSAL DESIGN MADE FROM SILICONE RUBBER | EA | POWERLINE HARDWARE CO. | SILAG-01-KR |  | 32247 |  | 0
CSC Stores | GUACA001 | GUARD, CABLE, 2" X 10', SCH-40 PVC (100-EACH PER BUNDLE FOR DELIVERIES) (300 EACH PER SKID), SHIP ON OPEN FLATBED ONLY! | EA | CARLON CUSTOM PLASTICS, INC. HOLM INDUSTRIES INC PRIME CONDUIT | (SEE SPEC)59011N CPUS4210 (SEE SPEC)PM2-40 (SEE SPEC) 59011N |  | 5773 |  | 0
CSC Stores | GUACA002 | GUARD, CABLE, 5" X 10', SCH-40 PVC, ( 40 EACH PER BUNDLE FOR DELIVERIES) ( 80 EACH PER SKID ), PACKAGED SUITABLE FOR FORKLIFT UNLOADING, SHIP ON OPEN FLATBED ONLY! | EA | CARLON HOLM INDUSTRIES INC PRIME CONDUIT | (SEE SPEC)59016N (SEE SPEC) PM5-40 (SEE SPEC)59016N |  | 1505 |  | 0
CSC Stores | GUACA003 | GUARD, CABLE, 6" X 10', SCH-40 PVC, ( 15 EACH PER BUNDLE FOR DELIVERIES ), SHIP ON OPEN FLATBED ONLY! | EA | CARLON HOLM INDUSTRIES INC PRIME CONDUIT | (SEE SPEC)59017N (SEE SPEC)PM6-40 (SEE SPEC)59017N |  | 340 |  | 0
CSC Stores | GUACA004 | GUARD, CABLE, 3" X 10', SCH-40 PVC, (50 EACH PER BUNDLE FOR DELIVERIES) ( 150 EACH PER SKID), MUST BE PALLETIZED FOR OUTDOOR STORAGE NO CARDBOARD BOXES WILL BE EXCEPTED, SHIP ON OPEN FLATBED ONLY! | EA | CARLON CUSTOM PLASTICS, INC. HOLM INDUSTRIES INC PRIME CONDUIT | (SEE SPEC)59013N CPUS4310 (SEE SPEC)PM3-40 (SEE SPEC) 59013N |  | 3636 |  | 0
CSC Stores | SAFRE002 | RESPIRATOR, DUST MASK - (FOR COMMON DUST & POLLEN). | EA | 3M 3M | 8212 8500 |  | 2028 |  | 0
CSC Stores | TAGCA005 | TAG, BLANK OVERHEAD & URD SECONDARY CABLE TAGS, 2" X 2.5", WHITE, PACKAGE IS 25 EACH PER KIT. *** PURCHASE BY THE EACH *** | EA | ELECTROMARK | URD-PS-KIT WHITE |  | 12025 |  | 0
CSC and NGS Stores | TAPEL009 | TAPE, ELECTRICAL 3/4" X .007" X 66' VINYL PLASTIC | EA | 3M | 33+3/4X66FT |  | 56028 |  | 0
TOTAL BID - TRANSFER TO APPENDIX A BID FORM PAGE 1 | [8 empty] | 0

## #2 - Hardware-Bolt
036-18 Appendix A Bid Workbook for Pole Line Hardware for JEA Inventory Stock
Vendor Name:
Instructions: Insert the requested information in the green highlighted sections. Only the approved manufacturers and part numbers specified in columns E and F will be accepted at the time bids are due. If there is no information provided for the manufacturers and part numbers, the item is to be quoted by description. The lead time listed in Column K must be the number of calendar days after receipt of order that JEA will receive the material, not the number of days to ship. This should be a specific number of days, do not quote a range. If there are any comments needed, list them in Column M. Any blanks left on the workbook will be considered to be a "no bid."
Warehouse Location | JEA Item Id | Item Description | UOM Code | Approved Manufacturers | Approved MFG Part Number | Quoted MPNs | Estimated 5 Year Usage | Unit Price | Bid Price | Lead Time: In Calendar Days After Receipt of Order | Standard Order Quantities (if applicable) | Comments
CSC Stores | ANCSA001 | ANCHOR, SLEEVE, ACORN HEAD, SLEEVE ANCHOR SYSTEM, ANCHOR PROGRAM ACORN HEAD BIT DIA. = 1/4", ANC. LG. = 2-1/4" | EA | HILTI CORP. | 336233 |  | 1528 |  | 0
CSC Stores | ANCSD001 | ANCHOR, CONCRETE, STAINLESS STEEL TRUBOLT TYPE 304, 1/2" DIA - 13 THREADS/INCH, 2-1/4 INCH THREAD LENGTH, OVERALL LENGTH 3-3/4" | EA | ITW RAMSET | WW1236 |  | 5762 |  | 0
CSC Stores | ANCST001 | ANCHOR, STUD, 1/4" STUD SIZE | EA | ITW RAMSET ITW RAMSET PHILLIPS LIGHTING STAR | 1084314918011 - JS14H WS14-22 JS-14H 3815-22000 |  | 27941 |  | 0
CSC Stores | ANCST003 | SCREW, TAPCON MAXI--SET SCREW ANCHORS, 1/4 X 1 3/4" , HEX HEAD, ULTRA SHIELD CORROSION RESISTANCE. ( I EACH = I BOX OF 100 ) | EA | ILLINOIS TOOL WORKS | 3383100 |  | 375 |  | 0
CSC Stores | ANCST004 | SCREW, TAPCON MAXI--SET SCREW ANCHORS, 1/4 X 2 1/4" , HEX HEAD, ULTRA SHIELD CORROSION RESISTANCE. ( I EACH = I BOX OF 100 ) | EA | ILLINOIS TOOL WORKS | 3295000 |  | 608 |  | 0
CSC Stores | ANCEX002 | EXTENSION, ANCHOR, GALVANIZED, 1-1/2" SQ SHAFT SIZE X 3-1/2' LENGTH, MULTI-HELIX TYPE, SHIP ON OPEN FLATBED ONLY! | EA | ALLIED CHANCE JOSLYN HI-VOLTAGE CORP. MACLEAN POWER SYSTEMS | 3560 12655 J23378.3 D-6616-U |  | 937 |  | 0
CSC Stores | ANCEX003 | EXTENSION, ANCHOR, GALVANIZED, 1-1/2" SQ SHAFT SIZE X 5' LENGTH, MULTI-HELIX TYPE, SHIP ON OPEN FLATBED ONLY! | EA | ALLIED CHANCE JOSLYN HI-VOLTAGE CORP. MACLEAN POWER SYSTEMS | 3561 12656 J23378.5 D-6620-U |  | 3000 |  | 0
CSC Stores | ANCMS002 | ANCHOR, SCREW, MULTI-HELIX, 10"/11.3" X 5' X 1-1/2" SQUARE SHAFT, WITH TRIPLEYE AND COUPLING ASSEMBLY "ATTACHED" HOT DIPPED GALVANIZED, SHIP ON OPEN FLATBED ONLY! | EA | ALLIED BOLT, INC. CHANCE MACLEAN POWER SYSTEMS | 3582+3567 12654-3EJ D-6634-TU |  | 845 |  | 0
CSC Stores | ANCMS003 | ANCHOR, SCREW, MULTI-HELIX, 10"/11.3"/ 13.5" HELIX DIA X 7-1/2' LENGTH X 1-1/2" SQUARE SHAFT WITH TRIPLEYE AND COUPLING "ATTACHED" HOT DIPPED GALVANIZED, SHIP ON OPEN FLATBED ONLY! | EA | ALLIED CHANCE DIXIE ELECTRIC JOSLYN HI-VOLTAGE CORP. | 3555 12654-3EJN D-6637-TU J23383CA.3 |  | 125 |  | 0
CSC Stores | ANCSS002 | ANCHOR, SCREW, SINGLE-HELIX, GALVANIZED 10" X 8' X 1-1/4", SHIP ON OPEN FLATBED ONLY! | EA | ALLIED CHANCE KNIGHT MACLEAN POWER SYSTEMS MC GRAW EDISON UTILITIES SERVICE | 1169 10148 GSA5496-10 J6550WCA DA4N2 C10148 |  | 2098 |  | 0
CSC Stores | ARMST012 | ARM, STEEL SHIELD, GAIN BASE 14" HOLE SPACING "SUPPLIED WITH 9/16" HOLE IN LINE END BRACKET FOR MOUNTING OF GROUNDING PROVISIONS", SHIP ON OPEN FLATBED ONLY! | EA | CONTINENTAL ELECTRIC HUGHES BROTHERS | 2016B6.5B36GG 4020BB6.5EL33G |  | 65 |  | 0
CSC Stores | BALFI007 | BALL FITTING, TYPE Y-CLEVIS, 30000# ULTM STRENGTH, NEMA HDWH 52-3, STANDARD GALVANIZED | EA | ANDERSON BETHEA NATIONAL BREWER TITCHENER CORP. CONTINENTAL ELECTRIC FLAGG (MIF) JOSLYN HI-VOLTAGE CORP. LAPP LINDSEY MC GRAW EDISON RELIABLE POWER PRODUCTS | YBC-30 YCB-65A 3030HT YCB-30-5 13202F L1386HT 7595 3089 WBT3030HT YCB-65 |  | 836 |  | 0
CSC Stores | BAYSW003 | BAYONET, SHIELD WIRE, CORNER, 40" LENGTH | EA | ADVANCED STEEL FABRICATION ATLAS POWER PRODUCTS CONTINENTAL ELECTRIC DIVERSIFIED PRODUCTS MFG CO. DIXIE ELECTRIC FABRICATED METALS HUGHES BROTHERS JOSLYN HI-VOLTAGE CORP. UNITED UTILITY PRODUCTS UNIVERSAL ELECTRIC | ASF-D03 APP-15 SF-CB-40 V-930 L-1311 SB-40 B2214.2B J26366 UUP-221 B-1098 |  | 1068 |  | 0
CSC Stores | BAYSW004 | BAYONET, SHIELD WIRE, STRAIGHT 40" LENGTH | EA | ADVANCED STEEL FABRICATION ATLAS POWER PRODUCTS CONTINENTAL ELECTRIC DIVERSIFIED PRODUCTS MFG CO. DIXIE ELECTRIC FABRICATED METALS JOSLYN HI-VOLTAGE CORP. UNITED UTILITY PRODUCTS UNIVERSAL ELECTRIC | ASF-D01 APP-20 SF-SB-40 V-931-40 L-1313 SWBX-40-2 J26367.1 UUP-226 B1249 |  | 2528 |  | 0
CSC Stores | BKTAC001 | BRACKET, ARRESTER & CUTOUT, SINGLE MOUNT | EA | ACTION MANUFACTURING ADVANCED STEEL FABRICATION ATLAS POWER PRODUCTS CONTINENTAL ELECTRIC DIVERSIFIED PRODUCTS MFG CO. FABRICATED METALS JOSLYN HI-VOLTAGE CORP. UNIVERSAL ELECTRIC | UUP-220 ASF-D08 APP-53 SF-CA-10.25-66 V-929 ACB-10X J25881 B-1099 |  | 2191 |  | 0
CSC Stores | BKTAC002 | BRACKET, ARRESTER & CUTOUT, TRIPLE MOUNT | EA | ACTION MANUFACTURING ADVANCED STEEL FABRICATION ATLAS POWER PRODUCTS CONTINENTAL ELECTRIC DIXIE ELECTRIC DIXIE ELECTRIC DIXIE METAL PRODUCTS, INC. FABRICATED METALS | UUP-225 ASF-D06 APP-30 SF-EMB-48-12 D-3202-0002 D-5002-0035 1209 3P-CABG-J |  | 378 |  | 0
CSC Stores | BKTAC003 | BRACKET, ARRESTER OR CUTOUT, CROSSARM MOUNTED, SIZE 5-3/4" X 5-3/4" | EA | HUBBELL POWER SYSTEMS, INC. | PSC2060980 |  | 3845 |  | 0
CSC Stores | BKTAC007 | BRACKET, ARRESTER OR CUTOUT, MODIFIED WISHBONE TYPE | EA | ADVANCED STEEL FABRICATION ATLAS POWER PRODUCTS DIXIE METAL PRODUCTS, INC. FABRICATED METALS MACLEAN POWER SYSTEMS UNITED UTILITY PRODUCTS UTILITIES SERVICE | ASF-D04 APP-3155 1217 WCAB-1P-J SF-MB-1018 UUP-215 35936 |  | 978 |  | 0
CSC Stores | BKTAC008 | BRACKET, ARRESTER OR CUTOUT, SINGLE MOUNT, FIBERGLASS WITH RAYCHEM MATERIAL OVER ROD, TYPE: SINGLE PHASE | EA | HUBBELL MACLEAN POWER SYSTEMS MACLEAN POWER SYSTEMS | 1SBHA18TDBSC G1HDA218AA1BC G1HDA218AABC |  | 7808 |  | 0
CSC Stores | BKTAC009 | BRACKET, ARRESTER AND CUTOUT, FIBERGLASS WITH RAYCHEM MATERIAL OVER ROD TYPE: SINGLE PHASE | EA | HUBBELL MACLEAN POWER SYSTEMS MACLEAN POWER SYSTEMS | 1SBHA19AMTBSC G1HAA619ADBC G1HDA219ADBC |  | 11383 |  | 0
CSC Stores | BKTAC010 | BRACKET, ARRESTER AND CUTOUT, FIBERGLASS WITH RAYCHEM MATERIAL OVER ROD TYPE: THREE PHASE | EA | HUBBELL HUBBELL MACLEAN POWER SYSTEMS | 3SBH5419AMTBSC PSC6532022 G3HAA25419ADBC |  | 3188 |  | 0
CSC Stores | BKTEM001 | BRACKET, EQUIPMENT MOUNT, SINGLE, | EA | ALUMA FORM BARFIELD MANUFACTURING CO. MACLEAN POWER SYSTEMS | TB-EMB-1-P13 BTB-1PA-13/16 MTB-EMB-1 |  | 1072 |  | 0
CSC Stores | BKTEM002 | BRACKET, EQUIPMENT MOUNT, ADAPTER PLATE, | EA | ALUMA FORM CMC/BARFIELD MANUFACTURING MACLEAN POWER SYSTEMS | 1PA BA1PA M1PA |  | 768 |  | 0
CSC Stores | BKTEM003 | BRACKET, EQUIPMENT MOUNT, THREE CABLE TERMINATORS | EA | ALUMA FORM CMC/BARFIELD MANUFACTURING MACLEAN POWER SYSTEMS | 3PA BA3PA M3PA |  | 406 |  | 0
CSC Stores | BKTEM004 | BRACKET, ALUMA-FORM, TO BE USED WITH TRMCA017 | EA | ALUMA-FORM CMC/BARFIELD MANUFACTURING | CS820 BACS820 |  | 47 |  | 0
CSC Stores | BKTFS001 | BRACKET, FIBERGLASS STANDOFF, 2" FIBERGLASS ROD, 18" STANDOFF TO INS BASE ROD COVERED WITH RAYCHEM HEAT-SHRINK MATERIAL, DUCTILE IRON FITTINGS | EA | ATLAS POWER PRODUCTS HUBBELL HYDROCOM INTERNATIONAL MACLEAN POWER SYSTEMS MACLEAN POWER SYSTEMS | APF-9218-EX-JEA 1SBHA18PFSC AD20-S1-18-C-S9 G1HAA618AHSC G1HDA218AHSC |  | 37912 |  | 0
CSC Stores | BKTIN005 | BRACKET, POLE-TOP, DUCTILKE IRON, HOT DIPPED GALVANIZED | EA | CHANCE MACLEAN POWER SYSTEMS | IB3 PTB-66H |  | 43 |  | 0
CSC Stores | BKTLP002 | BRACKET, LINE POST INSULATOR SUPPORT 53 DEGREE ANGLE | EA | ATLAS POWER PRODUCTS CONTINENTAL ELECTRIC | APP-4932 SF-GP-1741 |  | 236 |  | 0
CSC Stores | BKTRE001 | BRACKET, RECLOSURE, JUMPER PIN | EA | ATLAS POWER PRODUCTS UNITED UTILITY PRODUCTS | APP2927 UUP-266 |  | 137 |  | 0
CSC Stores | BKTRP001 | BRACKET, RISER POLE ARRESTER | EA | ADVANCED STEEL FABRICATION ATLAS POWER PRODUCTS DIXIE ELECTRIC FABRICATED METALS MACLEAN POWER SYSTEMS UNITED UTILITY PRODUCTS | ASF-D05 APP-2462 B-1219 RPAB-1P-J SF-AB-1116 UUP-214 |  | 1600 |  | 0
CSC Stores | BKTRP002 | BRACKET, SECONDARY CABLE RISER PER DMD-89 | EA | CONTINENTAL ELECTRIC MACLEAN POWER SYSTEMS | SF-CA-1505 SF-CA-1505 |  | 30 |  | 0
CSC Stores | BKTSM004 | BRACKET, SWITCH MOUNTING, FOR INSTALLING HOOK DISCONNECT SWITCHES ON VERTICAL CONSTRUCTION | EA | ATLAS POWER PRODUCTS CONTINENTAL ELECTRIC UNITED UTILITY PRODUCTS | APP-2895 SF-SMB-1268 UUP-235 |  | 370 |  | 0
CSC Stores | BKTTM001 | BRACKET, TRANSFORMER MOUNTING, SINGLE MOUNT | EA | ACTION MANUFACTURING ATLAS POWER PRODUCTS CONTINENTAL ELECTRIC DIVERSIFIED PRODUCTS MFG CO. DIXIE ELECTRIC DIXIE METAL PRODUCTS, INC. FABRICATED METALS JOSLYN HI-VOLTAGE CORP. UNIVERSAL ELECTRIC | UUP-237 APP-18 SF-TH-19.5-7 V-926 D-0559 B-1220 TH-12 SK298 B-1185 |  | 1600 |  | 0
CSC Stores | BKTTM003 | BRACKET, TRANSFORMER MOUNTING, CLUSTER MOUNT, ADAPTER PLATE-TWO (2) REQUIRED | EA | CHANCE FABRICATED METALS | C211-0012 CTAP-3/8-16 |  | 30 |  | 0
CSC Stores | BOLAN003 | BOLT, ANCHOR, TAPERED, BOLT ALLOY STEEL MASONRY ANCHOR W/CORROSION PROTECTIVE COATING, 3/4" X 5-1/2" FOR INSTALLING SWITCH HANDLES AND GUIDES | EA | ROTANIUM THREADED FASTENERS INC. | 59279 TF29279 |  | 680 |  | 0
CSC Stores | BOLCA002 | BOLT, CARRIAGE, 3/8" X 5", GALVANIZED, W/SQUARE NUT ATTACHED | EA | ALLIED BOLT, INC. ALUMA FORM CHANCE DIXIE ELECTRIC FLORIDA WIRE AND CABLE HUGHES JOSLYN HI-VOLTAGE CORP. MC GRAW EDISON POWERLINE HARDWARE CO. STEEL CITY THREADED FASTENERS INC. | 925 AF8635 8635 D8635 FW8635 BC35-F J8635 DF1C5 P8635 CBG0640 TF8635 |  | 1270 |  | 0
CSC Stores | BOLCA004 | BOLT, CARRIAGE, 1/2" X 7", GALVANIZED, W/SQUARE NUT ATTACHED | EA | ALUMA FORM CHANCE DIXIE ELECTRIC FLORIDA WIRE AND CABLE JOSLYN HI-VOLTAGE CORP. MC GRAW EDISON STEEL CITY THREADED FASTENERS INC. | AF8637 8647 D8647 FW8647 J8647 DF2C7 CBG0856N TF8647 |  | 1050 |  | 0
CSC Stores | BOLDA001 | BOLT, 5/8" X 12", DOUBLE ARMING, GALV. W/4 SQUARE NUTS ATTACHED HOT DIPPED GALV. STEEL, ROLLED THREADS AND CONE POINT PER LATEST ANSI, ASTM, (MUST BE SHIPPED IN STD. BOX QUANTITIES OF 50 EACH) | EA | ALLIED BOLT, INC. ALUMA FORM CHANCE DIXIE ELECTRIC FLORIDA WIRE AND CABLE HUGHES JOSLYN HI-VOLTAGE CORP. MC GRAW EDISON POWERLINE HARDWARE CO. STEEL CITY THREADED FASTENERS INC. UTILITIES SERVICE | 5952 AF8862 8862 D8862 FW8862 TR-612-F J8862 DF2D12 P8862 SC8862BG TF8862 5076 |  | 1850 |  | 0
CSC Stores | BOLDA002 | BOLT, 5/8" X 14", DOUBLE ARMING, GALV. WITH 4 SQUARE NUTS ATTACHED HOT DIPPED GALV. STEEL, ROLLED THREADS AND CONE POINT PER LATEST ANSI, ASTM, (MUST BE SHIPPED IN STD. BOX QUANTITIES OF 50 EACH) | EA | ALLIED BOLT, INC. ALUMA FORM CHANCE DIXIE ELECTRIC FLORIDA WIRE AND CABLE HUGHES JOSLYN HI-VOLTAGE CORP. MC GRAW EDISON POWERLINE HARDWARE CO. STEEL CITY THREADED FASTENERS INC. | 5954 AF8864 8864 D8864 FW8864 TR-614-F J8864 DF2D14 P8864 SC8864BG TF8864 |  | 6100 |  | 0
CSC Stores | BOLDA003 | BOLT, 5/8" X 16", DOUBLE ARMING, GALV. WITH 4 SQUARE NUTS ATTACHED HOT DIPPED GALV. STEEL, ROLLED THREADS AND CONE POINT PER LATEST ANSI, ASTM, (MUST BE SHIPPED IN STD. BOX QUANTITIES OF 25 EACH) | EA | ALLIED BOLT, INC. ALUMA FORM CHANCE DIXIE ELECTRIC FLORIDA WIRE AND CABLE HUGHES JOSLYN HI-VOLTAGE CORP. MC GRAW EDISON POWERLINE HARDWARE CO. STEEL CITY THREADED FASTENERS INC. | 5956 AF8866 8866 D8866 FW8866 TR-616-F J8866 DF2D16 P8866 SC8866BG TF8866 |  | 2800 |  | 0
CSC Stores | BOLDA004 | BOLT, 5/8" X 18", DOUBLE ARMING, GALV. WITH 4 SQUARE NUTS ATTACHED, (MUST BE SHIPPED IN STD. BOX QUANTITIES OF 25 EACH) | EA | ALLIED BOLT, INC. ALUMA FORM CHANCE DIXIE ELECTRIC FLORIDA WIRE AND CABLE HUGHES JOSLYN HI-VOLTAGE CORP. MC GRAW EDISON POWERLINE HARDWARE CO. STEEL CITY THREADED FASTENERS INC. UTILITIES SERVICE | 5958 AF8868 8868 D8868 FW8868 TR-618-F J8868 DF2D18 P8868 SC8868BG TF8868 5079 |  | 5010 |  | 0
CSC Stores | BOLDA005 | BOLT, 5/8" X 20", DOUBLE ARMING, GALV. WITH 4 SQUARE NUTS ATTACHED, (MUST BE SHIPPED IN STD. BOX QUANTITIES OF 25 EACH) | EA | ALLIED BOLT, INC. ALUMA FORM CHANCE DIXIE ELECTRIC FLORIDA WIRE AND CABLE HUGHES JOSLYN HI-VOLTAGE CORP. MC GRAW EDISON POWERLINE HARDWARE CO. STEEL CITY THREADED FASTENERS INC. UTILITIES SERVICE | 5960 AF8870 8870 D8870 FW8870 TR-620-F J8870 DF2D20 P8870 SC8870BG TF8870 5080 |  | 4600 |  | 0
CSC Stores | BOLDA006 | BOLT, 5/8" X 22", DOUBLE ARMING, GALV. WITH 4 SQUARE NUTS ATTACHED, (MUST BE SHIPPED IN BOX QUANTITIES OF 25 EACH.) | EA | ALLIED BOLT, INC. ALUMA FORM CHANCE DIXIE ELECTRIC FLORIDA WIRE AND CABLE HUGHES JOSLYN HI-VOLTAGE CORP. MC GRAW EDISON POWERLINE HARDWARE CO. STEEL CITY THREADED FASTENERS INC. UTILITIES SERVICE | 5962 AF8872 8872 D8872 FW8872 TR-622-F J8872 DF2D22 P8872 SC8872BG TF8872 5081 |  | 1100 |  | 0
CSC Stores | BOLDA007 | BOLT, 5/8" X 24", DOUBLE ARMING, GALV. WITH 4 SQUARE NUTS ATTACHED, (MUST BE SHIPPED IN STD. BOX QUANTITIES OF 25 EACH) | EA | ALLIED BOLT, INC. ALUMA FORM CHANCE DIXIE ELECTRIC FLORIDA WIRE AND CABLE HUGHES JOSLYN HI-VOLTAGE CORP. MC GRAW EDISON POWERLINE HARDWARE CO. STEEL CITY THREADED FASTENERS INC. | 5964 AF8874 8874 D8874 FW8874 TR-624-F J8874 DF2D24 P8874 SC8874BG TF8874 |  | 200 |  | 0
CSC Stores | BOLDA008 | BOLT, 5/8" X 26", DOUBLE ARMING, GALV. WITH 4 SQUARE NUTS ATTACHED, (MUST BE SHIPPED IN STD. BOX QUANTITIES OF 25 EACH) | EA | ALLIED BOLT, INC. ALUMA FORM ALUMA-FORM CHANCE FLORIDA WIRE AND CABLE HUGHES JOSLYN HI-VOLTAGE CORP. MC GRAW EDISON POWERLINE HARDWARE CO. STEEL CITY THREADED FASTENERS INC. | 5966 AF8876 AF8877 8876 FW8876 TR-626-F J8876 DF2026 P8876 SC8876BG TF8876 |  | 175 |  | 0
CSC Stores | BOLDA009 | BOLT, 5/8" X 28", DOUBLE ARMING, GALV. WITH 4 SQUARE NUTS ATTACHED, (MUST BE SHIPPED IN STD. BOX QUANTITIES OF 25 EACH) | EA | ALLIED BOLT, INC. CHANCE FLORIDA WIRE AND CABLE HUGHES JOSLYN HI-VOLTAGE CORP. MC GRAW EDISON POWERLINE HARDWARE CO. STEEL CITY THREADED FASTENERS INC. UTILITIES SERVICE | 5968 8877 FW8877 TR-628-F J8877 DF2D28 DAB5828F SC8877BG TF8877 5082B |  | 50 |  | 0
CSC Stores | BOLDA010 | BOLT, 5/8" X 30", DOUBLE ARMING, GALV. WITH 4 SQUARE NUTS ATTACHED, (MUST BE SHIPPED IN STD. BOX QUANTITIES OF 20 EACH) | EA | ALLIED BOLT, INC. ALUMA-FORM CHANCE FLORIDA WIRE AND CABLE HUGHES JOSLYN HI-VOLTAGE CORP. MC GRAW EDISON POWERLINE HARDWARE CO. STEEL CITY THREADED FASTENERS INC. | 5970 AF8878 8878 FW8878 TR-630-F J8878 DF2D30 DAB5830F SC8878BG TF8878 |  | 60 |  | 0
CSC Stores | BOLDA011 | BOLT, 5/8" X 32", DOUBLE ARMING, GALV. WITH 4 SQUARE NUTS ATTACHED, (MUST BE SHIPPED IN STD. BOX QUANTITIES OF 20 EACH) | EA | ALLIED BOLT, INC. ALUMA FORM CHANCE FLORIDA WIRE AND CABLE HUGHES JOSLYN HI-VOLTAGE CORP. MC GRAW EDISON POWERLINE HARDWARE CO. STEEL CITY THREADED FASTENERS INC. | 5972 AF8879 8879 FW8879 TR-632-F J8879 DF2D32 DAB5832F SC8879BG TF8879 |  | 40 |  | 0
CSC Stores | BOLDA012 | BOLT, 5/8" X 34", DOUBLE ARMING, GALV. WITH 4 SQUARE NUTS ATTACHED, (MUST BE SHIPPED IN STD. BOX QUANTITIES OF 15 EACH) | EA | ALLIED BOLT, INC. ALUMA FORM HUGHES JOSLYN HI-VOLTAGE CORP. STEEL CITY THREADED FASTENERS INC. | 5974 AF8880 TR-634-F J8880 DB10136BG TF8880 |  | 75 |  | 0
CSC Stores | BOLDA013 | BOLT, 5/8" X 36", DOUBLE ARMING, GALV. WITH 4 SQUARE NUTS ATTACHED, (MUST BE SHIPPED IN STD. BOX QUANTITIES OF 15 EACH) | EA | ALLIED BOLT, INC. HUBBELL POWER SYSTEMS, INC. HUGHES JOSLYN HI-VOLTAGE CORP. STEEL CITY THREADED FASTENERS INC. | 5976 T2060419 TR-636-F J8881 DB10144BG TF10144BG |  | 195 |  | 0
CSC Stores | BOLDA014 | BOLT, 3/4" X 12", DOUBLE ARMING, GALV. WITH 4 SQUARE NUTS ATTACHED, (MUST BE SHIPPED IN STD. BOX QUANTITIES OF 25 EACH) | EA | ALLIED BOLT, INC. CHANCE DIXIE ELECTRIC FLORIDA WIRE AND CABLE HUGHES JOSLYN HI-VOLTAGE CORP. MC GRAW EDISON POWERLINE HARDWARE CO. STEEL CITY THREADED FASTENERS INC. | 5978 8882 D8882 FW8882 TR-712-F J8882 DF3D12 P8882 SC8882BG TF8882 |  | 3350 |  | 0
CSC Stores | BOLDA015 | BOLT, 3/4" X 14", DOUBLE ARMING, GALV. WITH 4 SQUARE NUTS ATTACHED, (MUST BE SHIPPED IN STD. BOX QUANTITIES OF 25 EACH) | EA | ALLIED BOLT, INC. ALUMA FORM CHANCE DIXIE ELECTRIC FLORIDA WIRE AND CABLE HUGHES JOSLYN HI-VOLTAGE CORP. MC GRAW EDISON POWERLINE HARDWARE CO. STEEL CITY THREADED FASTENERS INC. | 5980 AF8884 8884 D8884 FW8884 TR-714-F J8884 DF3D14 P8884 SC8884BG TF8884 |  | 32532 |  | 0
CSC Stores | BOLDA016 | BOLT, 3/4" X 16", DOUBLE ARMING, GALV. WITH 4 SQUARE NUTS ATTACHED, (MUST BE SHIPPED IN STD. BOX QUANTITIES OF 25 EACH) | EA | ALLIED BOLT, INC. ALUMA FORM CHANCE DIXIE ELECTRIC FLORIDA WIRE AND CABLE HUGHES JOSLYN HI-VOLTAGE CORP. MC GRAW EDISON POWERLINE HARDWARE CO. STEEL CITY THREADED FASTENERS INC. | 5982 AF8886 8886 D8886 FW8886 TR-716-F J8886 DF3D16 P8886 SC8886BG TF8886 |  | 21801 |  | 0
CSC Stores | BOLDA017 | BOLT, 3/4" X 18", DOUBLE ARMING, GALV. WITH 4 SQUARE NUTS ATTACHED, (MUST BE SHIPPED IN STD. BOX QUANTITIES OF 25 EACH) | EA | ALLIED BOLT, INC. ALUMA FORM CHANCE DIXIE ELECTRIC FLORIDA WIRE AND CABLE HUGHES JOSLYN HI-VOLTAGE CORP. MC GRAW EDISON POWERLINE HARDWARE CO. STEEL CITY THREADED FASTENERS INC. | 5984 AF8888 8888 D8888 FW8888 TR-718-F J8888 DF3D18 DF3D18 SC8888BG TF8888 |  | 8006 |  | 0
CSC Stores | BOLDA018 | BOLT, 3/4" X 20", DOUBLE ARMING, GALV. WITH 4 SQUARE NUTS ATTACHED, (MUST BE SHIPPED IN STD. BOX QUANTITIES OF 20 EACH) | EA | ALLIED BOLT, INC. ALUMA FORM CHANCE DIXIE ELECTRIC FLORIDA WIRE AND CABLE HUGHES JOSLYN HI-VOLTAGE CORP. MC GRAW EDISON POWERLINE HARDWARE CO. STEEL CITY THREADED FASTENERS INC. | 5986 AF8890 8890 D8890 FW8890 TR-720-F J8890 DF3D20 P8890 SC8890BG TF8890 |  | 2818 |  | 0
CSC Stores | BOLDA019 | BOLT, 3/4" X 22", DOUBLE ARMING, GALV. WITH 4 SQUARE NUTS ATTACHED, (MUST BE SHIPPED IN STD. BOX QUANTITIES OF 20 EACH) | EA | ALLIED BOLT, INC. ALUMA FORM CHANCE DIXIE ELECTRIC FLORIDA WIRE AND CABLE HUGHES JOSLYN HI-VOLTAGE CORP. MC GRAW EDISON POWERLINE HARDWARE CO. STEEL CITY THREADED FASTENERS INC. | 5988 AF8892 8892 D8892 FW8892 TR-722-F J8892 DF3D22 P8892 SC8892BG TF8892 |  | 640 |  | 0
CSC Stores | BOLDA020 | BOLT, 3/4" X 24", DOUBLE ARMING, GALV. WITH 4 SQUARE NUTS ATTACHED,(MUST BE SHIPPED IN STD. BOX QUANTITIES OF 15 EACH) | EA | ALLIED BOLT, INC. ALUMA FORM CHANCE DIXIE ELECTRIC FLORIDA WIRE AND CABLE HUGHES JOSLYN HI-VOLTAGE CORP. MC GRAW EDISON POWERLINE HARDWARE CO. STEEL CITY THREADED FASTENERS INC. | 5990 AF8894 8894 D8894 FW8894 TR-724-F J8894 DF3D24 P8894 SC8894BG TF8894 |  | 645 |  | 0
CSC Stores | BOLDA021 | BOLT, 3/4" X 26", DOUBLE ARMING, GALV. WITH 4 SQUARE NUTS ATTACHED, (MUST BE SHIPPED IN BOX QUANTITIES OF 15 EACH.) | EA | ALLIED BOLT, INC. ALUMA FORM CHANCE FLORIDA WIRE AND CABLE HUGHES JOSLYN HI-VOLTAGE CORP. MC GRAW EDISON POWERLINE HARDWARE CO. STEEL CITY THREADED FASTENERS INC. UTILITIES SERVICE | 5992 AF8896 8896 FW8896 TR-726-F J8896 DF3D26 P8896 SC8896BG TF8896 5089A |  | 1880 |  | 0
CSC Stores | BOLDA022 | BOLT, 3/4" X 28", DOUBLE ARMING, GALV. WITH 4 SQUARE NUTS ATTACHED, (MUST BE SHIPPED IN STD. BOX QUANTITIES OF 15 EACH) | EA | ALLIED BOLT, INC. FLORIDA WIRE AND CABLE HUBBELL POWER SYSTEMS, INC. HUGHES JOSLYN HI-VOLTAGE CORP. MC GRAW EDISON POWERLINE HARDWARE CO. STEEL CITY THREADED FASTENERS INC. | 5994 FW8897 8897 TR-728-F J8897 DF3D28 DAB3428F DB12112BG TF8897 |  | 270 |  | 0
CSC Stores | BOLDA023 | BOLT, 3/4" X 30", DOUBLE ARMING, GALV. WITH 4 SQUARE NUTS ATTACHED, (MUST BE SHIPPED IN STD. BOX QUANTITIES OF 15 EACH) | EA | ALLIED BOLT, INC. ALUMA FORM FLORIDA WIRE AND CABLE HUBBELL POWER SYSTEMS, INC. HUGHES JOSLYN HI-VOLTAGE CORP. MC GRAW EDISON STEEL CITY THREADED FASTENERS INC. UTILITIES SERVICE | 5996 AF8898 FW8898 8898 TR-730-F J8898 DF3D30 DB12120BG TF8898 5089C |  | 225 |  | 0
CSC Stores | BOLDA024 | BOLT, 3/4" X 32", DOUBLE ARMING, GALV. WITH 4 SQUARE NUTS ATTACHED, (MUST BE SHIPPED IN STD. BOX QUANTITIES OF 10 EACH) | EA | ALLIED BOLT, INC. HUBBELL POWER SYSTEMS, INC. JOSLYN HI-VOLTAGE CORP. MC GRAW EDISON STEEL CITY THREADED FASTENERS INC. | 5997 889832 J8899 DF3D32 DB12128BG TF8899 |  | 70 |  | 0
CSC Stores | BOLDA025 | BOLT, 3/4" X 34", DOUBLE ARMING, GALV. WITH 4 SQUARE NUTS ATTACHED, (MUST BE SHIPPED IN STD. BOX QUANTITIES OF 10 EACH) | EA | ALLIED BOLT, INC. HUBBELL POWER SYSTEMS, INC. HUGHES JOSLYN HI-VOLTAGE CORP. STEEL CITY THREADED FASTENERS INC. | 5998 PS889834 TR-734-F J9003 DB12136BG TF12136BG |  | 200 |  | 0
CSC Stores | BOLDA026 | BOLT, 3/4" X 36", DOUBLE ARMING, GALV. WITH 4 SQUARE NUTS ATTACHED. (MUST BE SHIPPED IN STD. BOX QUANTITIES OF 10 EACH) | EA | ALLIED BOLT, INC. HUBBELL POWER SYSTEMS, INC. HUGHES JOSLYN HI-VOLTAGE CORP. MC GRAW EDISON STEEL CITY THREADED FASTENERS INC. UTILITIES SERVICE | 5999 PS889836 TR-736-F J9004 DF3D36 DB12144BG TF9004 5089F |  | 200 |  | 0
CSC Stores | BOLDA027 | BOLT, 3/4" X 38", DOUBLE ARMING, GALV. WITH 4 SQUARE NUTS ATTACHED. (MUST BE SHIPPED IN STD. BOX QUANTITIES OF 10 EACH) | EA | ALLIED BOLT, INC. HUBBELL POWER SYSTEMS, INC. HUGHES JOSLYN HI-VOLTAGE CORP. STEEL CITY THREADED FASTENERS INC. | 6700-10 PS889838 TR-738-F J9005 DB12152BG TF9005 |  | 90 |  | 0
CSC Stores | BOLDA028 | BOLT, 3/4" X 40", DOUBLE ARMING, GALV. WITH 4 SQUARE NUTS ATTACHED, (MUST BE SHIPPED IN STD. BOX QUANTITIES OF 10 EACH) | EA | ALLIED HUBBELL POWER SYSTEMS, INC. HUGHES JOSLYN HI-VOLTAGE CORP. STEEL CITY THREADED FASTENERS INC. | 6702-10 PS889840 TR-740-F J9006 DB12160BG TF9006 |  | 20 |  | 0
CSC Stores | BOLDA029 | BOLT, 3/4" X 42", DOUBLE ARMING, GALV. WITH 4 SQUARE NUTS ATTACHED, (MUST BE SHIPPED IN STD. BOX QUANTITIES OF 10 EACH) | EA | ALLIED BOLT, INC. ALLIED BOLT, INC. HUBBELL POWER SYSTEMS, INC. HUGHES JOSLYN HI-VOLTAGE CORP. STEEL CITY THREADED FASTENERS INC. | 6104 6104-10 PS889842 TR-742-F J9007 DB12168BG TF9007 |  | 50 |  | 0
CSC Stores | BOLDA033 | BOLT, 7/8" X 20", DOUBLE ARMING, GALV. WITH 4 SQUARE NUTS ATTACHED, (MUST BE SHIPPED IN STD. BOX QUANTITIES OF 10 EACH) | EA | ALLIED BOLT, INC. HUBBELL POWER SYSTEMS, INC. HUGHES JOSLYN MANUFACTURING CO. POWERLINE HARDWARE CO. STEEL CITY THREADED FASTENERS INC. | 6714-10 PSDA782000 TR-820-F J9120 DAB7820F DB1480BG TF22767.20 |  | 90 |  | 0
CSC Stores | BOLDA040 | BOLT, 7/8" X 38", DOUBLE ARMING, GALV. WITH 4 SQUARE NUTS ATTACHED, (MUST BE SHIPPED IN STD. BOX QUANTITIES OF 5 EACH) | EA | ALLIED BOLT, INC. HUBBELL POWER SYSTEMS, INC. HUGHES BROTHERS JOSLYN MANUFACTURING CO. STEEL CITY THREADED FASTENERS INC. | 6723 PSDA783600 TR838-F J9138 DB14152BG TF8738 |  | 20 |  | 0
CSC Stores | BOLDA041 | BOLT, 7/8" X 28", DOUBLE ARMING, GALV. WITH 4 SQUARE NUTS ATTACHED, (MUST BE SHIPPED IN STD. BOX QUANTITIES OF 5 EACH) | EA | ALLIED BOLT, INC. HUGHES JOSLYN MANUFACTURING CO. STEEL CITY THREADED FASTENERS INC. | 6718-5 TR-828-F J9128 DB14112BG TF8728 |  | 265 |  | 0
CSC Stores | BOLDA042 | BOLT, 7/8" X 26", DOUBLE ARMING, GALV. WITH 4 SQUARE NUTS ATTACHED, (MUST BE SHIPPED IN STD. BOX QUANTITIES OF 5 EACH) | EA | ALLIED BOLT, INC. HUGHES JOSLYN MANUFACTURING CO. STEEL CITY THREADED FASTENERS INC. | 6717-5 TR-826-F J9126 DB14104BG TF8726 |  | 275 |  | 0
CSC Stores | BOLEY003 | BOLT, EYE, 5/8" X 12", GALVANIZED, WITH SQUARE NUT ATTACHED | EA | ALLIED BOLT, INC. ALUMA-FORM CHANCE DIXIE ELECTRIC FLORIDA WIRE AND CABLE JOSLYN HI-VOLTAGE CORP. MC GRAW EDISON POWERLINE HARDWARE CO. THREADED FASTENERS INC. UTILITIES SERVICE | 4104 AF9412 29962 D29962 FW9412 J9412 DF2E12 P9412 TF9412 25101 |  | 6150 |  | 0
CSC Stores | BOLEY004 | BOLT, EYE, 5/8" X 14", GALVANIZED, WITH SQUARE NUT ATTACHED | EA | ALLIED BOLT, INC. ALUMA-FORM CHANCE DIXIE ELECTRIC FLORIDA WIRE AND CABLE JOSLYN HI-VOLTAGE CORP. MC GRAW EDISON POWERLINE HARDWARE CO. THREADED FASTENERS INC. UTILITIES SERVICE | 4105 AF9414 29964 D29964 FW9414 J9414 DF2E14 P9414 TF9414 25102 |  | 11000 |  | 0
CSC Stores | BOLEY005 | BOLT, EYE, 5/8" X 16", GALVANIZED, WITH SQUARE NUT ATTACHED | EA | ALLIED BOLT, INC. ALUMA-FORM CHANCE DIXIE ELECTRIC FLORIDA WIRE AND CABLE JOSLYN HI-VOLTAGE CORP. MC GRAW EDISON POWERLINE HARDWARE CO. THREADED FASTENERS INC. | 4106 AF9416 29966 D29966 FW9416 J9416 DF2E16 P9416 TF9416 |  | 1300 |  | 0
CSC Stores | BOLMH008 | BOLT, MACHINE, 1/2" X 2" HEX HEAD TIN PLATED BRONZE FOR MECHANICAL CONNECTIONS ONLY(GRADE 8) 100 EACH PER BOX/BAG | EA | PENN-UNION | HHB-1213-200-TN |  | 1300 |  | 0
CSC Stores | BOLMH009 | BOLT, MACHINE, 1/2" X 2-1/2" HEX HEAD TIN PLATED BRONZE FOR MECHANICAL CONNECTIONS ONLY(GRADE 8) 100 EACH PER BOX/BAG | EA | ITT BLACKBURN PENN-UNION | 50250BBP HHB1213-250TN |  | 300 |  | 0
CSC Stores | BOLMS001 | BOLT, MACHINE, 1/2" X 2" , SQUARE HEAD GALVANIZED STEEL, W/SQUARE NUT ATTACHED, (MUST BE SHIPPED IN BOX QUANTITIES OF 250 EACH.) | EA | ALLIED BOLT, INC. DIXIE ELECTRIC FLORIDA WIRE AND CABLE HUGHES JOSLYN HI-VOLTAGE CORP. MC GRAW EDISON STEEL CITY THREADED FASTENERS INC. | 10035 D8702 FW8702 B52-1-1/4 J8702 DF2B2 SQG0808N TF8702 |  | 500 |  | 0
CSC Stores | BOLMS002 | BOLT, MACHINE, 1/2" X 7" , SQUARE HEAD GALVANIZED STEEL, W/SQUARE NUT ATTACHED, (MUST BE SHIPPED IN STD. BOX QUANTITIES OF 100 EACH) | EA | ALLIED BOLT, INC. ALUMA-FORM CHANCE DIXIE ELECTRIC FLORIDA WIRE AND CABLE HUGHES JOSLYN HI-VOLTAGE CORP. MC GRAW EDISON POWERLINE HARDWARE CO. STEEL CITY THREADED FASTENERS INC. | 7930 AF8707 8707 D8707 FW8707 B57-3 J8707 DF2B7 P8707 SC8707BG TF8707 |  | 2700 |  | 0
CSC Stores | BOLMS006 | BOLT, MACHINE, 1/2" X 16", SQUARE HEAD GALVANIZED STEEL, W/SQUARE NUT ATTACHED, (MUST BE SHIPPED IN STD. BOX QUANTITIES OF 50 EACH) | EA | ALLIED BOLT, INC. DIXIE ELECTRIC FLORIDA WIRE AND CABLE HUBBELL POWER SYSTEMS, INC. JOSLYN HI-VOLTAGE CORP. POWERLINE HARDWARE CO. STEEL CITY THREADED FASTENERS INC. | 8294-50 D8716 FW8716 DF2B16 J8716 P8716 SC8716BG TF8716 |  | 150 |  | 0
CSC Stores | BOLMS015 | BOLT, MACHINE, 5/8" X 2", SQUARE HEAD GALVANIZED STEEL, W/SQUARE NUT ATTACHED, (MUST BE SHIPPED IN STD. BOX QUANTITIES OF 150 EACH) | EA | ALLIED BOLT, INC. ALUMA-FORM CHANCE DIXIE ELECTRIC FLORIDA WIRE AND CABLE HUGHES JOSLYN HI-VOLTAGE CORP. MC GRAW EDISON STEEL CITY THREADED FASTENERS INC. | 8122-150 AF8802 8802 D8802 FW8802 B62-1-1/2 J8802 DF3B2 SQG1008N TF8802 |  | 26250 |  | 0
CSC Stores | BOLMS016 | BOLT, MACHINE, 5/8" X 3", SQUARE HEAD GALVANIZED STEEL, W/SQUARE NUT ATTACHED, (MUST BE SHIPPED IN STD. BOX QUANTITIES OF 100 EACH) | EA | ALLIED BOLT, INC. CHANCE DIXIE ELECTRIC FLORIDA WIRE AND CABLE HUGHES JOSLYN HI-VOLTAGE CORP. MC GRAW EDISON STEEL CITY THREADED FASTENERS INC. | 8124-100 PS8803 D8803 FW8803 B63-1-1/2 J8803 DF3B3 SQG1012N TF8803 |  | 600 |  | 0
CSC Stores | BOLMS017 | BOLT, MACHINE, 5/8" X 8", SQUARE HEAD GALVANIZED STEEL, W/SQUARE NUT ATTACHED, (MUST BE SHIPPED IN STD. BOX QUANTITIES OF 50 EACH) | EA | ALLIED BOLT, INC. ALUMA-FORM CHANCE DIXIE ELECTRIC FLORIDA WIRE AND CABLE HUGHES JOSLYN HI-VOLTAGE CORP. MC GRAW EDISON POWERLINE HARDWARE CO. STEEL CITY THREADED FASTENERS INC. | 8220 AF8808 8808 D8808 FW8808 B68-4 J8808 DF3B8 P8808 SC8808BG TF8808 |  | 1250 |  | 0
CSC Stores | BOLMS018 | BOLT, MACHINE, 5/8" X 10", SQUARE HEAD GALVANIZED STEEL, W/SQUARE NUT ATTACHED, (MUST BE SHIPPED IN STD. BOX QUANTITIES OF 50 EACH) | EA | ALLIED BOLT, INC. ALUMA-FORM CHANCE DIXIE ELECTRIC FLORIDA WIRE AND CABLE HUGHES JOSLYN HI-VOLTAGE CORP. MC GRAW EDISON POWERLINE HARDWARE CO. STEEL CITY THREADED FASTENERS INC. | 8222 AF8810 8810 D8810 FW8810 B610-4 J8810 DF3B10 P8810 SC8810BG TF8810 |  | 500 |  | 0
CSC Stores | BOLMS019 | BOLT, MACHINE, 5/8" X 12", SQUARE HEAD GALVANIZED STEEL, W/SQUARE NUT ATTACHED, (MUST BE SHIPPED IN STD. BOX QUANTITIES OF 50 EACH) | EA | ALLIED BOLT, INC. ALUMA-FORM CHANCE DIXIE ELECTRIC FLORIDA WIRE AND CABLE HUGHES JOSLYN HI-VOLTAGE CORP. MC GRAW EDISON POWERLINE HARDWARE CO. STEEL CITY THREADED FASTENERS INC. | 8224 AF8812 8812 D8812 FW8812 B612-6 J8812 DF3B12 P8812 SC8812BG TF8812 |  | 4000 |  | 0
CSC Stores | BOLMS020 | BOLT, MACHINE, 5/8" X 14", SQUARE HEAD GALVANIZED STEEL, W/SQUARE NUT ATTACHED, (MUST BE SHIPPED IN STD. BOX QUANTITIES OF 50 EACH) | EA | ALLIED BOLT, INC. ALUMA-FORM ALUMA-FORM CHANCE DIXIE ELECTRIC FLORIDA WIRE AND CABLE HUGHES JOSLYN HI-VOLTAGE CORP. MC GRAW EDISON POWERLINE HARDWARE CO. STEEL CITY THREADED FASTENERS INC. | 8226 AF8814 AF8906 8814 D8814 FW8814 B614-6 J8814 DF3B14 P8814 SC8814BG TF8814 |  | 29950 |  | 0
CSC Stores | BOLMS021 | BOLT, MACHINE, 5/8" X 16", SQUARE HEAD GALVANIZED STEEL, W/SQUARE NUT ATTACHED, (MUST BE SHIPPED IN STD. BOX QUANTITIES OF 50 EACH) | EA | ALLIED BOLT, INC. ALUMA-FORM CHANCE DIXIE ELECTRIC FLORIDA WIRE AND CABLE HUGHES JOSLYN HI-VOLTAGE CORP. MC GRAW EDISON POWERLINE HARDWARE CO. STEEL CITY THREADED FASTENERS INC. | 8228 AF8816 8816 D8816 FW8816 B616-6 J8816 DF3B16 P8816 SC8816BG TF8816 |  | 6300 |  | 0
CSC Stores | BOLMS022 | BOLT, MACHINE, 5/8" X 18", SQUARE HEAD GALVANIZED STEEL, W/SQUARE NUT ATTACHED, (MUST BE SHIPPED IN STD. BOX QUANTITIES OF 50 EACH) | EA | ALLIED BOLT, INC. ALUMA-FORM CHANCE DIXIE ELECTRIC FLORIDA WIRE AND CABLE HUGHES JOSLYN HI-VOLTAGE CORP. MC GRAW EDISON POWERLINE HARDWARE CO. STEEL CITY THREADED FASTENERS INC. | 8230 AF8818 8818 D8818 FW8818 B618-6 J8818 DF3B18 P8818 SC8818BG TF8818 |  | 1633 |  | 0
CSC Stores | BOLMS023 | BOLT, MACHINE, 5/8" X 20", SQUARE HEAD GALVANIZED STEEL, W/SQUARE NUT ATTACHED, (MUST BE SHIPPED IN STD. BOX QUANTITIES OF 25 EACH) | EA | ALLIED BOLT, INC. ALUMA-FORM CHANCE DIXIE ELECTRIC FLORIDA WIRE AND CABLE HUGHES JOSLYN HI-VOLTAGE CORP. MC GRAW EDISON POWERLINE HARDWARE CO. STEEL CITY THREADED FASTENERS INC. | 8232 AF8820 8820 D8820 FW8820 B620-6 J8820 DF3B20 P8820 SC8820BG TF8820 |  | 940 |  | 0
CSC Stores | BOLMS028 | BOLT, MACHINE, 5/8" X 30", SQUARE HEAD GALVANIZED STEEL, W/SQUARE NUT ATTACHED, (MUST BE SHIPPED IN STD. BOX QUANTITIES OF 25 EACH) | EA | ALLIED BOLT, INC. HUBBELL POWER SYSTEMS, INC. JOSLYN HI-VOLTAGE CORP. MC GRAW EDISON STEEL CITY | 8235-25 8830 J8830 DF3B30 SC8830BG |  | 25 |  | 0
CSC Stores | BOLMS029 | BOLT, MACHINE, 3/4" X 2", SQUARE HEAD GALVANIZED STEEL, W/SQUARE NUT ATTACHED, (MUST BE SHIPPED IN STD. BOX QUANTITIES OF 100 EACH) | EA | ALLIED BOLT, INC. CHANCE DIXIE ELECTRIC HUGHES JOSLYN HI-VOLTAGE CORP. MC GRAW EDISON STEEL CITY THREADED FASTENERS INC. | 8150 8902 D8902 B72-1-3/4 J8902 DF4B2 SQG1208N TF8902 |  | 3000 |  | 0
CSC Stores | BOLMS030 | BOLT, MACHINE, 3/4" X 3", SQUARE HEAD GALVANIZED STEEL, W/SQUARE NUT ATTACHED, (MUST BE SHIPPED IN STD. BOX QUANTITIES OF 50 EACH) | EA | ALLIED BOLT, INC. CHANCE DIXIE ELECTRIC HUGHES JOSLYN HI-VOLTAGE CORP. MC GRAW EDISON STEEL CITY | 8151-50 8903 D8903 B73 J8903 DF4B3 SQG1212N |  | 650 |  | 0
CSC Stores | BOLMS031 | BOLT, MACHINE, 3/4" X 4", SQUARE HEAD GALVANIZED STEEL, W/SQUARE NUT ATTACHED, (MUST BE SHIPPED IN STD. BOX QUANTITIES OF 50 EACH) | EA | CHANCE DIXIE ELECTRIC HUGHES JOSLYN HI-VOLTAGE CORP. STEEL CITY | 8904 D8904 B74 J8904 SQG1216N |  | 500 |  | 0
CSC Stores | BOLMS032 | BOLT, MACHINE, 3/4" X 6", SQUARE HEAD GALVANIZED STEEL, W/SQUARE NUT ATTACHED, (MUST BE SHIPPED IN STD. BOX QUANTITIES OF 50 EACH) | EA | ALLIED BOLT, INC. ALUMA-FORM CHANCE DIXIE ELECTRIC HUGHES JOSLYN HI-VOLTAGE CORP. MC GRAW EDISON POWERLINE HARDWARE CO. STEEL CITY THREADED FASTENERS INC. | 8153 AF8906 8906 D8906 B76-3 J8906 DF4B6 P8906 SC8906BG TF8906 |  | 1815 |  | 0
CSC Stores | BOLMS035 | BOLT, MACHINE, 3/4" X 12", SQUARE HEAD GALVANIZED STEEL, W/SQUARE NUT ATTACHED, (MUST BE SHIPPED IN STD. BOX QUANTITIES OF 25 EACH) | EA | ALLIED BOLT, INC. ALUMA-FORM CHANCE DIXIE ELECTRIC FLORIDA WIRE AND CABLE HUGHES JOSLYN HI-VOLTAGE CORP. MC GRAW EDISON POWERLINE HARDWARE CO. STEEL CITY THREADED FASTENERS INC. | 8242 AF8912 8912 D8912 FW8912 B712-6 J8912 DF4B12 P8912 SC8912BG TF8912 |  | 29275 |  | 0
CSC Stores | BOLMS036 | BOLT, MACHINE, 3/4" X 14", SQUARE HEAD GALVANIZED STEEL, W/SQUARE NUT ATTACHED, (MUST BE SHIPPED IN STD. BOX QUANTITIES OF 25 EACH) | EA | ALLIED BOLT, INC. ALUMA FORM CHANCE DIXIE ELECTRIC FLORIDA WIRE AND CABLE HUGHES JOSLYN HI-VOLTAGE CORP. MC GRAW EDISON POWERLINE HARDWARE CO. STEEL CITY THREADED FASTENERS INC. | 8244 AF8914 8914 D8914 FW8914 B714-6 J8914 DF4B14 P8914 SC8914BG TF8914 |  | 54928 |  | 0
CSC Stores | BOLMS037 | BOLT, MACHINE, 3/4" X 16", SQUARE HEAD GALVANIZED STEEL, W/SQUARE NUT ATTACHED, (MUST BE SHIPPED IN STD. BOX QUANTITIES OF 25 EACH) | EA | ALLIED BOLT, INC. ALUMA-FORM CHANCE DIXIE ELECTRIC FLORIDA WIRE AND CABLE HUGHES JOSLYN HI-VOLTAGE CORP. MC GRAW EDISON POWERLINE HARDWARE CO. STEEL CITY THREADED FASTENERS INC. | 8246 AF8916 8916 D8916 FW8916 B716-6 J8916 DF4B16 P8916 SC8916BG TF8916 |  | 18824 |  | 0
CSC Stores | BOLMS038 | BOLT, MACHINE, 3/4" X 18", SQUARE HEAD GALVANIZED STEEL, W/SQUARE NUT ATTACHED, (MUST BE SHIPPED IN STD. BOX QUANTITIES OF 25 EACH) | EA | ALLIED BOLT, INC. ALUMA-FORM CHANCE DIXIE ELECTRIC FLORIDA WIRE AND CABLE HUGHES JOSLYN HI-VOLTAGE CORP. MC GRAW EDISON POWERLINE HARDWARE CO. STEEL CITY THREADED FASTENERS INC. | 8248 AF8918 8918 D8918 FW8918 B718-6 J8918 DF4B18 P8918 SC8918BG TF8918 |  | 3225 |  | 0
CSC Stores | BOLMS039 | BOLT, MACHINE, 3/4" X 20", SQUARE HEAD GALVANIZED STEEL, W/SQUARE NUT ATTACHED, (MUST BE SHIPPED IN STD. BOX QUANTITIES OF 25 EACH) | EA | ALLIED BOLT, INC. ALUMA-FORM CHANCE DIXIE ELECTRIC FLORIDA WIRE AND CABLE HUGHES JOSLYN HI-VOLTAGE CORP. MC GRAW EDISON POWERLINE HARDWARE CO. STEEL CITY THREADED FASTENERS INC. | 8250 AF8920 8920 D8920 FW8920 B720-6 J8920 DF4B20 P8920 SC8920BG TF8920 |  | 1838 |  | 0
CSC Stores | BOLMS040 | BOLT, MACHINE, 3/4" X 22", SQUARE HEAD GALVANIZED STEEL, W/SQUARE NUT ATTACHED, (MUST BE SHIPPED IN STD. BOX QUANTITIES OF 25 EACH) | EA | ALLIED BOLT, INC. ALUMA-FORM CHANCE DIXIE ELECTRIC FLORIDA WIRE AND CABLE HUGHES JOSLYN HI-VOLTAGE CORP. MC GRAW EDISON STEEL CITY THREADED FASTENERS INC. | 8252 AF8922 8922 D8922 FW8922 B722-6 J8922 DF4B22 SC8922BG TF8922 |  | 533 |  | 0
CSC Stores | BOLMS041 | BOLT, MACHINE, 3/4" X 24", SQUARE HEAD GALVANIZED STEEL, W/SQUARE NUT ATTACHED, (MUST BE SHIPPED IN STD. BOX QUANTITIES OF 15 EACH) | EA | ALLIED BOLT, INC. ALUMA-FORM CHANCE DIXIE ELECTRIC FLORIDA WIRE AND CABLE HUGHES JOSLYN HI-VOLTAGE CORP. MC GRAW EDISON STEEL CITY THREADED FASTENERS INC. | 8254 AF8924 8924 D8924 FW8924 B724-6 J8924 DF4B24 SC8924BG TF8924 |  | 330 |  | 0
CSC Stores | BOLMS042 | BOLT, MACHINE, 3/4" X 26", SQUARE HEAD GALVANIZED STEEL, W/SQUARE NUT ATTACHED, (MUST BE SHIPPED IN STD. BOX QUANTITIES OF 15 EACH) | EA | ALLIED BOLT, INC. ALUMA-FORM CHANCE DIXIE ELECTRIC HUGHES BROTHERS JOSLYN MANUFACTURING CO. STEEL CITY THREADED FASTENERS INC. | 8255-15 AF8926 8926 D8926 B726-6 J8926 SC8926BG TF8926 |  | 75 |  | 0
CSC Stores | BOLMS045 | BOLT, MACHINE, 7/8" X 3", SQUARE HEAD GALVANIZED STEEL, W/SQUARE NUT ATTACHED, (MUST BE SHIPPED IN STD. BOX QUANTITIES OF 25 EACH) | EA | ALLIED BOLT, INC. HUBBELL POWER SYSTEMS, INC. HUGHES JOSLYN HI-VOLTAGE CORP. STEEL CITY | 82410-25 PSSB780300 B83-2 J9053 SQG1414N |  | 249 |  | 0
CSC Stores | BOLMS047 | BOLT, MACHINE, 7/8" X 12" SQUARE HEAD GALVANIZED STEEL, W/SQUARE NUT ATTACHED, (MUST BE SHIPPED IN STD. BOX QUANTITIES OF 25 EACH) | EA | ALLIED BOLT, INC. ALUMA-FORM HUBBELL POWER SYSTEMS, INC. HUGHES JOSLYN HI-VOLTAGE CORP. MC GRAW EDISON STEEL CITY | 8970-25 AF9062 DF5B12 B812 J9062 DF5B12 SC9062BG |  | 25 |  | 0
CSC Stores | BOLMS048 | BOLT, MACHINE, 7/8" X 14" SQUARE HEAD GALVANIZED STEEL, W/SQUARE NUT ATTACHED, (MUST BE SHIPPED IN STD. BOX QUANTITIES OF 10 EACH) | EA | ALLIED BOLT, INC. ALUMA-FORM FLORIDA WIRE AND CABLE HUBBELL POWER SYSTEMS, INC. HUGHES JOSLYN HI-VOLTAGE CORP. MC GRAW EDISON STEEL CITY | 8971-10 AF9064 FW9064 C205-0254 B814 J9064 DF5B14 SC9064BG |  | 70 |  | 0
CSC Stores | BOLMS049 | BOLT, MACHINE, 7/8" X 16" SQUARE HEAD GALVANIZED STEEL, W/SQUARE NUT ATTACHED, (MUST BE SHIPPED IN STD. BOX QUANTITIES OF 10 EACH) | EA | ALLIED BOLT, INC. ALUMA-FORM FLORIDA WIRE AND CABLE HUBBELL POWER SYSTEMS, INC. HUGHES JOSLYN HI-VOLTAGE CORP. MC GRAW EDISON STEEL CITY THREADED FASTENERS INC. | 8972-10 AF9066 FW9066 C205-0255 B816-6 J9066 DF5B16 SC9066BG TF9066 |  | 120 |  | 0
CSC Stores | BOLMS050 | BOLT, MACHINE, 7/8" X 18" SQUARE HEAD GALVANIZED STEEL, W/SQUARE NUT ATTACHED, (MUST BE SHIPPED IN STD. BOX QUANTITIES OF 10 EACH) | EA | ALLIED BOLT, INC. ALUMA-FORM FLORIDA WIRE AND CABLE HUBBELL POWER SYSTEMS, INC. HUGHES JOSLYN HI-VOLTAGE CORP. MC GRAW EDISON STEEL CITY THREADED FASTENERS INC. | 8256 AF9068 FW9068 C205-0256 B818-6 J9068 DF5B18 SC9068BG TF9068 |  | 40 |  | 0
CSC Stores | BOLMS051 | BOLT, MACHINE, 7/8" X 20" SQUARE HEAD GALVANIZED STEEL, W/SQUARE NUT ATTACHED, (MUST BE SHIPPED IN STD. BOX QUANTITIES OF 10 EACH) | EA | ALLIED BOLT, INC. ALUMA-FORM FLORIDA WIRE AND CABLE HUBBELL POWER SYSTEMS, INC. HUGHES JOSLYN HI-VOLTAGE CORP. MC GRAW EDISON STEEL CITY THREADED FASTENERS INC. | 8257-10 AF9070 FW9070 C205-0257 B820-6 J9070 DF5B20 SC9070BG TF9070 |  | 190 |  | 0
CSC Stores | BOLMS052 | BOLT, MACHINE, 7/8" X 22" SQUARE HEAD GALVANIZED STEEL, W/SQUARE NUT ATTACHED, (MUST BE SHIPPED IN STD. BOX QUANTITIES OF 10 EACH) | EA | ALLIED BOLT, INC. ALUMA-FORM FLORIDA WIRE AND CABLE HUBBELL POWER SYSTEMS, INC. HUGHES JOSLYN HI-VOLTAGE CORP. MC GRAW EDISON STEEL CITY THREADED FASTENERS INC. | 8973-10 AF9072 FW9072 C205-0258 B822-6 J9072 DF5B22 SC9072BG TF9072 |  | 482 |  | 0
CSC Stores | BOLMS053 | BOLT, MACHINE, 7/8" X 24" SQUARE HEAD GALVANIZED STEEL, W/SQUARE NUT ATTACHED, (MUST BE SHIPPED IN STD. BOX QUANTITIES OF 10 EACH) | EA | ALLIED BOLT, INC. ALUMA-FORM FLORIDA WIRE AND CABLE HUBBELL POWER SYSTEMS, INC. HUGHES JOSLYN HI-VOLTAGE CORP. MC GRAW EDISON STEEL CITY THREADED FASTENERS INC. | 8606-10 AF9074 FW9074 DF5B24 B824-6 J9074 DF5B24 SC9074BG TF9074 |  | 280 |  | 0
CSC Stores | BOLMS054 | BOLT, MACHINE, 7/8" X 26" SQUARE HEAD GALVANIZED STEEL, W/SQUARE NUT ATTACHED, (MUST BE SHIPPED IN STD. BOX QUANTITIES OF 10 EACH) | EA | ALLIED BOLT, INC. HUBBELL POWER SYSTEMS, INC. HUGHES JOSLYN HI-VOLTAGE CORP. STEEL CITY THREADED FASTENERS INC. | 8607-10 PSSB782600 B826-8 J9076 SC9076BG TF9076 |  | 368 |  | 0
CSC Stores | BOLMS055 | BOLT, MACHINE, 7/8" X 28" SQUARE HEAD GALVANIZED STEEL, W/SQUARE NUT ATTACHED, (MUST BE SHIPPED IN STD. BOX QUANTITIES OF 5 EACH) | EA | ALLIED BOLT, INC. HUBBELL POWER SYSTEMS, INC. HUGHES JOSLYN HI-VOLTAGE CORP. STEEL CITY THREADED FASTENERS INC. | 8608-5 PSSB782800 B828-8 J9078 SC9078BG TF9078 |  | 318 |  | 0
CSC Stores | BOLMS063 | BOLT, MACHINE, 1" X 24", SQUARE HEAD, GALVANIZED STEEL, W/SQUARE NUT ATTACHED, (MUST BE SHIPPED IN STD. BOX QUANTITIES OF 10 EACH) | EA | ALLIED BOLT, INC. HUBBELL POWER SYSTEMS, INC. HUGHES STEEL CITY THREADED FASTENERS INC. | 8299-10 PSSB102400 B-1024-6 SC1696BB TF1696 |  | 26 |  | 0
CSC Stores | BOLMS064 | BOLT, MACHINE, 1" X 26", SQUARE HEAD, GALVANIZED STEEL, W/SQUARE NUT ATTACHED, (MUST BE SHIPPED IN STD. BOX QUANTITIES OF 10 EACH) | EA | ALLIED BOLT, INC. HUBBELL POWER SYSTEMS, INC. HUGHES STEEL CITY THREADED FASTENERS INC. | 82995-10 PSSB102600 B-1026-6 SC16104BG TF16104 |  | 50 |  | 0
CSC Stores | BOLMS070 | BOLT, MACHINE 1" X 28", GALVANIZED W/SQUARE ATTACHED, (MUST BE SHIPPED IN STD. BOX QUANTITIES OF 5 EACH) | EA | ALLIED BOLT, INC. HUBBELL POWER SYSTEMS, INC. HUGHES BROTHERS STEEL CITY THREADED FASTENERS INC. | 82994-5 PSSB102800 B1028-8 SC16112BG TF16112 |  | 76 |  | 0
CSC Stores | BOLMS073 | BOLT, MACHINE, 7/8" X 30", SQUARE HEAD GALVANIZED STEEL, W/SQUARE NUT ATTACHED, (MUST BE SHIPPED IN BOX QUANTITIES OF 5 EACH.) | EA | ALLIED BOLT, INC. HUBBELL POWER SYSTEMS, INC. HUGHES BROTHERS STEEL CITY THREADED FASTENERS INC. | 8609-5 PSSB783000 B830-8 SC9080BG TF9080 |  | 153 |  | 0
CSC Stores | BOLMS074 | BOLT, MACHINE, 7/8" X 32", SQUARE HEAD GALVANIZED STEEL, W/SQUARE NUT ATTACHED, (MUST BE SHIPPED IN STD. BOX QUANTITIES OF 5 EACH) | EA | ALLIED BOLT, INC. HUBBELL POWER SYSTEMS, INC. HUGHES BROTHERS STEEL CITY THREADED FASTENERS INC. | 8610-5 PSSB783200 B832-8 SC14128BG TF14128 |  | 173 |  | 0
CSC Stores | BOLMS075 | BOLT, MACHINE, 7/8" X 36", SQUARE HEAD GALVANIZED STEEL, W/SQUARE NUT ATTACHED, (MUST BE SHIPPED IN STD. BOX QUANTITIES OF 5 EACH) | EA | ALLIED BOLT, INC. HUBBELL POWER SYSTEMS, INC. HUGHES BROTHERS STEEL CITY THREADED FASTENERS INC. | 8612-5 PSSB783600 B836-8 SC14144BG TF14144 |  | 162 |  | 0
CSC Stores | BOLTE001 | BOLT, TERMINAL KIT, ( KIT INCLUDES ) 1-EACH 1/2" DIA. X 2" S/S BOLT FULL THREAD, 2-EACH S/S FLAT WASHERS, 1-EACH S/S BELLEVILLE 1-SILICON BRONZE NUT ( SHIPPED IN BAGS OF 10-EACH ASSEMBLED ) **(SEE SPECIFICATION)** | EA | CMC/BARFIELD MANUFACTURING ERITECH SPECIALTY PRODUCTS HD SUPPLY THREADED FASTENERS INC. | SHA200 SHA-200 HDSBOLTE001 TFKIT#2 |  | 45968 |  | 0
CSC Stores | BOLTE002 | BOLT, TERMINAL KIT, ( KIT INCLUDES ) 1-EACH 1/2" DIA. X 2 1/2" S/S BOLT FULL THREAD, 2-EACH S/S FLAT WASHERS, 1-EACH S/S BELLEVILLE 1-SILICON BRONZE NUT ( SHIPPED IN BAGS OF 10-EACH ASSEMBLED ) **(SEE SPECIFICATION)** | EA | BURNDY CORP. THREADED FASTENERS INC. | TMH3010 ORDER BY DESCRIPTION |  | 10808 |  | 0
CSC Stores | LIKEX001 | LINK, EXTENSION, STRAIGHT - 18,000# LBS. 6" HOLE SPACING, 1/2" THICKNESS, | EA | HUGHES JOSLYN HI-VOLTAGE CORP. MACLEAN POWER SYSTEMS MC GRAW EDISON THREADED FASTENERS INC. | AS-942-A J2520 SF-ES-6-66-30 WBT3070 TF2520 |  | 229 |  | 0
CSC Stores | LIKEX002 | LINK, EXTENSION, CLEVIS/EYE TYPE FITTING 14" LENGTH, ULTIMATE STRENGTH 15,000# | EA | BARRON BETHEA LINDSEY MACLEAN POWER SYSTEMS MIDWEST FABRICATION PLP POWERLINE HARDWARE CO. PREFORMED LINE PRODUCTS CO. | L-14A 3491 CEL-14H PA319 LCE-55-14 PLH-EL-14 LCE-55-14 |  | 1039 |  | 0
CSC Stores | NUTBC500 | NUT, 1/2"-13, HEX, SILICON BRONZE HS, NC ASTM-B99 ***PACKAGE OF 50 OR 100 EACH*** NO SUBSTITUTE | EA | ALLIED BOLT, INC. ANDERSON BURNDY CORP. DIXIE ELECTRIC PENN-UNION THREADED FASTENERS INC. | 24582 HNB-500 50HEN-ET D-1/2SB HN1213 TF5010HNP |  | 3700 |  | 0
CSC Stores | NUTEY002 | NUT, EYE, 5/8", HOT DIPPED GALVANIZED | EA | ALLIED BOLT, INC. ALUMA-FORM BARRON BETHEA CHAMP CHANCE CONTINENTAL ELECTRIC DIXIE ELECTRIC FLORIDA WIRE AND CABLE JOSLYN HI-VOLTAGE CORP. MC GRAW EDISON PLP POLE LINE HARDWARE CO. POWERLINE HARDWARE CO. RICHARDS MFG. CO. THREADED FASTENERS INC. UTILITIES SERVICE | 5876 AF1092 OEN-2A CH58EN 6502 EN-5 D-6502 FW1092 J1092 DG2E3 EN-5 OE-1 P1092 RENUT-1 TF1092 450 |  | 44929 |  | 0
CSC Stores | NUTEY003 | NUT, EYE, 3/4", HOT DIPPED GALVANIZED | EA | ALLIED BOLT, INC. ALUMA-FORM BARRON BETHEA CHAMP CHANCE CONTINENTAL ELECTRIC DIXIE ELECTRIC FLORIDA WIRE AND CABLE JOSLYN HI-VOLTAGE CORP. MC GRAW EDISON PLP POLE LINE HARDWARE CO. POWERLINE HARDWARE CO. THREADED FASTENERS INC. UTILITIES SERVICE | 5877 AF1093 OEN-2B CH34EN 6503 EN-6 D-6503 FW1093 J1093 DG2E4 EN-6 OE-2 P1093 TF1093 451 |  | 34651 |  | 0
CSC Stores | NUTEY004 | NUT, EYE, 7/8", HOT DIPPED GALVANIZED | EA | HUGHES BROTHERS | EN80 |  | 133 |  | 0
CSC Stores | NUTSL003 | NUT, LOCK, SQUARE, 5/8" HOLE SIZE, HOT DIPPED GALVANIZED | EA | ALLIED BOLT, INC. ALUMA-FORM CHANCE COOPER POWER SYSTEMS DIXIE ELECTRIC FLORIDA WIRE AND CABLE HUGHES JOSLYN HI-VOLTAGE CORP. LINE HARDWARE MFG. CO. THREADED FASTENERS INC. | 22010 AF8583 3512 DF3N4 D-3512 FW8583 MF-60 J8583 SLN-58 TF8583 |  | 1147 |  | 0
CSC Stores | NUTSL004 | NUT, LOCK, SQUARE, 3/4" BOLT SIZE, HOT DIPPED GALVANIZED | EA | ALLIED BOLT, INC. ALUMA-FORM CHANCE COOPER POWER SYSTEMS DIXIE ELECTRIC FLORIDA WIRE AND CABLE HUGHES JOSLYN HI-VOLTAGE CORP. LINE HARDWARE MFG. CO. THREADED FASTENERS INC. | 22011 AF8584 3513 DF3N6 D-3513 FW8584 MF-70 J8584 SLN-34 TF8584 |  | 4359 |  | 0
CSC Stores | NUTSL005 | NUT, LOCK, SQUARE, 7/8" BOLT SIZE, HOT DIPPED GALVANIZED | EA | ALLIED BOLT, INC. CHANCE COOPER POWER SYSTEMS HUGHES JOSLYN HI-VOLTAGE CORP. LINE HARDWARE MFG. CO. THREADED FASTENERS INC. | 22014 3514 DF3N8 MF-80 J8584 1/2 SLN-70 TF8584.5 |  | 2540 |  | 0
CSC Stores | NUTSL006 | NUT,LOCK, SQUARE, 1" BOLT SIZE HOT DIPPED GALANIZED | EA | ALLIED BOLT, INC. CHANCE COOPER POWER SYSTEMS HUGHES BROTHERS JOSLYN HI-VOLTAGE CORP. THREADED FASTENERS INC. | 22015 3515 DF3N9 MF100 J8585 TF8585 |  | 277 |  | 0
CSC Stores | NUTTE002 | NUT, THIMBLE EYE 3/4" HOT DIPPED GALVANIZED | EA | ALLIED BOLT, INC. BARRON BETHEA CHANCE CONTINENTAL ELECTRIC DIXIE ELECTRIC FLORIDA WIRE AND CABLE JOSLYN HI-VOLTAGE CORP. MC GRAW EDISON POWERLINE HARDWARE CO. THREADED FASTENERS INC. UTILITIES SERVICE | 5051 EN-4B 6511 TN-6 D-6511 FW6511 J6511 DG1E2 P6511 TF6511 C340 |  | 1085 |  | 0
CSC Stores | NUTTE003 | NUT, TWIN THIMBLE EYE 3/4" HOT DIPPED GALVANIZED | EA | ALLIED BOLT, INC. BARRON BETHEA CHANCE CONTINENTAL ELECTRIC DIXIE ELECTRIC FLORIDA WIRE AND CABLE JOSLYN HI-VOLTAGE CORP. THREADED FASTENERS INC. | 5046 EN-5B 6561 TN2-6 D-6561 FW6516 J6516 TF6516 |  | 726 |  | 0
CSC Stores | RACUC002 | RACK, 9-HOLE, 41", UNDERGROUND CABLE GALVANIZED | EA | ATLAS POWER PRODUCTS HUBBELL POWER SYSTEMS, INC. INWESCO INC. INWESCO INC. MACLEAN POWER SYSTEMS | APP-1767 DU1B29 11B13 11C13 APP-1767 |  | 2949 |  | 0
CSC Stores | RACUC003 | RACK, 13-HOLE, 55" UNDERGROUND CABLE GALVANIZED | EA | ACTION MANUFACTURING HUBBELL POWER SYSTEMS, INC. MACLEAN POWER SYSTEMS | AMI-2710 DU1B30 APP-1792 |  | 4380 |  | 0
CSC Stores | RODGR003 | ROD, GROUND, THREADLESS, 5/8" X 8', SHIP ON OPEN FLATBED ONLY! | EA | ERICO PRODUCTS POWERLINE HARDWARE CO. SOUTHERN GROUNDING | 615880 PLH588C C588 |  | 28303 |  | 0
CSC Stores | SCWLA002 | SCREW, LAG, 1/2" X 4", PILOT-POINT W/FETTER OR TWIST DRIVE, GALVANIZED, INS. ITEM, (500 EA P/BOX) | EA | ALLIED BOLT, INC. ALUMA-FORM CHANCE DIXIE ELECTRIC FLORIDA WIRE AND CABLE JOSLYN HI-VOLTAGE CORP. LINE HARDWARE MFG. CO. MC GRAW EDISON | 529-500 AF8754TP 508754 D-8754 FW8754P J8754P LSFD-124PP DF9L4 |  | 12180 |  | 0
CSC Stores | SCWLA005 | SCREW, LAG, 1/4" X 2", MECHANICALLY GALVANIZED, MODIFIED GIMLET POINT W/HOT-DIPPED STEEL WASHER W/ATTACHED UV STABILIZED RUBBER WASHER, INS. ITEM, USED FOR INSTALLING CABLE GUARD ON WOOD POLES, (STD PKG = 500) | EA | ALLIED BOLT, INC. ELECTRICAL MATERIALS CO. MACLEAN POWER SYSTEMS | 7190DW-500 106M J26486.1 |  | 100000 |  | 0
CSC Stores | SHAAN001 | SHACKLE, ANCHOR, 5/8", 25,000#, GALV. | EA | BETHEA NATIONAL FLAGG (MIF) JOSLYN HI-VOLTAGE CORP. LAPP | ASH-45 12300 BT3022 305734 |  | 315 |  | 0
CSC Stores | SHAAN002 | SHACKLE, ANCHOR, 3/4", 35,000#, GALV. | EA | ANDERSON BETHEA NATIONAL FLAGG (MIF) LAPP LINDSEY RELIABLE POWER PRODUCTS | AS35 ASH-56 13302 305736 3261 ASH-56 |  | 641 |  | 0
CSC Stores | SHAAN003 | SHACKLE, ANCHOR, 3/4", 50,000#, GALV. | EA | ANDERSON BETHEA NATIONAL JOSLYN HI-VOLTAGE CORP. LINDSEY RELIABLE POWER PRODUCTS | AS50 ASH-66A BT3025 3252 ASH-66A |  | 334 |  | 0
CSC Stores | SHAAN004 | SHACKLE, ANCHOR, 3/4", 60,000#, GALV. | EA | LAPP RELIABLE POWER PRODUCTS | 306453-HN ASH-66-BC |  | 249 |  | 0
CSC Stores | SHACH001 | SHACKLE, CHAIN, 7/8", 35,000# GALVANIZED WITH CLEVIS PIN | EA | BREWER TITCHENER CORP. FLAGG (MIF) HUBBELL POWER SYSTEMS, INC. MC GRAW EDISON | 3026HT 15302 AS50 WBT3026 |  | 92 |  | 0
CSC Stores | SOCEY003 | SOCKET, EYE, SE5154, FORGED STEEL GALVANIZED | EA | PREFORMED LINE PRODUCTS CO. | SE-5154 |  | 1516 |  | 0
CSC Stores | SOCEY004 | SOCKET, EYE, 52-3 & 4 NEMA, FORGED STEEL GALVANIZED, LAPP P/N 36912 | EA | CHANCE LAPP MACLEAN POWER SYSTEMS MC GRAW EDISON PREFORMED LINE PRODUCTS CO. | C904-0089 36912 SI-500 WBT3044 SE-5152 |  | 697 |  | 0
CSC Stores | SOCNA001 | SOCKET AND NUT ASSEMBLY, 6-STR. - 600MCM | EA | BURNDY CORP. MAC PRODUCTS INC. | Z34NR US 500 A |  | 356 |  | 0
CSC Stores | SPAAC001 | SPACER, AERIAL CABLE, 35 KV OR LESS, | EA | HENDRIX | RTL-46 |  | 6 |  | 0
CSC Stores | SPDEX001 | SPADE EXTENSION, 1250 AMP, SOLID COPPER TIN PLATED BAR (NO SUB) | EA | BURNDY CORP. CARR INDUSTRIES POWERCON CORP. | FB13G20 908470 JEA001 |  | 230 |  | 0
CSC Stores | SPDEX005 | SPADE EXTENSION, 18" X 3" X .75", SOLID COPPER TIN PLATED BAR (NO SUB), APPROVAL DRAWING REQUIRED WITH BID. | EA | BURNDY CORP. POWERCON CORP. | FB13G23 JEA002 |  | 33 |  | 0
CSC Stores | STAPL002 | STAPLE, COPPERWELD, 3/8" X 1-1/2", SHIPPED IN NO GREATER THAN 50 LB BOX. THIS ITEM MUST BE QUOTED BY THE POUND | LB | ALLIED BOLT, INC. CHANCE COPPERWELD ITT BLACKBURN JOSLYN HI-VOLTAGE CORP. L&J INDUSTRIAL STAPLES INC LARSON MC GRAW EDISON | 25009 9153 CP52 CUS6 J6652 C1538162-C 750334 WDN2U5 |  | 8909 |  | 0
CSC Stores | STAPL003 | STAPLE, COPPERWELD, 1/2" X 2" TO ATTACH GROUND WIRE MOLDING TO POLE, 20 POUND BOX THIS ITEM MUST BE QUOTED BY THE POUND | LB | ALLIED BOLT, INC. BLACKBURN CHANCE COOPER POWER SYSTEMS JOSLYN HI-VOLTAGE CORP. L&J INDUSTRIAL STAPLES INC LARSON | 25010 CUS10 9154 WDN2U6 J6496 D 2050162-C 750545 |  | 5662 |  | 0
CSC Stores | STULI001 | STUD, LINE POST, DIA. SHANK- 3/4", SHANK LENGTH- 1-3/4", GALVANIZED STEEL W/NUTS AND WASHERS; 3/4" HEAD SIZE | EA | CHANCE COOPER POWER SYSTEMS JOSLYN HI-VOLTAGE CORP. LAPP LINE HARDWARE MFG. CO. OHIO BRASS POWERLINE HARDWARE CO. UTILITIES SERVICE | C903-9508 DF19M3 J25249.1 301614 LPS-34-134 87573 P25249.1 6502 |  | 41668 |  | 0
CSC Stores | STULI002 | STUD, LINE POST, DIA. SHANK- 5/8", SHANK LENGTH- 7", GALVANIZED STEEL WITH NUTS AND WASHERS; 3/4" HEAD SIZE, | EA | CHANCE COOPER POWER SYSTEMS HUGHES JOSLYN HI-VOLTAGE CORP. LAPP MACLEAN POWER SYSTEMS OHIO BRASS UTILITIES SERVICE | C903-9514 DF19M2 2752.2 J25248.7 11612A J25248.1 87564 6511-7 |  | 5781 |  | 0
CSC Stores | STULI003 | STUD, LINE POST, DIA. SHANK- 3/4", SHANK LENGTH- 7", GALVANIZED STEEL WITH NUTS AND WASHERS; 3/4" HEAD SIZE, | EA | CHANCE COOPER POWER SYSTEMS HUGHES JOSLYN HI-VOLTAGE CORP. LAPP LINE HARDWARE MFG. CO. OHIO BRASS UTILITIES SERVICE | C903-9517 DF19M4 2753.1A J25250.1 10187A LPS-34-700 87574 6512-7 |  | 13244 |  | 0
CSC Stores | SUPSH001 | SUPPORT, SHIELD WIRE, GALVANIZED | EA | HUGHES BROTHERS | AS2613-H1 |  | 994 |  | 0
CSC Stores | THIEY001 | THIMBLEYELET, 3/4", MALLEABLE IRON, HOT DIPPED, GALVANIZED, ***STD PKG 25 EACH *** | EA | BARRON BETHEA CHANCE CONTINENTAL ELECTRIC DIXIE ELECTRIC FLAGG (MIF) FLORIDA WIRE AND CABLE JOSLYN HI-VOLTAGE CORP. LINE HARDWARE MFG. CO. | B12B 6520 TE-6 D6520 P126A FW6551 J6551 TEL-34 |  | 550 |  | 0
CSC Stores | THIEY002 | THIMBLEYE, TWIN, 1" DIAMETER | EA | CHANCE FORESIGHT PRODUCTS INC. JOSLYN HI-VOLTAGE CORP. | 6562 TE-1D J16562 |  | 251 |  | 0
CSC Stores | TOLGC001 | GRIP, CABLE, PORKCHOP, FOR BARE CONDUCTOR, CABLE SIZE RANGE 8-3/0 | EA | EAGLE LINE TOOLS KLEIN TOOL YALE | PG-1302 1604-20 LMG 4500 RANGE 8-3/0 |  | 91 |  | 0
CSC Stores | WASBA500 | WASHER, BELLEVILLE SPRING, 1/2", 301 SS ***100 EACH PER BOX***NO SUBSTITUTE*** KEY BELLEVILLE P/N K1063-E-109-S | EA | ALLIED BOLT, INC. ANDERSON BURNDY CORP. THREADED FASTENERS INC. | 5595 BW-500 50X106BWSS TFBW500 |  | 9983 |  | 0
CSC Stores | WASFH400 | WASHER, 3/8", FLAT ROUND, 1 3/16 X 1/16, SILICON BRONZE HS, PER ASTM-B99 ***PACKAGE OF 100 EACH*** NO SUBSTITUTE | EA | ALLIED BOLT, INC. BURNDY CORP. THREADED FASTENERS INC. | 38FWSB 38FWBOX TF37NNFB |  | 4417 |  | 0
CSC Stores | WASLO022 | WASHER, LOCK, 1/2" BOLT SIZE, BRONZE/TIN PLATED 100-EACH PER BOX/BAG | EA | FASTENAL PENN-UNION THREADED FASTENERS INC. | 75240 SLW-12-TN TF7552 |  | 313 |  | 0
CSC Stores | WASLO023 | WASHER, LOCK, SHAKE PROOF, 1/2" BOLT SIZE, BRONZE INTERNAL TEETH, TIN PLATED 100-EACH PER BOX/BAG | EA | BURNDY CORP. PENN-UNION | 50 NWET-BOX 100 1/2INTL/WTN100PK |  | 1632 |  | 0
CSC Stores | WASRD001 | WASHER, ROUND, 1/2" BOLT SIZE, BRONZE - TIN PLATED, 1-1/4" OD | EA | PENN-UNION THREADED FASTENERS INC. | FW-12-TN TF50040FWP |  | 1604 |  | 0
CSC Stores | WASRD002 | WASHER, ROUND, 3/8" BOLT SIZE X 1" DIA, GALVANIZED. ( 100 EACH PER BAG/BOX) | EA | ALLIED BOLT, INC. ALUMA FORM CHANCE DIXIE ELECTRIC FLORIDA WIRE AND CABLE HUGHES JOSLYN HI-VOLTAGE CORP. MC GRAW EDISON THREADED FASTENERS INC. UTILITIES SERVICE | 249 AF1084 6801 D-6801 FW1084 RW1-30 J1084 DF1W1 TF1084 5476 |  | 12926 |  | 0
CSC Stores | WASRD003 | WASHER, ROUND, 1/2" BOLT SIZE X 1 3/8" DIAMETER, GALVANIZED. (100 EACH PER BAG/BOX). | EA | ALLIED BOLT, INC. ALUMA FORM CHANCE DIXIE ELECTRIC FLORIDA WIRE AND CABLE HUGHES JOSLYN HI-VOLTAGE CORP. MC GRAW EDISON THREADED FASTENERS INC. | 104-100 AF1086 6803 D-6803 FW1086 RW1-3/8-50 J1086 DF1W2 TF1086 |  | 3543 |  | 0
CSC Stores | WASRD004 | WASHER, ROUND, 5/8" BOLT SIZE X 1 3/4" DIAMETER, GALVANIZED, ( 650 EA P/BOX) | EA | ALLIED BOLT, INC. ALUMA-FORM CHANCE DIXIE ELECTRIC FLORIDA WIRE AND CABLE HUGHES JOSLYN HI-VOLTAGE CORP. MC GRAW EDISON POWERLINE HARDWARE CO. THREADED FASTENERS INC. UTILITIES SERVICE | 11003-50 AF1088 6805 D-6805 FW1088 RW1-3/4-60 J1088 DF1W3 P1088 TF1088 5479 |  | 9190 |  | 0
CSC Stores | WASRD005 | WASHER, ROUND, 3/4" BOLT SIZE X 2" DIAMETER, GALVANIZED, *** 500 EACH PER BOX *** | EA | ALLIED BOLT, INC. ALUMA-FORM CHANCE DIXIE ELECTRIC FLORIDA WIRE AND CABLE HUGHES JOSLYN HI-VOLTAGE CORP. MC GRAW EDISON POWERLINE HARDWARE CO. THREADED FASTENERS INC. UTILITIES SERVICE | 7017 AF1089 6806 D-6806 FW1089 RW2-70 J1089 DF1W4 P1089 TF1089 5480 |  | 467500 |  | 0
CSC Stores | WASRD006 | WASHER, ROUND, 7/8" BOLT SIZE X 2 1/2" DIAMETER, GALVANIZED, ( 325 EA P/BOX) | EA | ALLIED BOLT, INC. HUGHES MC GRAW EDISON THREADED FASTENERS INC. | 7015-50 RW2-80 DF1W5 TF1090 |  | 8125 |  | 0
CSC Stores | WASRD007 | WASHER, ROUND, 1" BOLT SIZE X 2 1/2" DIAMETER, GALVANIZED | EA | ALLIED BOLT, INC. CHANCE COOPER POWER SYSTEMS DIXIE ELECTRIC THREADED FASTENERS INC. | 7011 6808 DF1W6 D-6808 TF6808 |  | 428 |  | 0
CSC Stores | WASSC001 | WASHER, SQUARE CURVED, 5/8" OR 3/4" BOLT SIZE, RIBBED MALLEABLE IRON-GALVANIZED, 4" X 4" SIZE | EA | ALLIED BOLT, INC. ALUMA-FORM BARRON BETHEA CONTINENTAL ELECTRIC FLAGG (MIF) POWERLINE HARDWARE CO. RELIABLE POWER PRODUCTS THREADED FASTENERS INC. | 2873 AFCW44-6 GCW-41 CW-44-6 P144 CSW44 GCW-41R TFCSW44 |  | 3511 |  | 0
CSC Stores | WASSC002 | WASHER, SQUARE CURVED, 7/8" BOLT SIZE, RIBBED MALLEABLE IRON-GALVANIZED, 4" X 4" SIZE | EA | ALLIED BOLT, INC. ALUMA-FORM BARRON BETHEA CONTINENTAL ELECTRIC FLAGG (MIF) HUBBELL / CHANCE POWER SYSTEMS POWERLINE HARDWARE CO. RELIABLE POWER PRODUCTS THREADED FASTENERS INC. | 2874 AFCW44-7 GCW-41A CW-44-7 P144B GCW41A P6829 FWC-44-7 TFCSW44A |  | 2793 |  | 0
CSC Stores | WASSC003 | WASHER, SQUARE CURVED, 1" BOLT SIZE RIBBED MALLEABLE IRON-GALVANIZED, 4" X 4" SIZE | EA | ALUMA-FORM BARRON BETHEA FLAGG (MIF) MACLEAN POWER SYSTEMS THREADED FASTENERS INC. | AFCW44-8 GCW-41B P145 CW-44-8 TFWCW448 |  | 73 |  | 0
CSC Stores | WASSF001 | WASHER, SQUARE FLAT, 2" SQ X 1/8", 1/2" BOLT SIZE, GALVANIZED | EA | ALLIED BOLT, INC. ALUMA-FORM CHANCE DIXIE ELECTRIC JOSLYN HI-VOLTAGE CORP. MC GRAW EDISON POWERLINE HARDWARE CO. THREADED FASTENERS INC. | 11502 AF1073 6811 D-6811 J1073 DF2W1 P1073 TF1073 |  | 1993 |  | 0
CSC Stores | WASSF002 | WASHER, SQUARE FLAT, 2 1/4" SQ X 3/16", 5/8" BOLT SIZE, GALVANIZED | EA | ALLIED BOLT, INC. ALUMA-FORM CHANCE DIXIE ELECTRIC FLORIDA WIRE AND CABLE HUGHES JOSLYN HI-VOLTAGE CORP. MC GRAW EDISON POWERLINE HARDWARE CO. THREADED FASTENERS INC. | 11500 AF1075 6813 D-6813 FW1075 SW2-1/4-60 J1075 DF2W4 P1075 TF1075 |  | 2323 |  | 0
CSC Stores | WASSF003 | WASHER, SQUARE FLAT, 3" SQ X 1/4", 5/8" X 3/4" BOLT SIZE, GALVANIZED | EA | ALLIED BOLT, INC. ALUMA-FORM CHANCE DIXIE ELECTRIC FLORIDA WIRE AND CABLE JOSLYN HI-VOLTAGE CORP. MC GRAW EDISON POWERLINE HARDWARE CO. THREADED FASTENERS INC. UTILITIES SERVICE | 11551 AF1079 6817 D-6817 FW1079 J1079 DF2W7 P1079 TF1079 5487A |  | 282504 |  | 0
CSC Stores | WASSF004 | WASHER, SQUARE FLAT, 4" SQ X 1/4", 3/4" X 7/8" BOLT SIZE, GALVANIZED | EA | ALUMA-FORM CHANCE DIXIE ELECTRIC HUGHES MC GRAW EDISON POWERLINE HARDWARE CO. THREADED FASTENERS INC. UTILITIES SERVICE | AF1080 6819 D-6819 SW4-80 DF2W12 P1082 TF1090 5489A |  | 4098 |  | 0
CSC Stores | WASSP001 | WASHER, SPRING, 5/8" BOLT SIZE, DOUBLE COIL HELICAL TYPE, GALVANIZED | EA | ALLIED BOLT, INC. CHANCE ELECTRICAL MATERIALS CO. LINE HARDWARE MFG. CO. MACLEAN POWER SYSTEMS | 1192 C205-0186 MW58 DLW58XHD J177 |  | 568 |  | 0
CSC Stores | WASSP002 | WASHER, SPRING, 3/4" BOLT SIZE, DOUBLE COIL HELICAL TYPE, GALVANIZED (EXTRA HEAVY DUTY) | EA | ALLIED BOLT, INC. CHANCE ELECTRICAL MATERIALS CO. JOSLYN HI-VOLTAGE CORP. LINE HARDWARE MFG. CO. THREADED FASTENERS INC. UTILITIES SERVICE | 1193 C205-0187 MW34 J178 DLW34XHD TF6910 4398 |  | 258649 |  | 0
CSC Stores | WASSP003 | WASHER, SPRING, 1/2" BOLT SIZE, LEAF TYPE, GALVANIZED | EA | ALLIED BOLT, INC. CHANCE DIXIE ELECTRIC JOSLYN HI-VOLTAGE CORP. MC GRAW EDISON THREADED FASTENERS INC. | 7012 3539 D-3539 J3539 DF17W2 TF3539 |  | 1605 |  | 0
CSC Stores | WASSP006 | WASHER, SPRING, 7/8" BOLT SIZE, LEAF TYPE, GALVANIZED | EA | ALLIED BOLT, INC. HUBBELL POWER SYSTEMS, INC. JOSLYN HI-VOLTAGE CORP. THREADED FASTENERS INC. | 7016 C2050436 J3542 TF3542 |  | 1663 |  | 0
CSC Stores | YOKPL003 | YOKE PLATE, SUSPENSION, TRIANGLULAR STRA IN, 16" INSULATOR SPACING, 40000#, GALVA NIZED, 15/16" HOLE DIA | EA | BETHEA POWER PRODUCTS | ASM-6725-25 |  | 11 |  | 0
TOTAL BID - TRANSFER TO APPENDIX A BID FORM PAGE 1 | [8 empty] | 0

## #3 - Ins-Arrester-Cutout
036-18 Appendix A Bid Workbook for Pole Line Hardware for JEA Inventory Stock
Vendor Name:
Instructions: Insert the requested information in the green highlighted sections. Only the approved manufacturers and part numbers specified in columns E and F will be accepted at the time bids are due. If there is no information provided for the manufacturers and part numbers, the item is to be quoted by description. The lead time listed in Column K must be the number of calendar days after receipt of order that JEA will receive the material, not the number of days to ship. This should be a specific number of days, do not quote a range. If there are any comments needed, list them in Column M. Any blanks left on the workbook will be considered to be a "no bid."
Warehouse Location | JEA Item Id | Item Description | UOM Code | Approved Manufacturers | Approved MFG Part Number | Quoted MPNs | Estimated 5 Year Usage | Unit Price | Bid Price | Lead Time: In Calendar Days After Receipt of Order | Standard Order Quantities (if applicable) | Comments
CSC Stores | ARREL001 | ARRESTER, ELBOW, 21 KV, METAL OXIDE VARRISTER | EA | COOPER POWER ELASTIMOLD ELASTIMOLD HUBBELL MACLEAN POWER SYSTEMS | 3238019C21M 273ESA-21 273ESA211BX 225ELA21 8132B0021J001 |  | 1493 |  | 0
CSC Stores | ARREL002 | ARRESTER, ELBOW, 9 KV, 13.2KV CLASS, MOV LOADBREAK | EA | COOPER POWER ELASTIMOLD HUBBELL | 3238019C09M 273ESA-10 225ELA10 |  | 24 |  | 0
CSC Stores | ARREL003 | ARRESTER, ELBOW, 3KV, MCOV FOR 2.4/4.16Y NORMAL, 25KV ANSI/IEEE INTERFACE | EA | COOPER POWER ELASTIMOLD HUBBELL | 3238019C03M 273ESA-3 225ELA03 |  | 28 |  | 0
CSC Stores | ARRLI001 | ARRESTER, LIGHTNING, 3 KV, DISTRIBUTION CLASS (MOV) WITHOUT MOUNTING BRACKET, 2.4/4.16 NOMINAL VOLTAGE | EA | COOPER POWER SYSTEMS GENERAL ELECTRIC CO. MACLEAN POWER SYSTEMS OHIO BRASS | UHS03030B1A1A1A 9L23AXX403XHS ZHP003-0000000-0L 213703-7214 |  | 635 |  | 0
CSC Stores | ARRLI002 | ARRESTER, LIGHTNING, 10 KV, DISTRIBUTION CLASS (MOV) WITHOUT MOUNTING BRACKET, 7.62/13.2Y NOMINAL VOLTAGE | EA | COOPER POWER SYSTEMS GENERAL ELECTRIC CO. MACLEAN POWER SYSTEMS OHIO BRASS | UHS10050B1A1A1A 9L23AXX410XHS ZHP010-0000000-0L 213709-7214 |  | 369 |  | 0
CSC Stores | ARRLI008 | ARRESTER, LIGHTNING, 3 KV, RISER POLE (MOV) 2.4 / 4.16 NOMINAL VOLTAGE, WITHOUT MOUNTING BRACKET, WITH ANIMIAL GUARD (JEA SPECIFICATION REQUIRED) | EA | GENERAL ELECTRIC CO. MACLEAN POWER SYSTEMS OHIO BRASS | 9L27HXX403XHS ZRP003-0000000 221603-7214 |  | 371 |  | 0
CSC Stores | ARRLI011 | ARRESTER, LIGHTNING, 10 KV, RISER POLE (MOV) 7.62 / 13.2Y NOMINAL VOLTAGE, WITHOUT MOUNTING BRACKET, (JEA SPECIFICATION REQUIRED) | EA | COOPER POWER SYSTEMS GENERAL ELECTRIC CO. MACLEAN POWER SYSTEMS OHIO BRASS | URT10050B1A1A1A 9L27HXX010XHS ZRP010-0000000 221609-7214 |  | 460 |  | 0
CSC Stores | ARRLI013 | ARRESTER, LIGHTNING, 21 KV, FOR INSTALLATION IN SWITCHGEAR 15.2/26.4Y NOMINAL VOLTAGE | EA | CKE INC. COOPER POWER SYSTEMS GENERAL ELECTRIC CO. MACLEAN POWER SYSTEMS OHIO BRASS | CK10W-21/59.5 UHS21090B0D0A1A 9L23AXX021XHS ZHP021-3000003 213717-7202 |  | 243 |  | 0
CSC Stores | ARRST011 | **TESTING REQUIRED** ARRESTER, SURGE, STATION CLASS, RATED 10 KV, RATED 8.4 KV MCOV, POLYMER CONSTRUCTION FOR SUBSTATION 13.2 TRANSFORMERS & BUS AND PIPE-TYPE TERMINATIONS ***MUST COMPLY WITH IEEE STANDARD C62.11-1993*** | EA | ABB POWER T & D COOPER POWER SYSTEMS GENERAL ELECTRIC CO. OHIO BRASS | Q010SA008B UHAA010008A1045A11 9L11XPA010S 314009-3001 |  | 10 |  | 0
CSC Stores | ARRST017 | **TESTING REQUIRED** ARRESTER, SURGE, STATION CLASS, RATED 21 KV, RATED 17 KV MCOV, POLYMER CONSTRUCTION, FOR SUBSTATION 26 KV TRANSFORMERS, BUSES, & PIPE-TYPE TERMINATIONS, ***MUST COMPLY WITH IEEE STANDARD C62.11-1993***, (3 EA P/PHASE) | EA | ABB POWER T & D COOPER POWER SYSTEMS GENERAL ELECTRIC CO. OHIO BRASS | Q021SA017A UHAA021017A1845A11 9L11XPA021S 314017-3001 |  | 72 |  | 0
CSC Stores | ARRST089 | **TESTING REQUIRED** ARRESTER, SURGE, STATION CLASS, RATED 108 KV, RATED 84 KV BIL MCOV, POLYMER CONSTRUCTION FOR SUBSTATION 138 KV TRANSFORMERS & BUS AND PIPE-TYPE TERMINATIONS ***MUST COMPLY WITH IEEE STANDARD C62.11-1993*** | EA | ABB POWER T & D COOPER POWER SYSTEMS GENERAL ELECTRIC CO. OHIO BRASS | Q108SA084A UHAA108084A6045A11 9L11XPA108S 314084-3001 |  | 32 |  | 0
CSC Stores | ARRST145 | **TESTING REQUIRED** ARRESTER, SURGE, STATION CLASS, RATED 180 KV, RATED 144 KV MCOV, POLYMER CONSTRUCTION FOR SUBSTATION 230 KV TRANSFORMERS, BUS AND PIPE-TYPE TERMINATIONS. ***MUST COMPLY WITH IEEE STANDARD C62.11-1993*** | EA | ABB POWER T & D COOPER POWER SYSTEMS OHIO BRASS | Q180SA144B USAA180144A8645A11 314144-3001 |  | 28 |  | 0
CSC Stores | CUTOT004 | CUTOUT, 100-AMP, OPEN FUSED, 15/26 KV, (48 EA PER PALLET) | EA | ABB POWER T & D ALUMA FORM HUBBELL MACLEAN POWER SYSTEMS S AND C ELECTRIC CO | X5JENNMM12 CSG27-100A-150-EN-12kA CP710313EZM SC27SG112-M 89052R10-P-M |  | 30923 |  | 0
CSC Stores | CUTOT006 | CUTOUT, CONTAMINATED ENVIRONMENT, 26" LEAKAGE DISTANCE TO GROUND, 100A, 27 KV, 170 KV BIL (54 EA PER PALLET) | EA | ABB POWER T & D MACLEAN POWER SYSTEMS | X8JENNMM12S SC27XS112-M |  | 823 |  | 0
CSC Stores | CUTOT007 | CUTOUT, 200-AMP, OPEN FUSED, 27KV, 150K BIL, 10KA | EA | HUBBELL POWER SYSTEMS, INC. | CP710342EZM |  | 11 |  | 0
CSC Stores | FUSHO003 | HOLDER, FUSE, FOR U. G. STREET LIGHTS IN-LINE AND WATERPROOF, WIRE SIZE #12 | EA | BUSSMANN | HEB-JJ |  | 10797 |  | 0
CSC Stores | FUSHO004 | HOLDER, FUSE, UNDERGROUND DISTRIBUTION STREET LIGHTS, "Y" TAP BREAK AWAY (BUSSMAN # HEB-JW-RYC) | EA | BUSSMANN LITTELFUSE | HEB-JW-RYC LEB-JYC-S |  | 168 |  | 0
CSC Stores | FUSHO005 | HOLDER, FUSE, ORANGE, WATERPROOF, BREAKAWAY, FOR USE IN PULLBOXES OR MANHOLES, FOR WIRE SIZES 2-14AWG. THIS IS A SELF-CONTAINED FUSEHOLDER AND COVER. | EA | IDEAL | 30-S1212 |  | 563 |  | 0
CSC Stores | FUSHO006 | FUSEBLOCK, PHENOLIC, CARTRIDGE CLASS H, DOUBLE POLE, MAXIMUM 30 AMP/250 VOLT, SCREW TERMINAL | EA | BUSSMANN FERRAZ SHAWMUT | H25030-2SR 20317 |  | 62 |  | 0
CSC Stores | FUSHO007 | HOLDER, FUSE, FOR 100-AMP INTERCHANGABLE FUSE CUTOUT | EA | CHANCE S AND C ELECTRIC CO. | T710-313T 89532R10 |  | 748 |  | 0
CSC Stores | FUSHO016 | FUSE, TUBE ASSEMBLY, CAPACITOR BUS/BAR MOUNTED EXPULSION TYPE FOR 7960 KV CAPACITORS | EA | COOPER POWER SYSTEMS GENERAL ELECTRIC CO. | FN10B4ASM 31F2807001 |  | 1232 |  | 0
CSC Stores | FUSHO018 | FUSE, TUBE ASSEMBLEY, CAPACITOR BUS/BAR MOUNTED EXPULSION TYPE FOR 9960 KV & 19900 KV CAPACITORS. | EA | COOPER POWER SYSTEMS GENERAL ELECTRIC | FN11B2ASM 31F2808001 |  | 437 |  | 0
CSC Stores | FUSOH019 | FUSE, OVERHEAD DISTRIBUTION, 0.5 AMP, TRANSFORMER. | EA | CHANCE KEARNEY | MOD4SFA23 41050 |  | 993 |  | 0
CSC Stores | FUSOH020 | FUSE, OVERHEAD DISTRIBUTION, 0.7 AMP, TRANSFORMER. | EA | CHANCE KEARNEY | MOD7SFA23 41100 |  | 6409 |  | 0
CSC Stores | FUSOH021 | FUSE, OVERHEAD DISTRIBUTION, 1.0 AMP, TRANSFORMER. | EA | CHANCE KEARNEY | M1D0SFA23 41150 |  | 4773 |  | 0
CSC Stores | FUSOH022 | FUSE, OVERHEAD DISTRIBUTION, 1.6 AMP, TRANSFORMER | EA | CHANCE INDEL KEARNEY | M1D6SFA23 EF2.5IXPCIR 41250 |  | 18187 |  | 0
CSC Stores | FUSOH023 | FUSE, OVERHEAD DISTRIBUTION, 2.1 AMP, TRANSFORMER. | EA | CHANCE INDEL KEARNEY | M2D1SFA23 EF3.5IXPCIR 41350 |  | 1924 |  | 0
CSC Stores | FUSOH024 | FUSE, OVERHEAD DISTRIBUTION, 3.1 AMP, TRANSFORMER. | EA | CHANCE INDEL KEARNEY | M3D1SFA23 EF4IXPCIR 41400 |  | 13585 |  | 0
CSC Stores | FUSOH025 | FUSE, OVERHEAD DISTRIBUTION, 4.2 AMP, TRANSFORMER. | EA | CHANCE INDEL KEARNEY | M4D2SFA23 EF5.5IXPCIR 41550 |  | 1654 |  | 0
CSC Stores | FUSOH026 | FUSE, OVERHEAD DISTRIBUTION, 5.2 AMP, TRANSFORMER. | EA | CHANCE INDEL KEARNEY | M5D2SFA23 EF7IXPCIR 41007 |  | 8299 |  | 0
CSC Stores | FUSOH027 | FUSE, OVERHEAD DISTRIBUTION, 7.0 AMP, TRANSFORMER. | EA | CHANCE INDEL KEARNEY | M7DOSFA23 EF10IXPCIR 41010 |  | 3536 |  | 0
CSC Stores | FUSOH028 | FUSE, OVERHEAD DISTRIBUTION, 10.4 AMP, TRANSFORMER. | EA | CHANCE INDEL KEARNEY | M10D4SFA23 EF15IXPCIR 41015 |  | 1667 |  | 0
CSC Stores | FUSOH029 | FUSE, OVERHEAD DISTRIBUTION, 14 AMP, TRANSFORMER. | EA | CHANCE INDEL KEARNEY MC GRAW EDISON | M14SFA23 EF25ISPCIR 21025 FL2S25 |  | 363 |  | 0
CSC Stores | FUSOH030 | FUSE, OVERHEAD DISTRIBUTION, 21.0 AMP, TRANSFORMER. | EA | CHANCE INDEL KEARNEY MC GRAW EDISON | M21SFA23 EF30ISPCIR 21030 FL2S30 |  | 885 |  | 0
CSC Stores | FUSOH031 | FUSE, OVERHEAD DISTRIBUTION, 32 AMP, TRANSFORMER. | EA | CHANCE INDEL KEARNEY MC GRAW EDISON | M32SFA23 EF50ISPCIR 21050 FL2S50 |  | 624 |  | 0
CSC Stores | FUSOH032 | FUSE, OVERHEAD DISTRIBUTION, 46 AMP, TRANSFORMER. | EA | CHANCE INDEL KEARNEY MC GRAW EDISON | M46SFA23 EF65ISPCIR 21065 FL2S65 |  | 513 |  | 0
CSC Stores | FUSOH033 | FUSE, OVERHEAD DISTRIBUTION, 100 AMP, TRANSFORMER. | EA | CHANCE KEARNEY MC GRAW EDISON | M100MSA23 21100 FL2S100 |  | 431 |  | 0
CSC Stores | FUSOH036 | FUSE, OVERHEAD DISTRIBUTION, 23" MINIMUM LENGTH, 20K FULL LINK DESIGNATION, 30 FULL LOAD AMP PATING. EQUIPMENT: CAPACITORS - K, REMOVABLE BUTTON HEAD TYPE NEMA STANDARDS. APPLICATION: 1-50 AMP 1/2" & 3/4" BUTTON, MALE THREADE | EA | CHANCE KEARNEY | M20KA23 31020 |  | 46 |  | 0
CSC Stores | FUSSU038 | FUSE, 6 AMPS, 250 VAC, CARTRIDGE TYPE, ONE-TIME | EA | BUSSMANN CEFCO CHASE SHAWMUT CO. LITTELFUSE | NON-6- OT6/250 OT-6 NLN-6 |  | 423 |  | 0
CSC Stores | FUSUG008 | FUSE, ONE TIME, 10 AMP RATING, 250 VOLT FERRULE TYPE | EA | BUSSMANN CEFCO CHASE SHAWMUT CO. LITTELFUSE | NON-10 OT10/250 OT-10 NLN-10 |  | 547 |  | 0
CSC Stores | FUSUG009 | FUSE, ONE TIME, 15 AMP RATING, 250 VOLT FERRULE TYPE | EA | BUSSMANN CEFCO CHASE SHAWMUT CO. LITTELFUSE | NON-15 OT15/250 OT-15 NLN-15 |  | 228 |  | 0
CSC Stores | FUSUG010 | FUSE, ONE TIME, 20 AMP RATING, 250 VOLT FERRULE TYPE | EA | BUSSMANN CEFCO CHASE SHAWMUT CO. LITTELFUSE | NON-20 OT20/250 OT-20 NLN-20 |  | 973 |  | 0
CSC Stores | FUSUG012 | FUSE, ONE TIME, 30 AMP RATING, 250 VOLT FERRULE TYPE | EA | BUSSMANN CEFCO CHASE SHAWMUT CO. LITTELFUSE | NON-30 OTN30 OT-30 NLN-30 |  | 194 |  | 0
CSC Stores | FUSUG014 | FUSE, ONE TIME, 40 AMP RATING, 250 VOLT FERRULE TYPE | EA | BUSSMANN CEFCO CHASE SHAWMUT CO. LITTELFUSE | NON-40 OTN40 OT-40 NLN-40 |  | 91 |  | 0
CSC Stores | FUSUG022 | FUSE, BAYINET TRANSFORMER, 8 AMP FOR 1 & 3 PHASE PADS. | EA | COOPER POWER COOPER POWER SYSTEMS | 4000358C05B 4000358C05M |  | 175 |  | 0
CSC Stores | FUSUG046 | FUSE, 1-TIME, 20-AMP, 125-VOLT, FERRULE TYPE-B | EA | BUSSMANN CEFCO CHASE SHAWMUT CO. LITTELFUSE | BAF20 M20/250 OTM20 BLF20 |  | 31230 |  | 0
CSC Stores | GUAGW001 | GUARD, GROUND WIRE, 1/2" X 1/2" X 96", GRAY PLASTIC | EA | CHANCE ELECTRICAL MATERIALS CO., INC. JOSLYN HI-VOLTAGE CORP. PLASTIGAGE CORP. PREFORMED LINE PRODUCTS CO. VIRGINIA PLASTICS CO. | 96-KG-1/2G PEGM1/2 S484-4049 601 GWM-7100 VP-1/2-GWM |  | 20316 |  | 0
CSC Stores | GUAGW002 | GUARD, "YELLOW", GUY WIRE, 1/4" TO 1/2" 8', POLYETHYLENE, USED ON ALL 3/8" AND 7/16" GUY STRANDS (DISTRIBUTION) | EA | CHANCE ELECTRICAL MATERIALS CO., INC. IPEX PLP | 96-PBG-2Y 70-7Y-2P (SEE SPEC)025504 PG5462 |  | 9469 |  | 0
CSC Stores | GUAGW003 | GUARD, GUY WIRE, 8' POLYETHYLENE WITH UV INHIBITORS, ROUND 2" O.D., YELLOW, TO INCLUDE SHORT GUY STRAP, FOR 9/16" AND 3/4" GUY STRAND | EA | PREFORMED LINE PRODUCTS CO. | PG-MS-7578 |  | 676 |  | 0
CSC Stores | INSCO001 | INSULATOR, COMPOSITE,SILICON-RUBBER,LEAKAGE DISTANCE MIN. 36", MIN. 25KV, 15000# STRENGTH, DEADEND | EA | ADVANCED RUBBER PRODUCTS ALUMA FORM HUBBELL RELIABLE POWER PRODUCTS SALISBURY VICTOR VOLT TEK | ARP-35SKCE-S DEI-35 801046-0215 DS-35M 9503U-SI 8235-JEA 3515S-00 |  | 39526 |  | 0
CSC Stores | INSCR002 | CORONA RING FOR NGK 138KV AND 230KV INSULATORS, 8" (INSDE002 & 003; INSSU009 & 010; INSLP013 & 014) | EA | NGK | 97008-RG C97008R2-275 |  | 196 |  | 0
CSC Stores | INSDE002 | INSULATOR, 230KV DEAD END SILICON SUSPENSION WITH Y-BALL COUPLING, 50,000 LB SML,ECR GLASS, L=111 INCHES, ARC DISTANCE = MIN 96 INCHES, LEAKAGE DISTANCE = MIN 250 INCHES (SHIP TO: 2325 EMERSON ST., JAX., FL 32207) SHIP ON OPEN FLATBED | EA | HUBBELL LAPP INSULATOR MACLEAN POWER SYSTEMS MACLEAN POWER SYSTEMS NGK-LOCKE, INC. | S050097H201A CS5-111-YB-250-B S24080097VASS040 S248111VA02 502-SS810-YK-08 |  | 382 |  | 0
CSC Stores | INSDE003 | INSULATOR, SUSPENSION DEAD END, SILICON 138/230KV WITH Y-BALL COUPLING, 50,000 LB SML,ECR GLASS, L=89 INCHES, ARC DISTANCE MIN. 73 INCHES, LEAKAGE DISTANCE MIN. 200 INCHES (SHIP TO: 2325 EMERSON ST., JAX., FL 32207) SHIP ON OPEN FLATBED | EA | HUBBELL POWER SYSTEMS, INC. LAPP INSULATOR MACLEAN POWER SYSTEMS MACLEAN POWER SYSTEMS NGK-LOCKE, INC. | S050075H201A CS5-089-YB-200-B S24080074VASS033 S248089VA07 502-SS630-YK-08 |  | 105 |  | 0
CSC Stores | INSDE004 | INSULATOR, SUSPENSION DEAD END, SILICON, 69/138KV WITH Y-BALL COUPLING, 50,000 LB SML,ECR GLASS, LENGTH 66 INCHES, ARC DISTANCE MIN. 52 INCHES, LEAKAGE DISTANCE MIN. 150 INCHES (SHIP TO: 2325 EMERSON ST., JAX., FL 32207 - SHIP ON FLATBED | EA | HUBBELL POWER SYSTEMS, INC. LAPP INSULATOR MACLEAN POWER SYSTEMS MACLEAN POWER SYSTEMS NGK-LOCKE, INC. | S050051H201A CS5-066-YB-150-B S24080051VASS027 S248066VA01 502-SL430-YK-08 |  | 45 |  | 0
CSC Stores | INSDE007 | INSULATOR, DEADEND, SILICON, NEMA 8/11 Y-CLEVIS BALL END FITTINGS, ECR GLASS, 50,000 LBS SML, L-100", MIN LEAKAGE DISTANCE = 250 (SHIP TO: 2325 EMERSON ST., JAX., FL 32207) SHIP ON OPEN FLATBED | EA | HUBBELL POWER SYSTEMS, INC. MACLEAN POWER SYSTEMS NGK | S050086H201A S24080085VASS043 50B-SL720-YK-09 |  | 103 |  | 0
CSC Stores | INSDE010 | INSULATOR, SUSPENSION DEAD END, SILICON, 69KV WITH Y-BALL COUPLING, 50,000 LB SML,ECR GLASS, LENGTH 43 INCHES, ARC DISTANCE MIN. 30 INCHES, LEAKAGE DISTANCE MIN. 100 INCHES (SHIP TO: 2325 EMERSON ST., JAX., FL 32207) | EA | HUBBELL POWER SYSTEMS, INC. MACLEAN POWER SYSTEMS NGK-LOCKE, INC. | S050030H2010 S24080028VXAL017 502-SL240-YK |  | 5 |  | 0
CSC Stores | INSFE001 | INSULATOR, FIBERGLASS EXTENSION REMARKS: FIBERGLASS W/PROTECTIVE COATING CLEVIS-EYE, 24 INCH FIBERGLASS LENGTH, 15,000 LB ULTIMATE STRENGTH USED FOR EXTENDING POLYMER DEADEND INS. FROM POLE | EA | ALUMA FORM CONTINENTAL ELECTRIC HUBBELL / CHANCE POWER SYSTEMS | FGS16-24CT GCTE1524SC GS16024CPSC |  | 10432 |  | 0
CSC Stores | INSFE002 | INSULATOR, FIBERGLASS EXTENSION REMARKS: FIBERGLASS W/PROTECTIVE COATING CLEVIS-EYE, 12 INCH FIBERGLASS LENGTH, 15,000 LB ULTIMATE STRENGTH USED FOR EXTENDING POLYMER DEADEND INS. FROM POLE | EA | ALUMA FORM HUBBELL / CHANCE POWER SYSTEMS MACLEAN POWER SYSTEMS | FGS16-12CT GS16012CPSC GCTE1512SC |  | 20432 |  | 0
CSC Stores | INSGB002 | INSULATOR, STRAIN, GUY BREAKER, 21,000# RATED, 60" ROD LENGTH, FIBERGLASS FOR USE ON JEA'S DISTRIBUTION SYSTEM ONLY | EA | ALUMA-FORM BARRON BETHEA CHANCE CONTINENTAL ELECTRIC FLAGG (MIF) HUGHES BROTHERS KEARNEY MC GRAW EDISON | FGS21-60CR BB-21-CC-60-1R GS21060CC1 GCC21-60R 210-60 694-60-R 321021-60 DEG30CC60 |  | 3745 |  | 0
CSC Stores | INSGB006 | INSULATOR, STRAIN, GUY BREAKER, 35,000# RATED, 90" ROD LENGTH, FIBERGLASS | EA | BARRON BETHEA CONTINENTAL ELECTRIC FLAGG (MIF) HUGHES BROTHERS KEARNEY | BB-35-CC-90-1R GCC36-90R 360-90 696-90-R 321035-90 |  | 23 |  | 0
CSC Stores | INSGB008 | INSULATOR, STRAIN, 144" ROD LENGTH 21,000# RATED STRENGTH, SHIP ON OPEN FLATBED ONLY! FOR USE ON JEA'S DISTRIBUTION SYSTEM ONLY | EA | ALUMA-FORM CHANCE CONTINENTAL ELECTRIC HUGHES BROTHERS | FGS21-144CR GS21144CC1 GCC21-144R CF694-144-R |  | 4978 |  | 0
CSC Stores | INSHP001 | INSULATOR, LINE POST, 35KV HORIZONTAL STUD BASE, UNIVERSAL CLAMP-TOP, 3/4"-10 STUD TAP, 2800# SLC, 16.76" OFFSET, 1/0-636 CONDUCTOR. | EA | HUBBELL POWER SYSTEMS, INC. | 80S028-0U09 |  | 4749 |  | 0
CSC Stores | INSHP020 | INSULATOR, HORIZONTAL LINE POST, SILICONE, 69 KV, GAIN TYPE BASE (SHIP TO: 2325 EMERSON ST., JAX., FL 32207) SHIP ON OPEN FLATBED | EA | HUBBELL LAPP INSULATOR MACLEAN POWER SYSTEMS NGK-LOCKE, INC. RELIABLE ELECTRIC CO. | P250034S0020 CL2-049-21-095-A H29010035MXSS018 L2-SN241-13 H291045VX02 |  | 794 |  | 0
CSC Stores | INSHP021 | INSULATOR, HORIZONTAL LINE POST, SILICONE, 69 KV, FLAT BASE (SHIP TO: 2325 EMERSON ST., JAX., FL 32207) SHIP ON OPEN FLATBED | EA | HUBBELL POWER SYSTEMS, INC. LAPP INSULATOR MACLEAN POWER SYSTEMS NGK-LOCKE, INC. RELIABLE ELECTRIC CO. | P250034S0550 CL2-049-11-095-A H21010035MXSS018 L2-SN241-18 H211045VX06 |  | 130 |  | 0
CSC Stores | INSHP022 | INSULATOR, HORIZONTAL LINE POST, SILICONE, 138 KV, FLAT BASE (SHIP TO: 2325 EMERSON ST., JAX., FL 32207) SHIP ON OPEN FLATBED | EA | HUBBELL POWER SYSTEMS, INC. LAPP INSULATOR MACLEAN POWER SYSTEMS MACLEAN POWER SYSTEMS NGK-LOCKE, INC. | P250041E055A CL2-061-11-145-B H21010048VASS021 H211058VA01 L2-SN361-18-W |  | 105 |  | 0
CSC Stores | INSHP023 | INSULATOR, HORIZONTAL LINE POST, SILICONE, 138 KV, GAIN TYPE BASE, FIBERGLASS ROD WITH RUBBER WEATHERSHEDS (SHIP TO: 2325 EMERSON ST., JAX., FL 32207) SHIP ON OPEN FLATBED | EA | HUBBELL POWER SYSTEMS, INC. LAPP INSULATOR MACLEAN POWER SYSTEMS MACLEAN POWER SYSTEMS NGK-LOCKE, INC. | P250041E002A CL2-062-21-145-B H29010048VASS021 H291058VA02 L2-SN361-13-W |  | 78 |  | 0
CSC Stores | INSHP024 | INSULATOR, HORIZONTAL LINE POST, SILICONE, 230 KV, FLAT TYPE BASE, FIBERGLASS ROD WITH RUBBER WEATHERSHEDS (MIN REL 20 EA) (SHIP TO: 2325 EMERSON ST., JAX., FL 32207) SHIP ON OPEN FLATBED | EA | MACLEAN POWER SYSTEMS NGK RELIABLE ELECTRIC CO. | H31010077VASS032 L3-SN551-18-W H311088VA01 |  | 45 |  | 0
CSC Stores | INSHP025 | INSULATOR, HORIZONTAL LINE POST, SILICONE, 230 KV, GAIN TYPE BASE (SHIP TO: 2325 EMERSON ST., JAX., FL 32207) SHIP ON OPEN FLATBED | EA | MACLEAN POWER SYSTEMS NGK RELIABLE ELECTRIC CO. RELIABLE ELECTRIC CO. | H39010076VASS032 L3-SN551-13-W H391088VA02 H391088VA03 |  | 89 |  | 0
CSC Stores | INSHP030 | INSULATOR, POST WITH TRUNION, 138KV, 12 DEGREE RISE, D.A. = 50", L.D. = 145", TENSILE LOAD = 5000 LBS. (SHIP TO: 2325 EMERSON ST., JAX., FL 32207) | EA | HUBBELL MACLEAN POWER SYSTEMS MACLEAN POWER SYSTEMS NGK-LOCKE, INC. | P250043E102A H29020050MASS026 H292058VA01 L2-SN351-23-W |  | 13 |  | 0
CSC Stores | INSLP011 | INSULATOR, BRACED LINE POST, SILICONE, 138 KV, FLAT BASE, MINIMUM LEAKAGE DISTANCE IS 145 INCHES, MINIMUM DRY ARC DISTANCE IS 49 INCHES (SHIP TO: 2325 EMERSON ST., JAX., FL 32207) SHIP ON OPEN FLATBED | EA | HUBBELL POWER SYSTEMS, INC. LAPP INSULATOR MACLEAN POWER SYSTEMS NGK-LOCKE, INC. | BLP053F12005 CBP2-062-145-01 B211061AL44A HV-340 |  | 328 |  | 0
CSC Stores | INSLP012 | INSULATOR, BRACED LINE POST, SILICONE, 138 KV, GAIN BASE, MINIMUM LEAKAGE DISTANCE IS 145 INCHES, MINIMUM DRY ARC DISTANCE IS 49 INCHES (SHIP TO: 2325 EMERSON ST., JAX., FL 32207) SHIP ON OPEN FLATBED | EA | HUBBELL POWER SYSTEMS, INC. LAPP INSULATOR NGK-LOCKE, INC. RELIANCE ELECTRIC | BLP053G12011 CBP2-062-145-02 HV-341 B291061VX17 |  | 313 |  | 0
CSC Stores | INSLP013 | INSULATOR, BRACED LINE POST, SILICONE, 230 KV, FLAT BASE, MINIMUM LEAKAGE DISTANCE IS 240 INCHES, MINIMUM DRY ARC DISTANCE IS 93 INCHES (SHIP TO: 2325 EMERSON ST., JAX., FL 32207) SHIP ON OPEN FLATBED | EA | NGK-LOCKE, INC. RELIANCE ELECTRIC | HV076 B311108VX08 |  | 48 |  | 0
CSC Stores | INSLP014 | INSULATOR, BRACED LINE POST, SILICONE, 230 KV, GAIN BASE, MINIMUM LEAKAGE DISTANCE IS 240 INCHES, MINIMUM DRY ARC DISTANCE IS 93 INCHES (SHIP TO: 2325 EMERSON ST., JAX., FL 32207) SHIP ON OPEN FLATBED | EA | NGK-LOCKE, INC. RELIANCE ELECTRIC | HV-075 B391108VX03 |  | 283 |  | 0
CSC Stores | INSPG016 | INSULATOR, CAP & PIN STATION POST TR-16 REPLACEMENT, STANDARD STRENGTH, 3" BCD, 29" HEIGHT, 350 KV BIL, ANSI 70 GRAY | EA | LAPP NGK-LOCKE, INC. VICTOR INSULATORS | 315016-70 PX0449-GRAY 1589 |  | 23 |  | 0
CSC Stores | INSPT002 | INSULATOR, PIN TYPE, POLYETHLENE, 35 KV, THREADED FOR 1" PINS | EA | HENDRIX | HPI-35-01 |  | 124 |  | 0
CSC Stores | INSSC010 | INSULATOR, SILICONE, CAP & PIN STATION POST, TR-10 REPLACEMENT, 3" BCD TAPPED FOR 1/2" GALVANIZED BOLTS, 15" HEIGHT, 200KV BIL. | EA | MACLEAN POWER SYSTEMS | NPP20XG13S |  | 135 |  | 0
CSC Stores | INSST001 | INSULATOR, SPOOL TYPE, BROWN, RATED STRENGTH OF 3000# | EA | CHANCE DULHUNTY POWER DULMISON FLORIDA WIRE AND CABLE GAMMA GAMMA LAPP MC GRAW EDISON NEWELL PORCELAIN PRODUCTS CO. POWERLINE HARDWARE CO. SANTANA INSULATORS INC. VICTOR INSULATORS | C909-0032 DP53-2B DSL-5320-B FW151-B 8442 PT8065B 8442-BROWN DE4S3 2335320-5001 5101-B P53-2B RO 12012B 2012-BROWN |  | 712 |  | 0
CSC Stores | INSST002 | INSULATOR, SPOOL TYPE, WHITE, RATED STRENGTH OF 3000# | EA | CHANCE DIXIE ELECTRIC DULHUNTY POWER FLORIDA WIRE AND CABLE GAMMA KNOX MC GRAW EDISON NEWELL PORCELAIN PRODUCTS CO. POWERLINE HARDWARE CO. SANTANA INSULATORS INC. VICTOR INSULATORS | C909-2032 WHITE D310W DP53-2W FW151-W 8442W 310W DE4S4 2335320-6001 5101-W P53-2W RO12012W 2012-WHITE |  | 12751 |  | 0
CSC Stores | INSSU002 | INSULATOR, SUSPENSION, 4", CLASS 52-9 NEMA STRENGTH 10000#, GALV. FITTINGS | EA | GAMMA JOSLYN HI-VOLTAGE CORP. LAPP NGK PORCELAIN PRODUCTS CO. POWERLINE HARDWARE CO. SANTANA INSULATORS INC. VICTOR INSULATORS | PT8232G L1814 6815-70 16044 84300 P529 DI 02C12T 817 |  | 692 |  | 0
CSC Stores | INSSU003 | INSULATOR, SUSPENSION, 10", CLASS 52-3, STRENGTH 20000#, GALVANIZED FITTINGS | EA | LAPP NGK PORCELAIN PRODUCTS CO. PSN COMPONENTS | 8200-70 20S840 81022 PSN100-320 |  | 15 |  | 0
CSC Stores | INSSU004 | INSULATOR, SUSPENSION, 10", CLASS 52-5, NEMA-STRENGTH: 30000#, GALVANIZED FITTINGS | EA | LAPP NGK PSN COMPONENTS | 5960A-70 30S255 PSN010 |  | 3486 |  | 0
CSC Stores | INSSU007 | INSULATOR, 69KV, SUSPENSION, SILICONE, Y-BALL COUPLING, ANSI52-5, 30,000#, LENGTH = 43", MIN. DRY ARC DIST. = 31", MIN. LEAKAGE DIST = 100" (SHIP TO: 2325 EMERSON ST., JAX., FL 32207 - SHIP ON OPEN FLATBED ONLY) | EA | HUBBELL POWER SYSTEMS, INC. LAPP INSULATOR MACLEAN POWER SYSTEMS MACLEAN POWER SYSTEMS NGK-LOCKE, INC. | S030031E201A CS3-043-YB-100-A S54080031VXSS019 S548043VX07 301-SL250-YJ |  | 440 |  | 0
CSC Stores | INSSU008 | INSULATOR, 138 KV, SUSPENSION, SILICONE, Y-BALL COUPLING, ANSI52-5, 30,000#, LENGTH = 66", MIN. DRY ARC DIST. = 54", MIN. LEAKAGE DIST = 150" (SHIP TO: 2325 EMERSON ST., JAX., FL 32207 - SHIP ON OPEN FLATBED ONLY) | EA | HUBBELL POWER SYSTEMS, INC. LAPP INSULATOR MACLEAN POWER SYSTEMS MACLEAN POWER SYSTEMS NGK-LOCKE, INC. | S030053H201A CS3-066-YB-150-B S54080054VASS026 S548066VA01 301-SS450-YJ-08 |  | 1068 |  | 0
CSC Stores | INSSU009 | INSULATOR, 240 KV, SUSPENSION, SILICONE, Y-BALL COUPLING, ANSI52-5, 30,000#, LENGTH = 89", MIN. DRY ARC DIST = 78", MIN LEAKAGE DIST = 200" (SHIP TO: 2325 EMERSON ST., JAX., FL 32207 - SHIP ON OPEN FLATBED ONLY) | EA | HUBBELL POWER SYSTEMS, INC. LAPP INSULATOR MACLEAN POWER SYSTEMS MACLEAN POWER SYSTEMS NGK-LOCKE, INC. | S030077H201A CS3-089-YB-200-B S54080077VASS033 S548089VA09 301-SS640-YJ-08 |  | 1553 |  | 0
CSC Stores | INSSU010 | INSULATOR, SUSPENSION, SILICON, NEMA 3/5 Y-CLEVIS BALL END FITTINGS, ECR GLASS, 30,000 LBS SML, L=83", MIN LEAKAGE DISTANCE = 200 (SHIP TO: 2325 EMERSON ST., JAX., FL 32207 - SHIP ON OPEN FLATBED ONLY) | EA | HUBBELL POWER SYSTEMS, INC. MACLEAN POWER SYSTEMS NGK | S030071H201A S54080071VASS035 30A-SS600-YJ-08 |  | 168 |  | 0
CSC Stores | INSVP001 | INSULATOR, VERTICAL POST, TIE TOP 35-KV, 3/4" STUD TAP STANDARD PACKAGING IS NOT TO EXCEED THREE UNITS OR 72 POUNDS. | EA | DULHUNTY POWER FHP GAMMA NEWELL NGK POWERLINE HARDWARE CO. SANTANA INSULATORS INC. VICTOR INSULATORS | DP57-2 FHP7572G 9335X-70 37620 DA-55004E-LG P572G PL-11253 VI57-2 |  | 45778 |  | 0
CSC Stores | INSVP002 | INSULATOR, VERTICAL POST, CLAMP TOP 35-KV, 3/4" STUD TAP WITHOUT COMDUCTOR CLAMP, GALVANIZED IRON BASE WITHOUT STUD, CANTILEVER = 2800# STANDARD PACKAGING IS NOT TO EXCEED THREE UNITS OR 72 POUNDS | EA | CHANCE DULHUNTY POWER DULHUNTY POWER GAMMA LAPP MC GRAW EDISON NEWELL NGK PORCELAIN PRODUCTS CO. POWERLINE HARDWARE CO. SANTANA INSULATORS INC. VICTOR INSULATORS | C903-1422 DP57-12 DP57-12A 4235LN-70 4235-70 NL58537M8 43930-7001 DA-55011Y-LG 5335 P57-12G PL-21253 62155 |  | 467 |  | 0
CSC Stores | SWEGO049 | SWITCH, G.O.A.B., USCO TYPE AGT-22, 69 KV, 2000 AMPS, BIL 350 KV, 100 KA MOM, S.O.# 33051, LIVE PARTS CONVERSION KIT FOR AGT-22, THREE POLE UNIT. CONTACT STANDARDS | EA | HUBBELL POWER SYSTEMS, INC. | AVR-07220-CK |  | 45 |  | 0
CSC Stores | SWEGR001 | SWITCH, GROUP OPERATED, VERTICAL BREAK, 34KV, 600 AMP, HORIZONTAL, BIL 200KV, LOAD BREAK WITH INTERRUPTERS, * * * SHIP ON OPEN FLAT-BED TRUCK* * * | EA | S AND C ELECTRIC CO. SIEMENS | 135734R2 PER ED-153-R5 JE994X-40 |  | 48 |  | 0
CSC Stores | SWEGR002 | SWITCH, GROUP OPERATED, SINGLE BREAK 34-KV, 600 AMP, "PHASE OVER PHASE" BIL 200-KV, LOAD BREAK WITH INTERRUPTERS, SHIP ON OPEN FLATBED ONLY! | EA | S AND C ELECTRIC CO. SIEMENS | 135754R2-SXXX JE994P-40 |  | 218 |  | 0
CSC Stores | SWEHO016 | SWITCH, HOOK OPERATED, BY-PASS, 600 AMP, 15-KV | EA | KEARNEY | 125824-20JEA |  | 4 |  | 0
CSC Stores | SWEHO017 | SWITCH, HOOK OPERATED, BY-PASS, 600 AMP, 35-KV | EA | KEARNEY | 125825-20JEA |  | 37 |  | 0
CSC Stores | SWEHO019 | SWITCH HOOK, VEE TYPE, 34.5KV, 1200 AMP USCO P/N HH6V-3412 LP LIVE PARTS ONLY | EA | USCO POWER EQUIPMENT CORP. | HH6V-3412 LP |  | 20 |  | 0
CSC Stores | SWEIN002 | INTERRUPTER, SWITCH, "SAF-T-GAP" FOR VERTICAL PHASE-OVER-PHASE SWITCH (BRIDGES). INTERRUPTER TO CONVERT GROUP OPERATED SWITCH TO LOADBREAK (VERTICAL). | EA | BRIDGES ELECTRIC INC. | 350-M |  | 213 |  | 0
CSC Stores | SWEUN001 | SWITCH, UNDERHUNG, HOOK DISCONNECT, 15KV 600-AMP - SWITCH AND HARDWARE MUST BE PACKAGED IN A SINGLE CARDBOARD BOX | EA | CHANCE CLEAVELAND/PRICE INC COOPER POWER SYSTEMS ROYAL S AND C ELECTRIC CO. | M3H62A0067 C102A262G01 127701LR-JEA 19916-JEA 14712-ED5 |  | 98 |  | 0
CSC Stores | SWEUN002 | SWITCH, UNDERHUNG, HOOK DISCONNECT, 35KV 600-AMP - SWITCH AND HARDWARE MUST BE PACKAGED IN A SINGLE CARDBOARD BOX | EA | CHANCE COOPER POWER SYSTEMS ROYAL S AND C ELECTRIC CO. | M3H-64A 127725LR-JEA 19995-JEA 4893R1-ED5-S102 |  | 666 |  | 0
TOTAL BID - TRANSFER TO APPENDIX A BID FORM PAGE 1 | [8 empty] | 0

## #4 - Conn-Sleeve-Splice
036-18 Appendix A Bid Workbook for Pole Line Hardware for JEA Inventory Stock
Vendor Name:
Instructions: Insert the requested information in the green highlighted sections. Only the approved manufacturers and part numbers specified in columns E and F will be accepted at the time bids are due. If there is no information provided for the manufacturers and part numbers, the item is to be quoted by description. The lead time listed in Column K must be the number of calendar days after receipt of order that JEA will receive the material, not the number of days to ship. This should be a specific number of days, do not quote a range. If there are any comments needed, list them in Column M. Any blanks left on the workbook will be considered to be a "no bid."
Warehouse Location | JEA Item Id | Item Description | UOM Code | Approved Manufacturers | Approved MFG Part Number | Quoted MPNs | Estimated 5 Year Usage | Unit Price | Bid Price | Lead Time: In Calendar Days After Receipt of Order | Standard Order Quantities (if applicable) | Comments
CSC Stores | ADCMI004 | LUBRICANT, CABLE PULLING, PACKED IN (10) ONE-HALF (1/2) GL POLY BAGS AND ASSEMBLED IN A 5 GL PAIL,( 1 EACH = 10 - 1/2 GL BAGS IN A 5 GL PAIL) EXPIRATION DATE MUST APPEAR ON EACH INDIVIDUAL ITEM | EA | AMERICAN POLYWATER CORP. ARNCO INC. CONDUX LPS LABORATORIES RAINBOW | J-110 HL-F200-BPHS 80875-10 61110-LUBRICANT 8288 |  | 216 |  | 0
CSC and NGS Stores | ADCMI005 | SEALANT, DUCT SEAL, 5-POUND BAG, ** PRICED BY THE POUND **, ** ISSUE BY THE POUND IN 5 POUND INCREMENTS. ** | LB | ANDERSON ARNCO INC. DUCKSEAL INTER-CHEMICAL ITT/WEAVER JOHN MANVILLE | DSC-5 S 50 1-6 10DSG5 PERMAGUM DX5 DUX-SEAL |  | 670 |  | 0
CSC Stores | ADCMI007 | COMPOUND, INHIBITOR, 4-OZ SQUEEZE BOTTLE | EA | BURNDY CORP. ELECTRICAL SPECIALTY PRODUCTS ITT BLACKBURN KEARNEY UTILCO | PENA 13-4 I-4 CTB 30584-1 DE-OX |  | 3521 |  | 0
CSC Stores | ADCVF001 | COMPOUND, VOID FILLING, 1 LB TUBE | EA | ALCOA | 0812000 |  | 166 |  | 0
CSC Stores | ADPCA002 | ADAPTER, CABLE, 25 KV, 350 MCM ALUMINUM CABLE | EA | COOPER POWER SYSTEMS ELASTIMOLD HUBBELL POWER SYSTEMS, INC. ITT BLACKBURN | CA625EE 655CA-L1 625CAL TA65CJA |  | 13 |  | 0
CSC Stores | ADPCG002 | ADAPTER, CABLE GUARD, 4" X 3" | EA | CUSTOM PLASTICS, INC. ELECTRICAL MATERIALS CO. | CPI-94300 PEAD3-4P |  | 170 |  | 0
CSC Stores | ADPCG003 | ADAPTER, CABLE GUARD, UP TO 6" CONDUIT TO 5" RISER | EA | ELECTRICAL MATERIALS CO. | PEAD5-6P |  | 118 |  | 0
CSC Stores | ADPCG004 | ADAPTER, CABLE GUARD, VENTILATOR FITTING SIZE 2" / 3" X 4" | EA | ELECTRICAL MATERIALS CO. | PEAD2-6V |  | 341 |  | 0
CSC Stores | ADPCG006 | ADAPTER, CABLE GUARD, VENTILATOR FITTING SIZE 6" X 6" | EA | ELECTRICAL MATERIALS CO. | PEAD6-6V |  | 5 |  | 0
CSC Stores | ADPCG007 | ADAPTER, CABLE GUARD, VENTILATOR FITTING SIZE 6" X 8" | EA | ELECTRICAL MATERIALS CO. | PEAD6-8PV |  | 8 |  | 0
CSC Stores | ADPCN001 | ADAPTER, TRANSFORMER CONNECTOR, BOLTED, USED WITH ITEM "CNNTS002", 5/8"-1" | EA | CONNECTOR MANUFACTURING CO. ELECTRICAL SPECIALTY PRODUCTS PLP POLARIS UTILCO | CMC-AD158 RA158 RA158 PTA1000 A6600 |  | 675 |  | 0
CSC Stores | ADPCT001 | ADAPTER, CLAMP-TOP, CONVERT 2-HOLE BLADE TO CLAMP-TOP POST TO BE USED WITH 69KV, AND 138KV SYNTHETIC POST INSULATORS. (STD PKG IS 25 EACH) | EA | CONTINENTAL ELECTRIC OHIO BRASS | PITA-250 271630-3001 |  | 88 |  | 0
CSC Stores | ADPPI001 | HORIZONTAL LINE POST ADAPTOR PLATE TO PREVENT CONDUCTOR FROM CONTACTING INSULATOR SHEDS. | EA | BETHEA POWER PRODUCTS | C-7689-1 |  | 71 |  | 0
CSC Stores | ADPTU001 | ADAPTER, TRUNNION, ALUMINUM, 2800# RATED STRENGTH | EA | RELIABLE POWER PRODUCTS | AD-P |  | 153 |  | 0
CSC Stores | CLAAN001 | CLAMP, ANGLE, 4-SOL.- 250-MCM, FORGED STEEL OR MALLEABLE IRON 7000# | EA | ANDERSON MACLEAN POWER SYSTEMS POWERLINE HARDWARE CO. | 828602000 FAC-75 AC-60 |  | 573 |  | 0
CSC Stores | CLAAN002 | CLAMP, ANGLE, 2-AAAC - 1/0-AAAC ALUMINUM, 7000# | EA | MACLEAN POWER SYSTEMS | RALS-1-N-LKP |  | 856 |  | 0
CSC Stores | CLAAR002 | CLAMP, ARRESTER, HOT-LINE, HIGH STRENGTH ALUMINUM ALLOY, 6061-T6 CLAMP, WITH EYE- BOLT AND BLINT TAP, TAP/MAIN FILLED WITH INHIBITOR, 4/0-4 MAIN TO 2-8 TAP | EA | UTILCO | SCH-40B-9/16P |  | 301 |  | 0
CSC Stores | CLAAR003 | CLAMP, ARRESTER, HOT-LINE, HIGH STRENGTH ALUMINUM ALLOY, 6061-T6 CLAMP, WITH EYE- BOLT AND BLINT TAP, TAP/MAIN FILLED WITH INHIBITOR, 636-336 MAIN TO 2-6 TAP | EA | UTILCO | SCH-6362B-9/16P |  | 3447 |  | 0
CSC Stores | CLACS001 | CLAMP, CABLE SUSPENSION, 3-BOLT TYPE, 1/0 - 4/0-AAAC, 6" LENGTH | EA | CHANCE COOPER POWER SYSTEMS JOSLYN HI-VOLTAGE CORP. | 7903 DJ22C1 J1096 |  | 213 |  | 0
CSC Stores | CLACT001 | CLAMP, CLAMP-TOP POST INSULATOR, HOT-DIP GALVANIZED, MALLEABLE IRON, 4/0-STR. CU. | EA | LAPP LINDSEY MACLEAN POWER SYSTEMS OHIO BRASS | 47101 1101 LPS-57F 270650 |  | 158 |  | 0
CSC Stores | CLACT003 | CLAMP, CLAMP-TOP POST INSULATOR ALUMINUM, 1/0 - 3/0 AAAC | EA | ANDERSON LAPP MACLEAN POWER SYSTEMS | TSC-57 47113 ACTS-57 |  | 10 |  | 0
CSC Stores | CLACT004 | CLAMP, CLAMP-TOP POST INSULATOR ALUMINUM, 336 - 636 AAC | EA | ANDERSON FARGO FRANKEL LAPP LINDSEY MC GRAW EDISON OHIO BRASS RELIABLE POWER PRODUCTS | TSC-150 GD-997A ISCA-1.5 47114 1124 NL58803 270662 ACTS-150 |  | 155 |  | 0
CSC Stores | CLACT009 | CLAMP, CLAMP-TOP POST INSULATOR, ANGLE, 2 - 1/0 AAAC, ALUMINUM CONDUCTOR | EA | CONTINENTAL ELECTRIC FARGO LAPP PLP RELIABLE POWER PRODUCTS | PAC-57 GD-992A30 80481 TAAS-57 ACP-057 |  | 1483 |  | 0
CSC Stores | CLACT010 | CLAMP, CLAMP-TOP POST INSULATOR, ANGLE, 3/0, 4/0, 652 AAAC, 336, 636 AAC, 556 ACSR ALUMINUM CONDUCTOR. | EA | MACLEAN POWER SYSTEMS | ULPS2-140 |  | 1606 |  | 0
CSC Stores | CLAGR001 | CLAMP, GROUND ROD, 5/8" - 4SOL "HAMMERLOCK" | EA | ERICO PRODUCTS | EHL58C1K |  | 12450 |  | 0
CSC Stores | CLAGR002 | CLAMP, GROUND ROD, 5/8", 8 SOL - 1/0 STR. "WEDDING BAND" ** MAINTENANCE ONLY ** | EA | ERICO PRODUCTS | HDC58 |  | 2099 |  | 0
CSC Stores | CLAHL001 | CLAMP, HOT LINE, 6-1/0-MAIN, 6-1/0-TAP | EA | ANDERSON BLACKBURN CHANCE CMC/BARFIELD MANUFACTURING FARGO MACLEAN POWER SYSTEMS RICHARDS MFG. CO. | BC-2/0 HLC2108 S1520CC HLB2/0 GH-100 C1520 BHLC-100 |  | 61543 |  | 0
CSC Stores | CLAHL002 | CLAMP, HOT LINE, 2-4/0-MAIN, 6-2/0-TAP, | EA | ANDERSON BLACKBURN CHANCE CMC/BARFIELD MANUFACTURING FARGO MACLEAN POWER SYSTEMS RICHARDS MFG. CO. | BH-4 HLC3974 S1530CC HLB400 GH-101 C1530 BHLC-300 |  | 1623 |  | 0
CSC Stores | CLAJU005 | CLAMP, SUSPENSION, CUSHION GRIP, 25000 LB LOAD, FOR 556 ASCR | EA | ALCOA PREFORMED LINE PRODUCTS CO. | HCS880 CGS-1097 |  | 41 |  | 0
CSC Stores | CLAJU006 | CLAMP, SUSPENSION, CUSHION GRIP, 25000 LB LOAD, FOR 954 AAC | EA | ALCOA PREFORMED LINE PRODUCTS CO. PREFORMED LINE PRODUCTS CO. | HCS1116 CGS-1097 CGS-1111 |  | 15 |  | 0
CSC Stores | CLAJU008 | CLAMP, SUSPENSION, CUSHION GRIP, 25000 LB LOAD, FOR 1590 ASCR | EA | ALCOA PREFORMED LINE PRODUCTS CO. PREFORMED LINE PRODUCTS CO. | HCS1500 CGS-1098 CGS-1119 |  | 90 |  | 0
CSC Stores | CLAPJ001 | CLAMP, PARALLEL JUMPER, 6-1/0-ACSR LINE 2-8 SOL. CU/AL TAP, 1/2 INCH BOLT HEAD | EA | ITT BLACKBURN PENN-UNION | K1 JC-2-AA |  | 6900 |  | 0
CSC Stores | CLAQD005 | CLAMP, QUADRANT DEADEND, FORGED OR CAST ALUMINUM, 397-1113AAC, 30000# | EA | ANDERSON MACLEAN POWER SYSTEMS | SD-130-N ADE-2526-N |  | 57 |  | 0
CSC Stores | CLAQD006 | CLAMP, QUADRANT DEADEND, FORGED OR CAST ALUMINUM, 1590ACSR, 30000# | EA | HUBBELL POWER SYSTEMS, INC. MACLEAN POWER SYSTEMS | SD185N ADE-27-N |  | 30 |  | 0
CSC Stores | CLAQD008 | CLAMP, QUADRANT DEADEND, DUCTILE IRON 19,000-LB ULTIMATE, COND. SIZE .20"-.55", (STD. PKG. OF 10 EACH) | EA | HUBBELL POWER SYSTEMS, INC. MACLEAN POWER SYSTEMS RELIABLE ELECTRIC CO. | SWDE55N FQD-583 FD-550-N |  | 1260 |  | 0
CSC Stores | CLASR001 | CLAMP, STRAIN RELIEF WEDGE, ALUMINUM, 6-2 TRI | EA | ALLIED BOLT, INC. HUBBELL POWER SYSTEMS, INC. ITT BLACKBURN JOSLYN HI-VOLTAGE CORP. RELIABLE ELECTRIC CO. | 10076 SW7195 W62-1 7195 7195 |  | 8955 |  | 0
CSC Stores | CLASR002 | CLAMP, STRAIN RELIEF WEDGE, ALUMINUM, 1/0 TRI - 4/0 PAP | EA | ALLIED BOLT, INC. HUBBELL POWER SYSTEMS, INC. ITT BLACKBURN JOSLYN HI-VOLTAGE CORP. MACLEAN POWER SYSTEMS | 10078 SW7197 W40-1 7197 7197 |  | 13000 |  | 0
CSC Stores | CLASR003 | CLAMP, STRAIN RELIEF WEDGE MESSENGER, SIZE: #6 - 2/0 | EA | BLACKBURN MACLEAN POWER SYSTEMS | W20-1 7187 |  | 49080 |  | 0
CSC Stores | CLASS001 | CLAMP, STRAIGHT STRAIN, MALLEABLE IRON, GALVANIZED, 6-1/0, 5000# COPPER OR COPPERWELD | EA | MACLEAN POWER SYSTEMS PLP | SDE-46F SDF-52-N |  | 6010 |  | 0
CSC Stores | CLASS002 | CLAMP, STRAIGHT STRAIN, MALLEABLE IRON, GALVANIZED, 2/0-250 8000# COPPER OR COPPERWELD | EA | ANDERSON BARRON BETHEA CONTINENTAL ELECTRIC PLP RELIABLE POWER PRODUCTS | MDE-60-N SDF-10N SDE-73F SDF-63-N DEF-37-N |  | 832 |  | 0
CSC Stores | CLASS003 | CLAMP, STRAIGHT STRAIN, MALLEABLE IRON, GALVANIZED, 250-500 10000#, COPPER OR COPPERWELD | EA | ANDERSON BARRON BETHEA CONTINENTAL ELECTRIC MACLEAN POWER SYSTEMS OHIO BRASS RELIABLE POWER PRODUCTS | 87672-2000 SDF-20N SDE-88F SDE-93F 91572 DEF-45-N |  | 154 |  | 0
CSC Stores | CLASS004 | CLAMP, STRAIGHT STRAIN, ALUMINUM, 5000#, 4-3/0 ALUM | EA | ANDERSON CPI HYDROCOM INTERNATIONAL MACLEAN POWER SYSTEMS PLP | ADEZ-47-N SBDE440 HCD60-SO HDSO-47 SOD-53-N |  | 40712 |  | 0
CSC Stores | CLASS006 | CLAMP, STRAIGHT STRAIN, ALUMINUM, 10000# 3/0 - 556 ALUM | EA | ANDERSON HYDROCOM INTERNATIONAL MACLEAN POWER SYSTEMS PLP | ADEZ-88-N HCD88-SO HDSO-88 SOD-93-N |  | 4109 |  | 0
CSC Stores | CLASS007 | CLAMP, STRAIGHT STRAIN, ALUMINUM, 12000# 397 - 1000 ALUM. | EA | ANDERSON HYDROCOM INTERNATIONAL MACLEAN POWER SYSTEMS PLP | ADEZ-116-N HCD116-SO HDSO-116 SOD-119-N |  | 6915 |  | 0
CSC Stores | CLASU001 | CLAMP, SUSPENSION, ALUMINUM, 15000#, 3#6AW / 7#10AW, MINIMUM CLAMPING RANGE .25" - .62" | EA | ANDERSON LINDSEY MACLEAN POWER SYSTEMS | HAS-62-N 1330N LS-0-N |  | 2729 |  | 0
CSC Stores | CLASU002 | CLAMP, SUSPENSION, ALUMINUM, 25000#, 3/0 - 336AAC, MINIMUM CLAMPING RANGE .50" - 1.04" | EA | ANDERSON LINDSEY RELIABLE POWER PRODUCTS | HAS-104-N 1334N LS-2-N |  | 88 |  | 0
CSC Stores | CLASU006 | CLAMP, SUSPENSION, ALUMINUM, 25000#, 636 AAC, 556 ACSR, 652 AAAC, 336 ACSR, MINIMUM CLAMPING RANGE 1.00" - 1.47" | EA | ANDERSON FLAGG (MIF) LINDSEY RELIABLE POWER PRODUCTS | HAS-147-N 42101-N 1342N LS-6-N |  | 151 |  | 0
CSC Stores | CLASU007 | CLAMP, SUSPENSION, ALUMINUM, 25000#, 954 AAC, ASCR | EA | ANDERSON CONTINENTAL ELECTRIC FLAGG (MIF) LAPP LINDSEY MC GRAW EDISON PLP RELIABLE POWER PRODUCTS | HAS-182-N SC-192-N HALS-182 306035-N 1346N WBT9548U ALS-182-N LS-8-N |  | 111 |  | 0
CSC Stores | CLASU009 | CLAMP, SUSPENSION, MALLEABLE IRON, GALV. 16000#, 2-4/0 | EA | AMERICAN CONNECTOR ENGINEERS ANDERSON LAPP MACLEAN POWER SYSTEMS | FLS-63 MS-60-N 305741-N FCS-60 |  | 50 |  | 0
CSC Stores | CLASW001 | CLAMP, SHIELD WIRE, 3#6AW / 3#7CU, GALV. | EA | CHANCE JOSLYN HI-VOLTAGE CORP. MACLEAN POWER SYSTEMS | 5455 J5455 U5268 |  | 3171 |  | 0
CSC Stores | CLATG001 | CLAMP, TRANSFORMER TANK GROUND, "BRONZE" 6 SOL - 1 STR. | EA | CMC/BARFIELD MANUFACTURING ELECTRIC MOTION COMPANY, INC. ERICO PRODUCTS MACLEAN POWER SYSTEMS | BGC-0 EM 207 CC207 BVC-207 |  | 20478 |  | 0
CSC Stores | CLEEY001 | CLEVIS, EYE, 90 DEGREE, 30,000# 1/2" EYE THICKNESS, 11/16" HOLE DIAMETER HOT-DIP GALVANIZED, DROP-FORGED STEEL 5/8" PIN DIA., 13/16" CLEVIS OPENING | EA | HUBBELL POWER SYSTEMS, INC. | CA-05-033 |  | 583 |  | 0
CSC Stores | CLEHL001 | CLEVIS, HOT LINE HARDWARE, BALL-Y-CLEVIS 30,000#, 3/4" PIN SIZE, CLASS 52-3 FOR TRANSMISSION USE, HOT DIPPED GALV. | EA | ANDERSON FLAGG (MIF) JOSLYN HI-VOLTAGE CORP. LINDSEY RELIABLE POWER PRODUCTS | HYBC-30 13501 BT3091 3478 YCBHL-65A |  | 908 |  | 0
CSC Stores | CLEHL004 | CLEVIS, HOT LINE HARDWARE, SOCKET CLEVIS 30,000#, 5/8" PIN SIZE, CLASS 52-3 FOR TRANSMISSION USE, HOT DIPPED GALV. | EA | ANDERSON FLAGG (MIF) JOSLYN HI-VOLTAGE CORP. LINDSEY RELIABLE POWER PRODUCTS | HSC-100 13505 BT3087 3454 SCHL-55A |  | 88 |  | 0
CSC Stores | CLEHL005 | CLEVIS, HOT LINE HARDWARE, SOCKET-Y 50,000#, 7/8" PIN SIZE, CLASS 52-8 FOR TRANSMISSION USE, HOT DIPPED GALV. | EA | ANDERSON LINDSEY RELIABLE POWER PRODUCTS | HSYC-50 3471 SYCHL-87 |  | 330 |  | 0
CSC Stores | CLEHL007 | EYE, SOCKET TYPE, HOT LINE HARDWARE GALVANIZED, CLASS 52-3, 30,000# STRENGHT 1-1/16" EYE SIZE, 1" EYE THICKNESS FOR TRANSMISSION USE, HOT DIPPED GALV. | EA | ANDERSON | HSE-100-10 |  | 68 |  | 0
CSC Stores | CLEHL008 | EYE, SOCKET TYPE, HOT LINE HARDWARE GALVANIZED, CLASS 52-8, 40,000# STRENGHT 13/16" EYE SIZE, 3/4" EYE THICKNESS FOR TRANSMISSION USE, HOT DIPPED GALV. | EA | LINDSEY | 3464 |  | 83 |  | 0
CSC Stores | CLEIN001 | CLEVIS, INSULATED, GALVANIZED, INSULATOR NOT INCLUDED, 3-1/4" CLEVIS OPENING | EA | COOPER POWER SYSTEMS HUBBELL POWER SYSTEMS, INC. JOSLYN HI-VOLTAGE CORP. POWERLINE HARDWARE CO. UTILITIES SERVICE | DC5C2 468 J93 P093 31215 |  | 1448 |  | 0
CSC Stores | CLESO004 | CLEVIS, SOCKET-Y, CLASS 52-8, 3/4" PIN FORGED STEEL, HOT-DIP GALVANIZED, 30,000# | EA | ANDERSON LAPP MACLEAN POWER SYSTEMS | SYC-30 72949 SYCR-56 |  | 201 |  | 0
CSC Stores | CLESO005 | CLEVIS, SOCKET - Y, 50,000 LB, CLASS 52-8/11. | EA | BETHEA NATIONAL HUBBELL POWER SYSTEMS, INC. | SYC-87 94277-3001 |  | 158 |  | 0
CSC Stores | CLETE001 | CLEVIS, TOWER EYE, STANDARD, 30,000# 5/8" EYE THICKNESS, 11/16" HOLE DIAMETER HOT-DIP GALVANIZED, HEAT TREATED | EA | ANDERSON JOSLYN MANUFACTURING CO. MACLEAN POWER SYSTEMS | 85450-2000 33400-5/8 YCE65625A |  | 708 |  | 0
CSC Stores | CLETE004 | CLEVIS, TOWER EYE, 90 DEGREE, 30,000# 5/8" EYE THICKNESS, 11/16" HOLE DIAMETER HOT-DIP GALVANIZED, HEAT TREATED | EA | ANDERSON JOSLYN MANUFACTURING CO. MACLEAN POWER SYSTEMS | 85451-2000 33440-5/8 YCE9062565 |  | 1783 |  | 0
CSC Stores | CLETH001 | CLEVIS, THIMBLE, GALVANIZED, 20,000# 3/8" & 7/16" | EA | AMERICAN CONNECTOR ENGINEERS CONTINENTAL ELECTRIC FLAGG (MIF) POWERLINE HARDWARE CO. RELIABLE POWER PRODUCTS | TC-5F CT-88 PA271 DET-20 FSA-88-5 |  | 798 |  | 0
CSC Stores | CLETH002 | CLEVIS, THIMBLE, GALVANIZED, 40,000# 1/2" & 9/16" | EA | ANDERSON BARRON BETHEA CONTINENTAL ELECTRIC FLAGG (MIF) RELIABLE POWER PRODUCTS | DDT-07 TC-2 CT-88H PA272B FSA-100-6 |  | 78 |  | 0
CSC Stores | CLETH003 | CLEVIS, THIMBLE, GALVANIZED, 60,000# 5/8" & 3/4" | EA | CONTINENTAL ELECTRIC HUBBELL POWER SYSTEMS, INC. RELIABLE POWER PRODUCTS | CT-100H DDT12 FSA-125-8 |  | 112 |  | 0
CSC Stores | CLEYY001 | CLEVIS, "Y", 90-DEGREE, 13/16" OPENING 3/4" Y-PIN, 5/8" CLEVIS PIN, 30,000# | EA | ANDERSON LAPP LINDSEY RELIABLE POWER PRODUCTS | YCC-30-90 98661 3190 YCCR-65 |  | 50 |  | 0
CSC Stores | CLEYY002 | CLEVIS, "Y", 90-DEGREE, 15/16" OPENING 7/8" Y-PIN, 7/8" CLEVIS PIN, 50,000#. ALL COMPONENTS ARE TO BE PACKAGED AS ONE ASSEMBLED UNIT. | EA | MACLEAN POWER SYSTEMS | YCB-78 W/ SCR-87 |  | 49 |  | 0
CSC Stores | CNNAJ002 | TERMINAL, ALUMINUM JUMPER, CONDUCTOR RANGE .889"- .964", CONDUCTOR SIZE 556-ACSR 636-AAC, 15-DEGREE ANGLE | EA | ALCOA ANDERSON BURNDY CORP. SEFCOR | 5127.100 OAL-700C-15 YNA39RT4N15 AL-918-4A-15 |  | 32 |  | 0
CSC Stores | CNNAJ005 | TERMINAL, ALUMINUM JUMPER, CONDUCTOR RANGE 1.475"-1.560", CONDUCTOR SIZE 1590-ACSR 15-DEGREE ANGLE | EA | ALCOA ANDERSON BURNDY CORP. SEFCOR | 5140.162 CCL-1545-D-Y15 YNA56RT15 AL-1548-4A-15 |  | 5 |  | 0
CSC Stores | CNNAJ008 | TERMINAL, ALUMINUM JUMPER, 4-HOLE PAD 1.475"-1.560", CONDUCTOR SIZE 1590-ACSR 0-DEGREE ANGLE COMPRESSION CONNECTION | EA | ALCOA ANDERSON BURNDY CORP. SEFCOR | 5640.162 CCL-1545-D YNA56RT AL-1548-4A |  | 11 |  | 0
CSC Stores | CNNCP001 | CONNECTOR, #1, 6-4 MAIN, 6-4 TAP, COMPRESSION, PARALLEL TAP, ALUMINUM, | EA | ANDERSON BURNDY CORP. HOMAC ITT BLACKBURN KEARNEY PENN-UNION | AC 506-82 YHO1 OB44 WR159 506-82 KO-R06 |  | 20330 |  | 0
CSC Stores | CNNCP002 | CONNECTOR, #2, 6-2 MAIN, 2-1/0 TAP, ALUMINUM COMPRESSION, PARALLEL TAP, | EA | ANDERSON BURNDY CORP. HOMAC ITT BLACKBURN KEARNEY PENN-UNION | AC-508-82 YHO2 OB101 WR189 50882 KO-R08 |  | 144363 |  | 0
CSC Stores | CNNCP003 | CONNECTOR, 2-2/0 MAIN, 2-2/0 TAP, COMPRESSION, PARALLEL TAP, ALUMINUM, | EA | HOMAC KEARNEY PENN-UNION | OB1010 504-82 KO-R10 |  | 13896 |  | 0
CSC Stores | CNNCP004 | CONNECTOR, #4, 1/0-2/0 MAIN, 1/0-3/0 TAP COMPRESSION, PARALLEL TAP, ALUMINUM, | EA | ANDERSON BURNDY CORP. HOMAC ITT BLACKBURN PENN-UNION | AC-504-82 YHD4 DB2020 WR279 KD-R04 |  | 131058 |  | 0
CSC Stores | CNNCP005 | CONNECTOR, #3, 6-2 MAIN, 2/0-3/0 TAP, COMPRESSION, PARALLEL TAP, ALUMINUM, | EA | ANDERSON BURNDY CORP. HOMAC ITT BLACKBURN KEARNEY PENN-UNION | AC-502-82 YHD3 DB202 WR289 502-82 KD-R02 |  | 52756 |  | 0
CSC Stores | CNNCP006 | CONNECTOR, #6, 1/0-2/0 MAIN, 3/0-4/0 TAP COMPRESSION, PARALLEL TAP, ALUMINUM, | EA | ANDERSON BURNDY CORP. HOMAC ITT BLACKBURN KEARNEY PENN-UNION | AC-505-82 YHD6 DB4020 WR399 505-82 KD-R05 |  | 55011 |  | 0
CSC Stores | CNNCP007 | CONNECTOR, #7, 3/0-4/0 MAIN, 3/0-4/0 TAP COMPRESSION, PARALLEL TAP, ALUMINUM, | EA | BURNDY CORP. HOMAC ITT BLACKBURN KEARNEY PENN-UNION | YHD7 DB4040 WR419 507-82 KD-R28 |  | 25073 |  | 0
CSC Stores | CNNCP008 | CONNECTOR, #5, 6-2 MAIN, 4/0 TAP, COMPRESSION, PARALLEL TAP, ALUMINUM, | EA | ANDERSON BURNDY CORP. HOMAC ITT BLACKBURN KEARNEY PENN-UNION | AC-503-82 YHD5 DB404 WR379 503-82 KD-R03 |  | 47352 |  | 0
CSC Stores | CNNCP016 | CONNECTOR, .204"-.258",.204"-.258" COPPER COMPRESSION TAP FOR COPPER CONNECTIONS ONLY | EA | HOMAC ITT BLACKBURN KEARNEY PENN-UNION | HCST-302 CF22 302-82 CDT-398-8 |  | 2483 |  | 0
CSC Stores | CNNCP021 | CONNECTOR, COPPER COMPRESSION, CONDUCTOR SIZE- #2 | EA | ANDERSON BURNDY CORP. DOSSERT HOMAC ITT BLACKBURN MAC ELECTRICAL CONNECTORS PENN-UNION RICHARDS MFG. CO. UTILCO | VHSS-2 YS2CL DPCS-6 SC-2 CSP-2 MSC2 BCU-2T SCC7 CT-2 |  | 70 |  | 0
CSC Stores | CNNCP022 | CONNECTOR, COPPER COMPRESSION, CONDUCTOR SIZE- #1/0 | EA | ANDERSON BURNDY CORP. DOSSERT HOMAC HUBBELL ITT BLACKBURN MAC ELECTRICAL CONNECTORS PENN-UNION RICHARDS MFG. CO. UTILCO | VHSS-1/0 YS25L DPCS-10 SC-1/0 VHSS10 CSP-10 MSC 1/0 BCU-1/OT SCC9 CT-1/0 |  | 6013 |  | 0
CSC Stores | CNNCP025 | CONNECTOR, COPPER COMPRESSION CONDUCTOR SIZE 500KCM, 600V APPLICATIONS | EA | BURNDY CORP. HOMAC HUBBELL RICHARDS MFG. CO. | YS34 C500 VHS500 CC18 |  | 303 |  | 0
CSC Stores | CNNCP032 | CONNECTOR, COMPRESSION, REDUCER, FOR CONNECTING 750-KCM TO 500-KCM AL/AL OR AL/CU | EA | BURNDY CORP. HOMAC RICHARDS MFG. CO. | YRB39U34 SAC750R500 ALCR23-18 |  | 20 |  | 0
CSC Stores | CNNCP034 | CONNECTOR, CU OR AL COMPRESSION, REDUCING 750-MCM TO 1000-MCM | EA | HOMAC RICHARDS MFG. CO. | SAC1000R750TN ALCR28-23-8 |  | 5 |  | 0
CSC Stores | CNNCT004 | CONNECTOR, CONTACT, 25KV, 750 MCM COMPT USED ON COPPER TO MAKE UP ELBOW CONNECTOR CNNLB001 | EA | ELASTIMOLD | 03700360 |  | 16 |  | 0
CSC Stores | CNNGR002 | COUPLING, GROUND ROD, "THREADLESS" REMARKS: FOR THREADLESS GROUND RODS | EA | DEMARK ERICO PRODUCTS GALVAN INDUSTRIES SOUTHERN GROUNDING | GRC-58B CC58 58DC 58DC |  | 23190 |  | 0
CSC Stores | CNNJU001 | JUMPER, 636AAC, 8 FT, WITH 2 HOLE BURNDY COMPRESSION CONNECTOR YNA39R SQUEEZED ON WITH BURNDY 722 DIE, OPEN END TAPED AND CABLE TIED, 105 PER PALLET | EA | BURNDY CORP. IRBY | NONE KIT-JEACNNJU001 |  | 4150 |  | 0
CSC Stores | CNNJU002 | JUMPER, 636AAC, 15 FT, WITH 4 HOLE BURNDY COMPRESSION CONNECTOR YNA39R-4N SQUEEZED ON WITH BURNDY 722 DIE, OPEN END TAPED AND CABLE TIED, 30 PER PALLET | EA | HD SUPPLY IRBY | KIT-JEACNNJU002 KIT-JEACNNJU002 |  | 1400 |  | 0
CSC Stores | CNNLB001 | CONNECTOR, 1/0 ALUM., LOADBREAK ELBOW, SUBMERSIBLE, 25 KV, B.I.L. 125 KV, 200A ED | EA | COOPER POWER SYSTEMS ELASTIMOLD ITT BLACKBURN TYCO/RAYCHEM | LE225CCO6T 262LR-C5240 JT2CJ10BAT ELB-25-210C10 |  | 13000 |  | 0
CSC Stores | CNNLB002 | CONNECTOR, LOADBREAK ELBOW REPAIR, FOR REPAIR REPLACEMENT OF FAILED ELBOW 1/0 ALUMINUM, 25-KV, 200-AMP | EA | ELASTIMOLD | 274ELR-88110-240 |  | 200 |  | 0
CSC Stores | CNNPA590 | CONNECTOR, PARALLEL, BRONZE, MULTIPLE (2) U-BOLTS, #1 SOL 4/0 MAIN & TAP, TRANSMISSION ITEM | EA | ANDERSON HOMAC | LC-1133 VWU2-4/0-1 |  | 100 |  | 0
CSC Stores | CNNPL501 | CONNECTOR, BI-METALLIC TRANSITION PLATE, 3" X 3" X 1/16", 80%AL/20%CU, 4-HOLE NEMA***PACKAGES OF 50 EACH*** | EA | ANDERSON DOSSERT HOMAC SEFCOR | TP-C BM3N GB-9557-3 ATP-C |  | 250 |  | 0
CSC Stores | CNNPL504 | CONNECTOR, BI-METALLIC TRANSITION PLATE, 2-HOLE NEMA, AL/CU, TYPE-TP, PAGE-J9, FIG.1, 1 1/2" X 3" X 1/16", 80% ALUM., 20% COPPER IN THICKNESS, PKG OF 25 EACH | EA | ANDERSON DOSSERT HOMAC SEFCOR | TP-B BM 1-1/2N GB-9557-1.5 ATP-B |  | 70 |  | 0
CSC Stores | CNNPT005 | CONNECTOR, 636 AAC, PREFORMED TEE CONDUCTOR RANGE-.887"-.929" | EA | PREFORMED LINE PRODUCTS CO. | TC-0146 |  | 70 |  | 0
CSC Stores | CNNSL001 | CONNECTOR, SECONDARY, STREET LIGHT TAP, 250-500KCM MAIN -- #10-#12 TAP | EA | UTILCO | UPC-500-12 |  | 600 |  | 0
CSC Stores | CNNSP001 | CONNECTOR, SECONDARY PEDESTAL, 4-OUTLET #10- 500-KCM | EA | CONNECTOR MANUFACTURING CO. HOMAC UTILCO | SSBC-500-4SI RAB45C PED4-500-SSP |  | 8725 |  | 0
CSC Stores | CNNSP002 | CONNECTOR, SECONDARY PEDESTAL, 6-OUTLET #2 - 750-KCM | EA | CONNECTOR MANUFACTURING CO. HOMAC UTILCO | SSBC750-6I RXM6C PED6-750-SSP |  | 800 |  | 0
CSC Stores | CNNTA001 | CONNECTOR, BOLT ON, 336-336, INSTALLED WITH TORQUE CONTROL DEVICE. | EA | HOMAC UTILITY COMPONENTS INC. | A-4050-SH WL-4050-336-SH |  | 2040 |  | 0
CSC Stores | CNNTA002 | CONNECTOR, 636-336, TAP, | EA | CPI HOMAC UTILITY COMPONENTS INC. | 556638 A-4560-SH WL-4560-336-SH |  | 2200 |  | 0
CSC Stores | CNNTA003 | CONNECTOR, 636-500 COPPER, TAP, | EA | CPI HOMAC UTILITY COMPONENTS INC. | 556294T A-5065-SH WL-5065-500-SH |  | 830 |  | 0
CSC Stores | CNNTA004 | CONNECTOR, 636-636, TAP, | EA | CPI HOMAC UTILITY COMPONENTS INC. | 556294-1 A-5070-SH WL-5070-636-SH |  | 40300 |  | 0
CSC Stores | CNNTA005 | CONNECTOR, 336-4/0, TAP, | EA | CPI HOMAC UTILITY COMPONENTS INC. | 350123 A-4040-SH WL-4040-40-SH |  | 725 |  | 0
CSC Stores | CNNTA006 | CONNECTOR, 636-4/0, TAP, | EA | CPI CONNECTOR PRODUCTS HOMAC UTILITY COMPONENTS INC. | 556638 A-4555-SH WL-4550-40-SH |  | 1000 |  | 0
CSC Stores | CNNTA007 | CONNECTOR, 500CU-4/0, TAP, | EA | CPI HOMAC UTILITY COMPONENTS INC. | 477724T A-4045-SH WL-4045-40-SH |  | 700 |  | 0
CSC Stores | CNNTB001 | CONNECTOR, 1/0-4/0 MAIN, 8-4/0TAP TWO-BOLT PARALLEL STRENGTH COPPER ALLOY. | EA | ANDERSON BURNDY CORP. DOSSERT PENN-UNION SEFCOR UTILITY STANDARD | K3 KVS28 DSU21 VT-2 GFCS-5050 USKVS28 |  | 300 |  | 0
CSC Stores | CNNTB002 | CONNECTOR, 250-350 MAIN, 8-350 TAP TWO-BOLT PARALLEL | EA | ANDERSON BURNDY CORP. DOSSERT HOMAC | K4 KVS31 DSU35 TBC-350 |  | 350 |  | 0
CSC Stores | CNNTB003 | CONNECTOR, 400-500 MAIN, 8-500 TAP TWO-BOLT PARALLEL | EA | ANDERSON BURNDY CORP. DOSSERT HOMAC PENN-UNION UTILITY STANDARD | K5 KVS34 DSU50-JEA TBC500 VT-4 USKVS34 |  | 1650 |  | 0
CSC Stores | CNNTB004 | CONNECTOR, 400-800 MAIN, 3/0-800 TAP TWO-BOLT PARALLEL | EA | ANDERSON BURNDY CORP. HOMAC PENN-UNION | K6 KVS40 TBC-800 VT-5 |  | 250 |  | 0
CSC Stores | CNNTE046 | CONNECTOR, TERMINAL, BOLTED, NEMA 2-HOLE, TIN PLATED BRONZE, STRAIGHT, W/ BRONZE HARDWARE, #4 SOL-250MCM RANGE, COPPER OR ALUMINUM, TORQUE TO 40 FT-LBS | EA | ANDERSON BURNDY CORP. DOSSERT HOMAC | SWH-025B-TP-ED NAH29-2N-W TCVH 25-2N-SN 7M-60-2NR |  | 500 |  | 0
CSC Stores | CNNTE047 | CONNECTOR, TERMINAL, BOLTED, NEMA 2-HOLE, TIN PLATED BRONZE, STRAIGHT, W/ BRONZE HARDWARE, 2/0 SOL - 800MCM RANGE COPPER OR ALUM., TORQUE TO 40 FT-LBS, CONTACT STANDARDS BEFORE REORDERING | EA | ANDERSON DOSSERT FCI USA INCORPORATED HOMAC | SWH-080-B2-TP-ED TCVH 80-2N-SN NAH40-2N-W 7M-80-2NR |  | 1050 |  | 0
CSC Stores | CNNTE048 | CONNECTOR, TERMINAL, BOLTED, NEMA 4-HOLE, TIN PLATED BRONZE, STRAIGHT, W/ BRONZE HARDWARE, RANGE: 4/0 - 1000MCM COPPER OR ALUMINUM, TORQUE TO 40 FT-LBS | EA | ANDERSON BURNDY CORP. DOSSERT HOMAC | SWH-100C-TP-ED NAH44-34N-W TCVH 100-4N-SN 7M-125-4NR |  | 250 |  | 0
CSC Stores | CNNTE200 | CONNECTOR, COMPRESSION TEE-TAP, ALUMINUM, CABLE TO PAD, OPEN RUN W/4-HOLE NEMA PAD, 556 ACSR MAIN. | EA | HUBBELL POWER SYSTEMS, INC. | ORT2110C |  | 120 |  | 0
CSC Stores | CNNTE201 | CONNECTOR, COMPRESSION TEE-TAP, ALUMINUM, CABLE TO PAD, OPEN RUN W/4-HOLE NEMA PAD, 954 ACSR MAIN. | EA | HUBBELL POWER SYSTEMS, INC. | ORT2113D |  | 120 |  | 0
CSC Stores | CNNTE202 | CONNECTOR, COMPRESSION TEE-TAP, ALUMINUM, CABLE TO PAD, OPEN RUN W/4-HOLE NEMA PAD, 1590 ACSR MAIN. | EA | HUBBELL POWER SYSTEMS, INC. | ORT2117 |  | 120 |  | 0
CSC Stores | CNNTE209 | CONNECTOR, STRAIGHT TEE, ALUMINUM, CABLE TO CABLE, BOLTED, HEAT TREATED, 556-652, MAIN & TAP | EA | ANDERSON BURNDY CORP. DOSSERT HOMAC PENN-UNION SEFCOR | ATCC-1111 NNTR37A37A BURNDY BCV 90-90-AA A6MT-100-100 ABA-090 ACRCT-343 |  | 15 |  | 0
CSC Stores | CNNTE213 | CONNECTOR, STRAIGHT TEE, ALUMINUM, CABLE TO CABLE, BOLTED, HEAT TREATED, 954-1192 MAIN TO 556-652 TAP | EA | ANDERSON BURNDY CORP. DOSSERT HOMAC PENN-UNION SEFCOR | ATCC-1311 NNTR45A42A BCV 125-90-AA A6MT-150-100 ABA-125090 ACRCT-3934 |  | 75 |  | 0
CSC Stores | CNNTE799 | CONNECTOR, STRAIGHT TEE, BRONZE, TUBE TO FLAT, 4" IPS TO 4 HOLE FLAT (4"), CENTER FORMED, TIN PLATED ***ANDERSON P/N TTF-4040-1-TP*** | EA | ANDERSON BURNDY CORP HOMAC SEFCOR | TTF-4040-1-TP NBC22A-44N-TN KBNT-P-4NNR TFT-64-4B-SND |  | 5 |  | 0
CSC Stores | CNNTL012 | TERMINAL LUG, ALUMINUM COMPRESSION, WITH 1/2" HARDWARE, #1 - #2 STR. | EA | ANDERSON BURNDY CORP. CONNECTOR MANUFACTURING CO. HOMAC PENN-UNION | VAUL-1-12 YRA1CU ALA-5 SA2-48 FSLA-R2S |  | 560 |  | 0
CSC Stores | CNNTL013 | TERMINAL LUG, ALUMINUM COMPRESSION, WITH 1/2" HARDWARE, 1/0 STR. | EA | ANDERSON BURNDY CORP. CONNECTOR MANUFACTURING CO. HOMAC PENN-UNION | VAUL-1/0-12 YRA25U ALA-6 SA-1/0-48 FSLA-010S |  | 400 |  | 0
CSC Stores | CNNTL034 | TERMINAL LUG, 500 KCM, 1/2" STUD MOUNTING, COPPER COMPRESSION | EA | BURNDY CORP. ELECTRICAL SPECIALTY PRODUCTS HOMAC HUBBELL KEARNEY MAC PRODUCTS INC. PENN-UNION RICHARDS MFG. CO. UTILCO | YA34-2N CHL-500-BN L500-N VHCL50012BN 136712-500 MRB 500-8N BBLU-050D CL18-2N CLND-500-12-134 |  | 90 |  | 0
CSC Stores | CNNTL620 | CONNECTOR, TAP LUG TERMINAL, BRONZE ONE OR TWO CABLES TO FLAT, TYPE TLS, 1/0 SOL-500 MCM ANDERSON P/N TLS-62-L | EA | ANDERSON BURNDY CORP. DOSSERT PENN-UNION SEFCOR | TLS-62-L QGFL34B1T6 QL-50E LSN-050NE UN-4656-T |  | 4375 |  | 0
CSC Stores | CNNTR001 | CONNECTOR, 1/0 SOL-4 SOL, TERMINATOR | EA | THOMAS AND BETTS | CS71 |  | 1143 |  | 0
CSC Stores | CNNTS004 | CONNECTOR KIT, TRANSFORMER SECONDARY, 3-PHASE, CABLE SIZE 750KCM, 8-OUTLETS | EA | ALCON CARR INDUSTRIES ELECTRICAL SPECIALTY PRODUCTS HOMAC POLARIS UTILCO | SEE SPEC (CNNTS004KIT) UTH750-123 SEE SPEC (UTL8-750-K) SEE SPEC (ABT8750CK) SEE SPEC (PTLH750-128KP) SEE SPEC (USG2-750R128KP) |  | 624 |  | 0
CSC Stores | CNNTS006 | CONNECTOR, TRANSFORMER SECONDARY SET SCREW TYPE W/INHIBITOR, 4-HOLE NEMA RANGE: 10-500, 3-PORTS. | EA | ALCON CONNECTOR MANUFACTURING CO. HOMAC POLARIS UTILCO | T4G3-500G-RB L3D4-500I ABT3500DSC PTLH-500-43P USG2-500-C43P |  | 2006 |  | 0
CSC Stores | CNNTS007 | CONNECTOR, TRANSFORMER SECONDARY SET SCREW TYPE WITH INHIBITOR, 3/4" STUD RANGE: 10-500, 6-PORTS | EA | ALCON CONNECTOR MANUFACTURING CO. HOMAC POLARIS UTILCO | BTC6-500G-RB NP6-500I ABP6500C PPT-5006P PTT6-500P |  | 27603 |  | 0
CSC Stores | CNNTS009 | CONNECTOR, CONTAMINATED ENVIRONMENT, TRANSFORMER SECONDARY SET SCREW TYPE WITH INHIBITOR, 1/2" STUD, RANGE: 12-350, 6-PORTS. | EA | HOMAC | RABP6350C |  | 2553 |  | 0
CSC Stores | CNNTS010 | CONNECTOR, TRANSFORMER SECONDARY SET SCREW TYPE W/INHIBITOR, 4-HOLE NEMA RANGE: 750-2, 3-PORTS | EA | CONNECTOR MANUFACTURING CO. | L3D4-750IK-JEA |  | 133 |  | 0
CSC Stores | CNNTY001 | BASE, CABLE TIE ADHESIVE MOUNTING FOR STRAPS 3/16" WIDE MAX THOMAS & BETTS P/N TC5342A ***PACKAGE OF 100 EACH***NO SUBSTITUTE** | EA | THOMAS AND BETTS | TC5342A |  | 2710 |  | 0
CSC Stores | CNNTY104 | TIE, CABLE, NYLON SELF-LOCKING RAP, 5.5" LONG X .140" THOMAS & BETTS P/N TY524M ***PACKAGES OF 100 EACH**NO SUBSTITUTE** | EA | THOMAS AND BETTS | TY524M |  | 10333 |  | 0
CSC Stores | CNNTY108 | TIE, CABLE, NYLON SELF-LOCKING RAP, 7.31" LONG X .184", T&B P/N TY525M ***PACKAGES OF 100 EACH***NO SUBSTITUTE* | EA | BURNDY CORP. THOMAS AND BETTS | TF5D TY525M |  | 20586 |  | 0
CSC Stores | CNNTY111 | TIE, CABLE, NYLON SELF-LOCKING RAP, 8" LONG X .301" THOMAS & BETTS P/N TY5272M ***PACKAGE OF 50 EACH***NO SUBSTITUTE*** | EA | THOMAS AND BETTS | TY5272M |  | 6600 |  | 0
CSC Stores | CNNTY112 | TIE, CABLE, NYLON SELF-LOCKING RAP, 14" LONG X .301" THOMAS & BETTS P/N TY527M ***PACKAGE OF 50 EACH***NO SUBSTITUTE*** | EA | THOMAS AND BETTS | TY527M |  | 15863 |  | 0
CSC Stores | CNNTY150 | TIE, CABLE, NYLON SELF-LOCKING RAP, 11.5" LONG X .140", 100% NON-METALLIC, FOR SF6 GAS BREAKER INTERNAL USE ***PACKAGES OF 50/100 EACH*** | EA | BURNDY CORP. DENNISON PANDUIT CORP. THOMAS AND BETTS | CT40300C 08859 PLT 3I 13-243 |  | 8875 |  | 0
CSC Stores | CNNTY206 | TIE, CABLE, NYLON SELF-LOCKING RAP, 8.19" LONG X .140", WEATHER RESISTANT, BLACK, USED ON CARD TIES FOR TRANSFORMER ***PACKAGE OF 100 EACH***NO SUBSTITUTE** | EA | BURNDY CORP. DENNISON THOMAS AND BETTS | CT40200C0 08386 TY5242MX |  | 28838 |  | 0
CSC Stores | CNNVG002 | CONNECTOR, 8 SOL-4/12 SOL-4, VISE GRIP PARALLEL, BRONZE | EA | CMC/BARFIELD MANUFACTURING HUBBELL MACLEAN POWER SYSTEMS RICHARDS MFG. CO. | VC-4NP GC-5004 BVC-4 VC5 |  | 6328 |  | 0
CSC Stores | CNNVG003 | CONNECTOR, 6-2 SOL/10-2 SOL, VISE GRIP PARALLEL, BRONZE | EA | HUBBELL MACLEAN POWER SYSTEMS RICHARDS MFG. CO. | GC-5002 BVC-2 VC7 |  | 127856 |  | 0
CSC Stores | CNNVG004 | CONNECTOR, 2 SOL-2/0 / TAP 2SOL-2/0 VISE GRIP PARALLEL, BRONZE | EA | CMC/BARFIELD MANUFACTURING HUBBELL MACLEAN POWER SYSTEMS PENN-UNION RICHARDS MFG. CO. | VC-20S GC-5020S BVC-20S FF-2/0 VC10S |  | 15600 |  | 0
CSC Stores | CNNVG006 | CONNECTOR, 1/0-4/0 / 10 SOL-4/0, VISE- GRIP PARALLEL, BRONZE | EA | CMC/BARFIELD MANUFACTURING HOMAC HUBBELL MACLEAN POWER SYSTEMS PENN-UNION RICHARDS MFG. CO. | VC-40 VG-4 GC-5040 BVC-40 FF-4/0 VC12 |  | 9761 |  | 0
CSC Stores | CNNWC300 | CONNECTOR, COMMUNICATION FOR PIGTAIL SPLICING, CONNECTORS IN CARTRIDGES OF 10 EACH, TYPE ULG, WIRE SIZE 19-24 AWG SOL. (1 EACH = 1 CONNECTOR) ***PACKAGE OF 100 EACH***NO SUBSTITUTE** | EA | MMM/3M | UR2 |  | 2583 |  | 0
CSC Stores | COAKT001 | KIT, COAXIAL, 65' LENGTH OF 1/2" COAX CABLE WITH INSTALLED GROUND KIT, FEMALE CONNECTOR, AND 3 FT MALE TO MALE JUMPET ON END, OTHER END FREE. | EA | HD SUPPLY IRBY | KIT-COAKT001 KIT-JEACOAKT001 |  | 139 |  | 0
CSC Stores | CODKT001 | KIT, RISER PLUG, FOR CONDUIT RISERS AND CABLE GUARDS UP TO 6" DIAMETER. | EA | INSITU CORP | IS-SPG-146. |  | 2733 |  | 0
CSC Stores | COVIC002 | COVER, "D" DIE, INSULATING, 2-1/2" | EA | ANDERSON FCI USA INCORPORATED KEARNEY KEARNEY UTILITY STANDARD VIRGINIA PLASTICS CO. | PTC-2 CCD 601-D 601-OD USCCD CC-D-275BK |  | 188175 |  | 0
CSC Stores | COVIC003 | COVER, INSULATING CONNECTOR, SLEEVE #2-250MCM AL/CU | EA | HOMAC | CST-3095 |  | 2158 |  | 0
CSC Stores | COVSP001 | COVER, SPLICE GEL CAP WITH 2 WIRE NUTS, 12-2 CABLE | EA | RAYCHEM | GELCAP-SL-JEA |  | 3870 |  | 0
CSC Stores | COVSP002 | COVER, SPLICE, "FLOOD SEAL" 600-VOLT WATERTIGHT COVER EPDM, RANGE #14 - 2/0 | EA | HOMAC | FSS350 |  | 6554 |  | 0
CSC Stores | COVSP003 | COVER, SPLICE, TO BE INSTALLED OVER FUSEHOLDER FUSHO003 IN POLES AND TRANSFORMERS, "FLOOD SEAL" 600-VOLT WATERTIGHT COVER EPDM, RANGE #14 - 2/0 | EA | HOMAC | FSS20 |  | 1376 |  | 0
CSC Stores | DAPVI001 | DAMPER, VIBRATION, 3#6AW & 7#10AW, (STD. PKG. 15 EA.) | EA | ALCOA FARGO PREFORMED LINE PRODUCTS CO. | 1701-2 607048 DBO5-06 |  | 4518 |  | 0
CSC Stores | DAPVI003 | DAMPER, VIBRATION, 556-MCM ACSR | EA | ALCOA DULMISON FARGO PREFORMED LINE PRODUCTS CO. | 1705-8 DB2-21 60710-12 VSD-3525 |  | 397 |  | 0
CSC Stores | DAPVI004 | DAMPER, VIBRATION, 954-MCM ACSR | EA | ALCOA DULMISON FARGO PREFORMED LINE PRODUCTS CO. | 1706-10 DB2-27 60715-13 VSD-4032 |  | 3520 |  | 0
CSC Stores | DAPVI005 | DAMPER, VIBRATION, 1590-MCM ACSR | EA | ALCOA DULMISON FARGO PREFORMED LINE PRODUCTS CO. | 1708-14 DB4-38 60720-14 VSD-5040 |  | 3387 |  | 0
CSC Stores | DEACB003 | DEADEND ASSEMBLY, 556, COMPRESSION BRANCH, OVAL EYE, ACSR ONLY | EA | ALCOA BURNDY CORP. | B6365-F YTW39RY30/43RE |  | 35 |  | 0
CSC Stores | DEACB005 | DEADEND ASSEMBLY, 954, COMPRESSION BRANCH, OVAL EYE, ACSR ONLY | EA | ALCOA BURNDY CORP. | B6365-T YTW48RY30/48RE |  | 19 |  | 0
CSC Stores | DEACB007 | DEADEND ASSEMBLY, 1590, COMPRESSION BRANCH, OVAL EYE, ACSR ONLY | EA | ALCOA BURNDY CORP. | B 3951-M WITH E 9718.546 YTW56RY30/590RE |  | 103 |  | 0
CSC Stores | DEACB010 | DEADEND ASSEMBLY, 556, SINGLE PAD OVAL-EYE, ACSR ONLY | EA | ALCOA BURNDY CORP. HUBBELL POWER SYSTEMS, INC. | E33124NT YTW39R WITH YTW43RE SEDA2208 |  | 7 |  | 0
CSC Stores | GRIPR001 | GRIP, PREFORMED, 3#6AW, 22", DEADEND | EA | CHANCE DULMISON PREFORMED LINE PRODUCTS CO. SLACAN | 12D5M-AWSBG AWGG0870 AWDE4119 17140 |  | 3232 |  | 0
CSC Stores | GRIRI001 | GRIP, CABLE, RISER, WIRE RANGE 1.125" TO 1.465" | EA | KELLEMS LEWIS | 044-20-1128 SLPGA-1 |  | 26 |  | 0
CSC Stores | GRISA003 | SUSPENSION, ARMOR GRIP, ASSEMBLY, SINGLE COND. SIZE- 954 AAC | EA | DULMISON PREFORMED LINE PRODUCTS CO. SLACAN | HSU2840 AGS-5131 80246 |  | 135 |  | 0
CSC Stores | GRISA005 | SUSPENSION, ARMOR GRIP, ASSEMBLY, SINGLE COND. SIZE- 1590 ACSR | EA | DULMISON PREFORMED LINE PRODUCTS CO. SLACAN | HSU3855 AGS-5145 80255 |  | 396 |  | 0
CSC Stores | GUALI001 | GUARD, LINE, ALUMINUM, 3#6AW SIZE 23" LG, RANGE .347" - 366" | EA | CHANCE DULMISON HELICAL PAYER PREFORMED LINE PRODUCTS CO. SLACAN | ASAMG-023 ALG0880 23ALG-520 ROBIN-23-AL MG-0133 80722 |  | 2633 |  | 0
CSC Stores | GUALI002 | GUARD, LINE, ALUMINUM, 2ACSR SIZE 21" LG, RANGE .309" - 326" | EA | CHANCE DULMISON FLORIDA WIRE AND CABLE HELICAL PAYER PREFORMED LINE PRODUCTS CO. SLACAN | 21AMG-020 ALG0785 FWLG-21-103 21ALG-518 SPARROW-21-AL MG-0131 80718 |  | 1455 |  | 0
CSC Stores | GUALI004 | GUARD, LINE, ALUMINUM, 1/0AAAC SIZE 25" LG, RANGE .390" - .413" | EA | CHANCE DULMISON FLORIDA WIRE AND CABLE HELICAL PAYER PREFORMED LINE PRODUCTS CO. SLACAN | 25AMG-027 ALG0990 FWLG-25-107 25ALG-522 RAVEN-25-AL MG-0135 80726 |  | 205 |  | 0
CSC Stores | GUALI008 | GUARD, LINE, ALUMINUM, 556ACSR SIZE 43" LG., RANGE .889" - .954" | EA | CHANCE DULMISON HELICAL PAYER PREFORMED LINE PRODUCTS CO. SLACAN | 43AMG-057 ALG2285 43ALG-538 DOVE-43-AL MG-0151 80758 |  | 1117 |  | 0
CSC Stores | GUYAT004 | GUY ATTACHMENT, GUY PLATE, GALVANIZED, 7/8" BOLT SIZE, 20,000# | EA | ATLAS COPCO CONTINENTAL ELECTRIC HUGHES BROTHERS UNITED UTILITY PRODUCTS | APP-664 SF-HDG-14.5 B2214.2A UUP-204 |  | 1537 |  | 0
CSC Stores | GUYAT008 | GUY HOOK, COMBINATION, MALLEABLE OR DUCTILE IRON, HOT DIP GALV. 13/16" MOUNTING HOLE, 20,000 LB MIN. ULT. STRENGTH. FOR WOOD OR CONCRETE POLES | EA | ALLIED BOLT, INC. HUBBELL MACLEAN POWER SYSTEMS | 22002 GEP5A34N MGA345-AN |  | 8837 |  | 0
CSC Stores | GUYFI001 | GUY FITTING, SIDEWALK, POLE PLATE GALVANIZED | EA | ALLIED BOLT, INC. CHANCE CONTINENTAL ELECTRIC JOSLYN HI-VOLTAGE CORP. MC GRAW EDISON MIDWEST FABRICATION UTILITIES SERVICE | 1436 0501 SWBG-20-54 J1501 DG1D1 PX 34A 1296 |  | 218 |  | 0
CSC Stores | GUYFI002 | GUY FITTING, SIDEWALK, SINGLE GUY CLAMP, GALVANIZED | EA | ALLIED BOLT, INC. CHANCE CONTINENTAL ELECTRIC JOSLYN HI-VOLTAGE CORP. MC GRAW EDISON MIDWEST FABRICATION UTILITIES SERVICE | 1437 0502 SWG-20-5 J1502 DG3D1 PX 33A 1297 |  | 165 |  | 0
CSC Stores | GUYGR001 | GRIP, GUY, 3/8", 26", GALVANIZED | EA | DULMISON FLORIDA WIRE AND CABLE HELICAL PAYER PREFORMED LINE PRODUCTS CO. SLACAN | SGG-0915C FLB-3600 HG-310-3/8 3/8-35-GN-C GDE-2107 80281 |  | 19458 |  | 0
CSC Stores | GUYGR002 | GRIP, GUY, 7/16", 28-1/2", GALVANIZED | EA | DULMISON FLORIDA WIRE AND CABLE HELICAL PAYER PREFORMED LINE PRODUCTS CO. SLACAN | SGG-1105C FLB-3700 HG-311-7/16 7/16-38-GN-C GDE-2108 80282 |  | 4364 |  | 0
CSC Stores | GUYGR004 | GRIP, GUY, 9/16", 41", GALVANIZED | EA | CHANCE DULMISON FLORIDA WIRE AND CABLE PAYER PREFORMED LINE PRODUCTS CO. SLACAN | 9/16CTLG-C SGG-1435C FLB-3900 9/16-55-GN-C BG-2116 80182 |  | 277 |  | 0
CSC Stores | GUYGR005 | GRIP, GUY, 3/4", GALVANIZED | EA | DULMISON PREFORMED LINE PRODUCTS CO. | SGG-1905C BG-2112 |  | 241 |  | 0
CSC Stores | GUYST005 | STRAND, GUY, 3/8" DIA, 7 PER STRAND, GALVANIZED STEEL, CLASS "B" GALV. OR BEZINOL IS ACCEPTABLE (500' COIL) | FT | BEKAERT CORPORATION BEKAERT CORPORATION FLORIDA WIRE AND CABLE GUARDIAN CABLE SYSTEMS NATIONAL STRAND VANGUARD STEEL LTD WRCA | 118574 CLASS B AST3087EX58C00500 CLASS B ONLY 38EHS95ZN5AL500 CLASS B ONLY 35015024-0500 3/8-0120-EB |  | 232000 |  | 0
CSC Stores | GUYST006 | STRAND, GUY, 7/16" DIA, 7 PER STRAND, GALVANIZED STEEL, CLASS "B" GALVNIZED OR BEZINAL, (500' COIL) | FT | BEKAERT CORPORATION FLORIDA WIRE AND CABLE GUARDIAN CABLE SYSTEMS NATIONAL STRAND VANGUARD STEEL LTD | AST7167EX58C00500 NONE 716EHS95ZN5AL500 NONE 35015028-0500 |  | 73000 |  | 0
CSC Stores | GUYST007 | STRAND, GUY, 9/16" DIA, 7 PER STRAND, GALVANIZED STEEL, 1000FT REEL, CLASS C. CODE 378 OR BEZINOL COATING (1000' REEL) | FT | BEKAERT CORPORATION BEKAERT CORPORATION FLORIDA WIRE AND CABLE GUARDIAN CABLE SYSTEMS NATIONAL STRAND | AST9167EX58R01000 AST916A NONE 916EHS95ZN5AL1000 NONE |  | 17000 |  | 0
CSC Stores | GUYST008 | STRAND, GUY, 3/4" DIA, 19 PER STRAND, GALVANIZED STEEL, CLASS "C" GALV. GRADE SHALL BE EXTRA HIGH STRENGTH (1000'/REEL) | FT | BEKAERT CORPORATION FLORIDA WIRE AND CABLE NATIONAL STRAND | AST304AEX59R01000 NONE NONE |  | 13000 |  | 0
CSC Stores | HOKCA003 | HOOK, CABLE, DOUBLE TYPE, GALVANIZED HOT DIPPED, TWO (2) INCH WIRE, LOCK TYPE | EA | ATLAS POWER PRODUCTS HUBBELL POWER SYSTEMS, INC. INWESCO INC. MACLEAN POWER SYSTEMS | APP-2143 DU1S2 11B27 APP-2143 |  | 6960 |  | 0
CSC Stores | HOKCA004 | HOOK, CABLE, TRIPLE TYPE, GALVANIZED | EA | ATLAS POWER PRODUCTS HUBBELL POWER SYSTEMS, INC. INWESCO INC. | APP-2144 DU1S3 11C27 |  | 1105 |  | 0
CSC Stores | HOKCA005 | HOOK, CABLE, QUADRUPLE TYPE, GALVANIZED P.O. # | EA | ATLAS POWER PRODUCTS HUBBELL POWER SYSTEMS, INC. | APP-2145 DU1S4 |  | 348 |  | 0
CSC Stores | LUBGR212 | GREASE, OXIDE-INHIBITING ELECTRICAL JOINT COMPOUND, PENETROX "A", 8 OZ. SQUEEZE BOTTLE | EA | BURNDY CORP. | P8A |  | 131 |  | 0
CSC and NGS Stores | LUBLU003 | LUBRICANT, SILICONE SPRAY, 16 OZ. AEROSOL CAN, 10 OZ NET WT. | EA | LAWSON PRODUCTS | 19902 |  | 145 |  | 0
CSC Stores | LUGAR001 | LUG, AERIAL FOR USE WITH 1"-14 THREADED STUD TERMINAL CONNECTOR, AERIAL WIRE RANGE #2 SOLID - 1000KCM | EA | ANDERSON BURNDY CORP. DOSSERT HOMAC TRAVIS FOUNDRY - PDU | DS-10100-14 NDR6544T14 SCX100-100-T14 5M863-5 14-235-WRX |  | 96 |  | 0
CSC Stores | LUGGR001 | LUG, 4 SOLID WIRE SIZE, 3/4" BOLT SIZE, TIN PLATED COPPER COMPRESSION | EA | FRANKEL PENN-UNION | CBL-4-N1R BLTU-4-S1 |  | 1981 |  | 0
CSC Stores | LUGGR002 | LUG, 4 SOLID WIRE SIZE, 7/8" BOLT SIZE, TIM PLATED COPPER COMPRESSION | EA | FRANKEL HOMAC PENN-UNION | CBL-4-N2R CBL-4-N2R BLTU-4-S2 |  | 2517 |  | 0
CSC Stores | LUGGR003 | LUG, 4 SOLID WIRE SIZE, 1" BOLT SIZE, TIN PLATED COPPER COMPRESSION | EA | FRANKEL PENN-UNION | CBL-4-N3R BLTU-4-S3 |  | 143 |  | 0
CSC Stores | MAREL002 | MARKER, ELECTRONIC THREE FOOT RANGE, RED PASSIVE-TUNED COIL ANTENNA ENCASED IN A WATERPROOF DURABLE POLYETHYLENE SHELL | EA | INDUSTRIAL TECHNOLOGY MMM/3M OMNI CORP. | IDTE610M160CS 1402-XR IDTE 610M160CS |  | 11534 |  | 0
CSC Stores | MOLAS002 | MOLIMITER ASSEMBLY 500 MCM | EA | BURNDY HYDENT MAC ELECTRICAL CONNECTORS | YFM34CR LATPN 500S |  | 78 |  | 0
CSC Stores | MOLCO001 | MOLE CONNECTOR, 8 OUTLET 2500 AMPERE CAPACITY | EA | BURNDY CORP. DOSSERT MAC ELECTRICAL CONNECTORS | ZM8-25 MC-250-8 ME258-8 |  | 23 |  | 0
CSC Stores | MOLCO007 | MOLE COMPRESSION CONE, 500-MCM | EA | BURNDY CORP. DOSSERT MAC ELECTRICAL CONNECTORS | Z3434 C50-50 UC500-500 |  | 332 |  | 0
CSC Stores | MOLPL001 | PLUG, MOLE CONNECTOR OUTLET SIZE A | EA | BURNDY CORP. | Z29P |  | 143 |  | 0
CSC Stores | PLGSO001 | PLUG, STANDOFF 25KV 125 BIL | EA | CHARDON ELECTRICAL COMPONENTS COOPER POWER ELASTIMOLD HUBBELL | 9U07BCF100 ISB225 272SOP 9U07BCF100 |  | 873 |  | 0
CSC Stores | RECPA004 | RECEPTACLE, PADMOUNTED APPARATUS FEED THROUGH, LOADBREAK, 25KV:B.I.L. = 125KV 200-AMPS | EA | BLACKBURN CHARDON ELECTRICAL COMPONENTS COOPER POWER COOPER POWER SYSTEMS ELASTIMOLD | JFT2C10 9U07BCF200 2637167C01M LPF225H 274FT2-AB |  | 626 |  | 0
CSC Stores | RECSP001 | RECLOSER, SINGLE-PHASE,150KV B.I.L. 70-A, 29.7 INCH CREEP BUSHINGS, VISIBLE CURRENT RATING, 1A/3B, WITH ORANGE NON-RECLOSE HANDLE | EA | COOPER POWER SYSTEMS | KEV470B13 |  | 45 |  | 0
CSC Stores | RECSP002 | RECLOSER, SINGLE-PHASE,150KV B.I.L. 200-A, 29.7 INCH CREEP BUSHINGS, VISIBLE CURRENT RATING, 1A/3B, WITH ORANGE NON-RECLOSE HANDLE | EA | COOPER POWER SYSTEMS | KEV4200B13 |  | 110 |  | 0
CSC Stores | SLEAJ005 | SLEEVE, 954 ACSR 54/7, ALUMINUM JUMPER, COMPRESSION SPLICE, NON-TENSION ONLY | EA | ANDERSON BURNDY CORP. | 40126 YNS49R |  | 44 |  | 0
CSC Stores | SLEAJ007 | SLEEVE, 1590 ACSR 54/19, ALUMINUM JUMPER, COMPRESSION SPLICE, NON-TENSION ONLY | EA | ANDERSON BURNDY CORP. BURNDY CORP. | OAJS-1800 YNS56R YNSR56RT |  | 26 |  | 0
CSC Stores | SLEAL002 | SLEEVE, ORANGE TO ORANGE NEUTRAL 4-4 ALUMINUM TRIPLEX NEUTRAL SPLICING | EA | ANDERSON BURNDY CORP. HOMAC ITT BLACKBURN KEARNEY PENN-UNION UTILITY STANDARD | VANS4-4 YSS4R SNG44 TR63 30009 PNK-22 USYSS4R |  | 484 |  | 0
CSC Stores | SLEAL003 | SLEEVE, RED TO RED NEUTRAL 2-2 ALUMINUM TRIPLEX NEUTRAL SPLICING | EA | ANDERSON BURNDY CORP. HOMAC ITT BLACKBURN KEARNEY PENN-UNION UTILITY STANDARD | VANS1-1 YSS2R SNG22 TR64 30010 PNK-11 USYSS2R |  | 1303 |  | 0
CSC Stores | SLECJ001 | SLEEVE, 4/0 COPPER JUMPER, COMPRESSION, NON-TENSION ONLY | EA | ANDERSON BURNDY CORP. DOSSERT HOMAC ITT BLACKBURN KEARNEY PENN-UNION RICHARDS MFG. CO. | VHS-4/0 YCS-21 LCS-21 C-4/0 CU40 HR4/0-7CJ BBCU4/0 CC12 |  | 2011 |  | 0
CSC Stores | SLEFT004 | SLEEVE, 2/0, FULL-TENSION ALUMINUM COMPRESSION TYPE | EA | BURNDY CORP. | YCS26R |  | 241 |  | 0
CSC Stores | SLEFT006 | SLEEVE, 4/0 7-STR AAAC, FULL-TENSION ALUMINUM, COMPRESSION TYPE | EA | ANDERSON BURNDY CORP. FRANKEL HOMAC ITT BLACKBURN KEARNEY PENN-UNION | FTR-4/0 YDS28RL FTT-4/0E 16101 RC40 H4/0-61AS KFAS-4/0-61 |  | 152 |  | 0
CSC Stores | SLEFT010 | SLEEVE, 556.5 ACSR 24/7, FULL-TENSION ALUMINUM, COMPRESSION TYPE TO INCLUDE THE SLEEVE AND INSERT | EA | BURNDY CORP. FARGO | YTS39R43RS TJA-2208 |  | 86 |  | 0
CSC Stores | SLEFT012 | SLEEVE, 954.0 AAC 61, FULL-TENSION ALUMINUM, COMPRESSION TYPE | EA | BURNDY CORP. HOMAC | YTS431A 2190 |  | 11 |  | 0
CSC Stores | SLERE001 | SLEEVE, 336 AAC 19-STR., REPAIR | EA | ALCOA BURNDY CORP. | 5276 YNU32R |  | 13 |  | 0
CSC Stores | SLERE002 | SLEEVE, 477 26/7 STR. - 636 26/7 STR., REPAIR | EA | ALCOA BURNDY CORP. | 5224.3 YNU39R |  | 49 |  | 0
CSC Stores | SLERE003 | SLEEVE, 954 AAC 61-STR., REPAIR | EA | ALCOA BURNDY CORP. HOMAC | 5230.3 YNU451R 28816 |  | 6 |  | 0
CSC Stores | SLERE004 | SLEEVE, 954 ACSR 54/7-STR., REPAIR | EA | ALCOA BURNDY CORP. HOMAC | 5234.3 YNU49R 28818 |  | 18 |  | 0
CSC Stores | SLERE005 | SLEEVE, 1590 ACSR 54/19-STR., REPAIR | EA | ALCOA BURNDY CORP. HOMAC | 5240.3 YNU56R 28822 |  | 3 |  | 0
CSC Stores | SLESE002 | SLEEVE, ORANGE TO ORANGE SERVICE 6-6, SERVICE ENTRANCE, COMPRESSION TYPE A =.213"-.258', B =.213"-.258" | EA | ANDERSON ANDERSON BURNDY CORP. HOMAC ITT BLACKBURN KEARNEY PENN-UNION | ACS-4-4 VAUS4-4 YSU2W2W UIB-44 CS68 20691 PSK-22 |  | 1041 |  | 0
CSC Stores | SLESE003 | SLEEVE, RED TO BLUE SERVICE 2-6, SERVICE ENTRANCE, COMPRESSION TYPE A =.268"-.328", B =.179"-.204" | EA | ANDERSON ANDERSON BURNDY CORP. HOMAC ITT BLACKBURN KEARNEY PENN-UNION | ACS-2-6 VAUS1-6 YSU2R4W UIB-26 CS71 20690 PSK-14 |  | 687 |  | 0
CSC Stores | SLESE005 | SLEEVE, RED TO RED SERVICE 2-2, SERVICE ENTRANCE, COMPRESSION TYPE A =.268"-.328", B =.268"-.328" | EA | ANDERSON BURNDY CORP. HOMAC ITT BLACKBURN KEARNEY PENN-UNION | VAUS1-1 YSU2R2R UIB-22 CS73 20688 PSK-11 |  | 6111 |  | 0
CSC Stores | SLESE006 | SLEEVE, RED TO YELLOW SERVICE 2-1/0, SERVICE ENTRANCE, COMPRESSION TYPE A =.362"-.398", B =.268"-.328" | EA | ANDERSON ANDERSON BURNDY CORP. HOMAC ITT BLACKBURN KEARNEY PENN-UNION | ACS-1/0-2 VAUS1/0-2 YSU25R2R UIB-102 CS77 26484 PSK-01 |  | 429 |  | 0
CSC Stores | SLESE007 | SLEEVE, YELLOW TO YELLOW SERVICE 1/0-1/0 SERVICE ENTRANCE, COMPRESSION TYPE A =.362"-.398", B =.362"-.398" | EA | ANDERSON ANDERSON BURNDY CORP. HOMAC ITT BLACKBURN KEARNEY PENN-UNION | ACS-1/0-1/0 VAUS1/0-1/0 YSU25R25R UIB-1010 CS78 30198 PSK-00 |  | 12672 |  | 0
CSC Stores | SLESW004 | SLEEVE, 3#6-AW SHIELD WIRE, FULL-TENSION | EA | BURNDY CORP. | YDS7M9T |  | 468 |  | 0
CSC Stores | SPLAC001 | SPLICE, AUTOMATIC COPPER, #6 SOL, 8 STR | EA | FARGO RELIABLE ELECTRIC CO. | GL111 61 |  | 2182 |  | 0
CSC Stores | SPLAC002 | SPLICE, AUTOMATIC COPPER, #4 SOL, 6 STR, CW- 8A | EA | COPPERWELD FARGO RELIABLE ELECTRIC CO. | 8A GL112 41 |  | 2169 |  | 0
CSC Stores | SPLAC003 | SPLICE, AUTOMATIC COPPER, #3 SOL, 4 STR, CW- 6A | EA | COPPERWELD FARGO RELIABLE ELECTRIC CO. | 6A GL113 47 |  | 1019 |  | 0
CSC Stores | SPLAC004 | SPLICE, AUTOMATIC COPPER, #2 SOL, 3 STR, CW- 5A, | EA | COPPERWELD FARGO RELIABLE ELECTRIC CO. | 5A GL114 21 |  | 1454 |  | 0
CSC Stores | SPLAC005 | SPLICE, AUTOMATIC COPPER, #1 SOL, 2 STR, CW- 4A, | EA | COPPERWELD FARGO RELIABLE ELECTRIC CO. | 4A GL115 27 |  | 770 |  | 0
CSC Stores | SPLAC006 | SPLICE, AUTOMATIC COPPER, 1/0SOL, 1 STR, CW- 3A, | EA | COPPERWELD FARGO RELIABLE ELECTRIC CO. | 3A GL116 101 |  | 570 |  | 0
CSC Stores | SPLAC007 | SPLICE, AUTOMATIC COPPER, 2/0-SOL. 1/0-STR. CW- 2A | EA | COPPERWELD FARGO RELIABLE ELECTRIC CO. | 2A GL117 107 |  | 698 |  | 0
CSC Stores | SPLAC008 | SPLICE, AUTOMATIC COPPER, 3/0-SOL. 2/0-STR. | EA | FARGO RELIABLE ELECTRIC CO. | GL118 207 |  | 326 |  | 0
CSC Stores | SPLAC009 | SPLICE, AUTOMATIC COPPER, 4/0-SOL. 3/0-STR. | EA | FARGO RELIABLE ELECTRIC CO. | GL119 307 |  | 329 |  | 0
CSC Stores | SPLAC010 | SPLICE, AUTOMATIC COPPER, 4/0 STR, | EA | FARGO RELIABLE ELECTRIC CO. | GL120 407 |  | 734 |  | 0
CSC Stores | SPLAC011 | SPLICE, AUTOMATIC COPPER, 500 STR, | EA | FARGO | GL130 |  | 251 |  | 0
CSC Stores | SPLAU001 | SPLICE, AUTOMATIC, 3/8" 7STR GALVANIZED GUY STRAND, FULL-TENSION | EA | HUBBELL POWER SYSTEMS, INC. RELIABLE ELECTRIC CO. | GLS50002 5002 |  | 620 |  | 0
CSC Stores | SPLAU002 | SPLICE, AUTOMATIC, 3#6 AW & 3/8" GUY STRAND FULL-TENSION | EA | HUBBELL POWER SYSTEMS, INC. RELIABLE ELECTRIC CO. | GLS5042 5042 |  | 2523 |  | 0
CSC Stores | SPLAU003 | SPLICE, AUTOMATIC, 7/16" GUY STRAND, FULL-TENSION | EA | HUBBELL POWER SYSTEMS, INC. RELIABLE ELECTRIC CO. | GLS5043 5043 |  | 537 |  | 0
CSC Stores | SPLAU004 | SPLICE, AUTOMATIC, AAAC, #4 - #2, FULL-TENSION | EA | HUBBELL POWER SYSTEMS, INC. | GL4042AKR |  | 23963 |  | 0
CSC Stores | SPLAU005 | SPLICE, AUTOMATIC, AAAC, 1/0 - 2/0, FULL-TENSION | EA | HUBBELL POWER SYSTEMS, INC. | GL4076AKR |  | 2961 |  | 0
CSC Stores | SPLAU006 | SPLICE, AUTOMATIC, AAAC, 2/0 - 3/0, FULL-TENSION | EA | FARGO | GL-1195A |  | 347 |  | 0
CSC Stores | SPLAU007 | SPLICE, AUTOMATIC, AAAC, 3/0 - 4/0, FULL-TENSION | EA | BLACKBURN HUBBELL POWER SYSTEMS, INC. MACLEAN POWER SYSTEMS | ATS3040 GL4098 7656AP |  | 1754 |  | 0
CSC Stores | SPLAU009 | SPLICE, AUTOMATIC, 336 AAC, FULL-TENSION | EA | FARGO MACLEAN POWER SYSTEMS | GL-410 7658AP |  | 1095 |  | 0
CSC Stores | SPLAU010 | SPLICE, AUTOMATIC, 636 AAC, FULL-TENSION | EA | HUBBELL POWER SYSTEMS, INC. | GL1333AKR |  | 1820 |  | 0
CSC Stores | SPLAU016 | SPLICE, AUTOMATIC REDUCER, #4 SOLID COPPER TO #6 SOLID COPPER | EA | FARGO RELIABLE ELECTRIC CO. | GL-150 4161 |  | 168 |  | 0
CSC Stores | SPLIN001 | SPLICE, IN-LINE, 15-KV, FOR 400 - 750 MCM CU PRIMARY CABLE, 1/C FLAT STRAP SHIELD POWER CABLE INCLUDES CONNECTOR | EA | 3M PRYSIMIAN CABLES & SYSTEMS | QS4-15SP-JEA 15SIPJCe-C-350-750ALSB |  | 1502 |  | 0
CSC Stores | SPLKT006 | SPLICING AND REPAIR KIT, SUBMERSIBLE, SECONDARY VOLTAGE, #6AWG-350KCM W/EPDM | EA | HOMAC PLP UTILCO | USK350 HT8-500/350K SSK-350 |  | 10845 |  | 0
CSC Stores | SPLKT007 | SPLICING AND REPAIR KIT, SUBMERSIBLE, SECONDARY VOLTAGE, 2/0-500MCM W/EPDM (MAINTENANCE ONLY) | EA | HOMAC | USK500 |  | 946 |  | 0
CSC Stores | SPLSH004 | SPLICE, 750 - 1000 MCM, STRAIGHT SHRINKABLE, 25-KV - WITH "AL/CU" SHEAR-BOLT CONNECTOR. | EA | 3M 3M PRYSMIAN CABLE & SYSTEMS | 5458A-QCI-500-1000 QS-III QS4-25kV-QCI-500-1000-JEA 25SIJCE-GB460-500-1000-JEA |  | 1509 |  | 0
CSC Stores | SPLST003 | SPLICE, 750-750 AL-5KV, STRAIGHT, SHIELDED AND SUBMERSIBLE, 5-KV CLASS | EA | PRYSIMIAN CABLES & SYSTEMS | 25SIJCe-750AL-G624 |  | 23 |  | 0
CSC Stores | SPLST007 | SPLICE, 1/0-1/0 AL-28, STRAIGHT SHIELDED AND SUBMERSIBLE, 25-KV CLASS | EA | BLACKBURN ELASTIMOLD | S5CGHXKL365 25PCJ1J1240 |  | 6448 |  | 0
CSC Stores | SPLTR003 | SPLICE, TRANSITION, 15 KV, FOR 1/0-400 MCM TRANSITION SPLICE OF JACKETED 3/C COMPACT SECTOR 1/0 P.I.L.C. TO SINGLE CONDUCTOR CLASS B STRAND 1/0 TRXLPE (REQUIRES 3M QCI 1/0-350 CONTINUOUS SHEAR BOLT CONNECTOR) | EA | RAYCHEM | HVS-T-1581E-S W/CONNECTOR |  | 68 |  | 0
CSC Stores | SPLTR004 | SPLICE, TRANSITION, 15 KV, FOR TRANSITION SPLICE OF JACKETED 3/C COMPACT SECTOR 400 P.I.L.C. TO SINGLE CONDUCTOR CLASS B STRAND 400 TRXLPE | EA | INERTIA-REPL RAYCHEM | JT1572CA400 KIT HVS-T-1582E-S-CONN |  | 10 |  | 0
CSC Stores | SPLTR005 | SPLICE, TRANSITION, 15 KV, FOR 400-750 OR 750-750 MCM TRANSITION SPLICE OF JACKETED 3/C COMPACT SECTOR 400 OR 750 P.I.L.C. TO SINGLE CONDUCTOR CLASS B STRAND 750 TRXLPE (REQUIRES [3] 3M # QCI 350-750 CONTINUOUS SHEAR BOLT CONNECTORS) | EA | RAYCHEM | HVS-T-1583E-S W/[3] 3M QCI-350 |  | 15 |  | 0
CSC Stores | SPLTR006 | SPLICE, TRANSITION, 15 KV, FOR TRANSITION SPLICE OF JACKETED 3/C COMPACT SECTOR 400 CU. P.I.L.C. TO SINGLE CONDUCTOR 1/C 1000 AL TRXLPE "INCLUDE [3] 3M QCI 500-1000 CONNECTORS" | EA | INERTIA-REPL TYCO/RAYCHEM | JTR1574 HVSR-T-1584 |  | 11 |  | 0
CSC Stores | SPLWY003 | SPLICE, WYE, 600-AMP, 3-WAY INSULATED BUSS BAR WITH TEST POINT 15-KV 750-750-1/0 | EA | ELASTIMOLD | K656CY-H0240-L0360-L0360 |  | 23 |  | 0
CSC Stores | SPLWY008 | SPLICE, WYE, 600 AMP 3-WAY INSULATED BUSSBAR WITH TEST POINT 1/0-1/0-1/0 CABLES. | EA | ELASTIMOLD | K656CY-HO240 |  | 8 |  | 0
CSC Stores | SPLWY009 | SPLICE, WYE, 600 AMP 3-WAY INSULATED BUSS BAR WITH TEST POINT 15KV (750-750-750). | EA | THOMAS & BETTS | K656CY-L0380 |  | 5 |  | 0
CSC Stores | STICO001 | STIRRUP, COMPRESSION, 2-1/0, ALUMINUM BODIES, COPPER BAIL, BAIL SIZE- 2-SOL | EA | ITT BLACKBURN PENN-UNION | SC021 KKB0-1/0-2 |  | 19904 |  | 0
CSC Stores | STIWE001 | STIRRUP, WEDGE, SIZE- 336, MIN. BAIL SIZE- 2/0 SOL | EA | AMP HOMAC UTILITY COMPONENTS INC. | 81345-1 A-4035-S20-SH A-4035-S20-SH |  | 1369 |  | 0
CSC Stores | STIWE002 | STIRRUP, WEDGE, SIZE- 636, MIN. BAIL SIZE- 2/0 SOL | EA | AMP CPI HOMAC UTILITY COMPONENTS INC. | 81345-4 636556 A-5045-S20-SH A-5045-S20-SH |  | 7004 |  | 0
CSC Stores | TEECO003 | TEE, COMPRESSION CONNECTOR - OPEN RUN TYPE 556-MCM RUN, 556-MCM TAP, ACSR. | EA | ALCOA | TTOC10 |  | 240 |  | 0
CSC Stores | TEEDE002 | TEE, MALLEABLE IRON, FOR WOOD POLE APPLICATION DEADEND AND GUYING,HOT-DIP GALVANIZED, 6" HOLE SPACING, STRENGTH AT 45-DEGREES 36000# | EA | BARRON BETHEA CONTINENTAL ELECTRIC FLAGG (MIF) PLP PREFORMED LINE PRODUCTS CO. | GEP-78 EPR-77-7 PX37B EP6-77 EP6-77 |  | 748 |  | 0
CSC Stores | TEEDE003 | TEE, DUCTILE IRON, CONCRETE POLE APPLICATION DEADEND AND GUYING, HOT-DIP GALVANIZED, 6" HOLE SPACING STRENGTH AT 45-DEGREES 60000# | EA | CONTINENTAL ELECTRIC | EPF-88-8 |  | 550 |  | 0
CSC Stores | THEHS002 | THERMOFIT, HEAT SHRINK PRODUCTS, END CAP 3" LENGTH, 1.2" X 0.7" | EA | 3M IKEBANA INERTIA-REPL RAYCHEM | SKE 15/40 IXL120 EC3A ESC-3 (A OR S) |  | 2164 |  | 0
CSC Stores | THEHS003 | THERMOFIT, HEAT SHRINK PRODUCTS, END CAP 3-3/4" LENGTH, 2.0" X 1.0" | EA | IKEBANA INERTIA-REPL INERTIA-REPL MMM/3M RAYCHEM | IXL130 EC4A NTRS02135 SKE 25/63 ESC-4 (A OR S) |  | 1980 |  | 0
CSC Stores | THEHS004 | THERMOFIT, HEAT SHRINK PRODUCTS, END CAP 5-1/2" LENGTH, 3.6" X 1.75" | EA | IKEBANA INERTIA-REPL MMM/3M RAYCHEM | IXL145 EC6A SKE 45/100 ESC-6 (A OR S) |  | 2209 |  | 0
CSC Stores | THEHS005 | THERMOFIT, HEAT SHRINK PRODUCTS, TUBING 12" LENGTH, 1.1" X 0.35" | EA | CANUSA-EMI INERTIA-REPL MMM/3M RAYCHEM | CFW 1100-12-D HWT3008-12A ITCSN-1100-12 WCSM 33/8-300-S |  | 487 |  | 0
CSC Stores | THEHS006 | THERMOFIT, HEAT SHRINK PRODUCTS, TUBING 9" LENGTH, 2.0" X 0.65" SEALANT COATED | EA | CANUSA INERTIA-REPL MMM/3M RAYCHEM | CFW2000-12D HWT5518-12A ITCSN-2000-12 WCSM 51/16-300-S |  | 38 |  | 0
CSC Stores | THEHS008 | THERMOFIT, HEAT SHRINK PRODUCTS, TUBING 15.75" LENGTH, 2.68" X 0.87" SEALANT COATED. | EA | CANUSA-EMI INERTIA-REPL RAYCHEM RAYCHEM | CFW 2700-15.75-D HWT6521-16A WCSM-70/20-400-S WCSM-70/21-400-S |  | 5784 |  | 0
CSC Stores | THEHS012 | THERMOFIT, HEAT SHRINK PRODUCTS, WRAP 36" LENGTH, 2.7" X .95" | EA | CANUSA INERTIA-REPL MMM/3M RAYCHEM | CRDW-2 WRS2-36 80/25-1200 CRSM84/20-870 |  | 10 |  | 0
CSC Stores | TIECA001 | TIE, CABLE, HEAVY DUTY WEATHER RESISTANT LENGTH 28"-33", BUNDLE DIAMETER 8"-10" | EA | DENNISON PANDUIT CORP. | 10050 PLT8H-LO |  | 24280 |  | 0
CSC Stores | TIEPR001 | TIE, PREFORMED LINE, #2 AAAC, 23" MIN. LENGTH, "F" NECK, SIDE TIE .316"-.357" COND. RANGE | EA | DULMISON PREFORMED LINE PRODUCTS | STF 0805T STF-1154-P |  | 8128 |  | 0
CSC Stores | TIEPR002 | TIE, PREFORMED LINE, 1/0 AAAC, 23" MIN. LENGTH, "F" NECK, SIDE TIE .358"-.405" COND. RANGE, (STD PKG 75 EACH) | EA | DULMISON PREFORMED LINE PRODUCTS | STF 0910T STF-1155-P |  | 717 |  | 0
CSC Stores | TIEPR004 | TIE, PREFORMED LINE, 336 AAC, 23" MIN. LENGTH, "F" NECK, SIDE TIE .589"-.667" COND. RANGE ** STANDARD PACK IS 100 EACH ** | EA | DULMISON PREFORMED LINE PRODUCTS | STF 1495T STF-1159-P |  | 454 |  | 0
CSC Stores | TIEPR005 | TIE, PREFORMED LINE, 636 AAC, 28" MIN. LENGTH, "F" NECK, SIDE TIE .856"-.968" COND. RANGE, **INS ITEM** | EA | DULMISON PREFORMED LINE PRODUCTS | STF 2175T STF-1162-P |  | 12786 |  | 0
CSC Stores | TIEPR006 | TIE, PREFORMED LINE, #2 AAAC, 22" MIN. LENGTH, "F" NECK, TOP TIE .315"-.327" COND. RANGE | EA | DULMISON PREFORMED LINE PRODUCTS CO. SLACAN | DTF 0805T UTF-1204 80038 |  | 552 |  | 0
CSC Stores | TIEPR009 | TIE, PREFORMED LINE, 336 AAC, 29" MIN. LENGTH, "F" NECK, TOP TIE .665"-.705" COND. RANGE | EA | CHANCE DULMISON PREFORMED LINE PRODUCTS SLACAN | 130-AWTT-F DTF 1695T UTF-1210 80053 |  | 169 |  | 0
CSC Stores | TIEPR010 | TIE, PREFORMED LINE, 636 AAC, 22" MIN. LENGTH, "F" NECK, TOP TIE .901"-.958" COND. RANGE | EA | DULMISON PREFORMED LINE PRODUCTS | DTF 2175T UTF-1212 |  | 936 |  | 0
CSC Stores | TRMCA015 | TERMINATOR, CABLE, 35-KV, 1/0-AWG FOR OVERHEAD RISER POLE INSULATIONS, WITH MOUNTING BRACKET AND 1/0 SPIKE CONNECTOR (1/0 STEM) | EA | CHARDON ELECTRICAL COMPONENTS ELASTIMOLD MMM/3M TYCO/RAYCHEM | 9U08GFC130 35MTG-GH10-10-4-CS420 5646-1/0SP-MBAF-JEA TFT-352E-1/0-CS820 |  | 1923 |  | 0
CSC Stores | TRMCA016 | TERMINATOR, CABLE, 35-KV, 350-KCM FOR OVERHEAD RISER POLE INSULATIONS, WITH MOUNTING BRACKET, SPIKE CONNECTOR, AND AERIAL LUG. | EA | ELASTIMOLD MMM/3M | R2T35M4N0300-B3 5647-S-L-MBAF |  | 28 |  | 0
CSC Stores | TRMCA017 | TERMINATOR, CABLE, 35-KV, 1000-KCM FOR OVERHEAD RISER POLE INSULATIONS, WITH MOUNTING BRACKET, SPIKE CONNECTOR, AND AERIAL LUG. | EA | MMM/3M MMM/3M TYCO/RAYCHEM | 5648-S-L-MBAF 7656-S-4-TI-MBAF-JEA TFT-354-E-JEA-CS820 |  | 513 |  | 0
CSC Stores | TRMCA018 | TERMINATOR, CABLE, 35-KV, 1/0-AWG FOR PADMOUNT EQUIPMENT INSTALLATIONS WITH NEMA 2-HOLE CRIMP ON CONNECTOR | EA | CHARDON ELECTRICAL COMPONENTS ELASTIMOLD MMM/3M TYCO/RAYCHEM | 9U08GFG1203 35MTG-GH10-8-3 5646-40132 TFT-352E-1/0-2 |  | 696 |  | 0
CSC Stores | TRMCA019 | TERMINATOR, CABLE, 35-KV, 350-KCM FOR PADMOUNT EQUIPMENT INSTALLATIONS WITH NEMA 2-HOLE CRIMP ON CONNECTOR | EA | CHARDON ELECTRICAL COMPONENTS ELASTIMOLD MMM/3M TYCO/RAYCHEM | 9U08KPG1203 35MTG-JA350-8-3 5647-40156 TFT-353E-350-2 |  | 28 |  | 0
CSC Stores | TRMCA020 | TERMINATOR, CABLE, 35-KV, 1000-KCM FOR PADMOUNT EQUIPMENT INSTALLATIONS WITH NEMA 2-HOLE CRIMP ON CONNECTOR | EA | MMM/3M TYCO/RAYCHEM | 5648-SAL1000N TFT-354E-1000-JEA |  | 757 |  | 0
CSC Stores | TRMCA021 | TERMINATOR 15-KV, FOR 750 COPPER PRIMARY CABLE, 1/C FLAT STRAP SHIELD POWER CABLE; WITH NEMA 2 HOLE LUG AND GROUNDING KIT | EA | MMM/3M RAYCHEM | 7655-S-HSG-4-40172 HVT-153-SLC-JEA |  | 219 |  | 0
TOTAL BID - TRANSFER TO APPENDIX A BID FORM PAGE 1 | [8 empty] | 0

## #5 - Rubber Goods
036-18 Appendix A Bid Workbook for Pole Line Hardware for JEA Inventory Stock
Vendor Name:
Instructions: Insert the requested information in the green highlighted sections. Only the approved manufacturers and part numbers specified in columns E and F will be accepted at the time bids are due. If there is no information provided for the manufacturers and part numbers, the item is to be quoted by description. The lead time listed in Column K must be the number of calendar days after receipt of order that JEA will receive the material, not the number of days to ship. This should be a specific number of days, do not quote a range. If there are any comments needed, list them in Column M. Any blanks left on the workbook will be considered to be a "no bid."
Warehouse Location | JEA Item Id | Item Description | UOM Code | Approved Manufacturers | Approved MFG Part Number | Quoted MPNs | Estimated 5 Year Usage | Unit Price | Bid Price | Lead Time: In Calendar Days After Receipt of Order | Standard Order Quantities (if applicable) | Comments
CSC Stores | CAPCE001 | CAP, CABLE END, 1.38" I.D., 10" LENGTH, (STD PKG = 10 EACH) | EA | SALISBURY | 117 |  | 70 |  | 0
CSC Stores | CAPCE004 | CAP, CABLE END, 2 1/4" DIA, 12" LENGTH, SELF SECURING, CABLE SIZE 350 TO 750 MCM, 20 KV RATING, PREVENTS MOSITURE & CONTAMINATION FROM ENTERING CABLE END | EA | SALISBURY | 177 |  | 13 |  | 0
CSC Stores | SAFGL053 | GLOVE, RUBBER, CURVED HAND, FOR HIGH VOLTAGE (30000 V), BLACK, C/3, TYPE 1, 16" OVERALL LENGTH, SIZE 9, *** 1 EACH = 1 PAIR *** (ELECTRICAL TEST DATE MUST PRINTED ON GLOVE). | EA | SALISBURY | NG316YB-9 |  | 60 |  | 0
CSC Stores | SAFGL054 | GLOVE, RUBBER, CURVED HAND, FOR HIGH VOLTAGE (30000 V), BLACK, C/3, TYPE 1, 16" OVERALL LENGTH, SIZE 9 1/2. *** 1 EACH = 1 PAIR *** (ELECTRICAL TEST DATE MUST PRINTED ON GLOVE). | EA | SALISBURY | NG316YB-9H |  | 60 |  | 0
CSC Stores | SAFGL055 | GLOVE, RUBBER, CURVED HAND, FOR HIGH VOLTAGE (30000 V), BLACK, C/3, TYPE 1, 16" OVERALL LENGTH, SIZE 10, *** 1 EACH = 1 PAIR *** ( ELECTRICAL TEST DATE MUST PRINTED ON GLOVE). | EA | SALISBURY | NG316YB-10 |  | 375 |  | 0
CSC Stores | SAFGL056 | GLOVE, RUBBER, CURVED HAND, FOR HIGH VOLTAGE (30000 V), BLACK, C/3, TYPE 1, 16" OVERALL LENGTH, SIZE 10 1/2, *** 1 EACH = 1 PAIR *** (ELECTRICAL TEST DATE MUST PRINTED ON GLOVE). | EA | SALISBURY | NG316YB-10H |  | 265 |  | 0
CSC Stores | SAFGL057 | GLOVE, RUBBER, CURVED HAND, FOR HIGH VOLTAGE (30000 V), BLACK, C/3, TYPE 1, 16" OVERALL LENGTH, SIZE 11, *** 1 EACH = 1 PAIR. *** ( ELECTRICAL TEST DATE MUST PRINTED ON GLOVE). | EA | SALISBURY | NG316YB-11 |  | 145 |  | 0
CSC Stores | SAFGL077 | GLOVE, RUBBER, CURVED HAND, FOR HIGH VOLTAGE (30000 V), BLACK WITH YELLOW LINING, C/3, TYPE 1, 16" OVERALL LENGTH, SIZE 12.(ELECTRICAL TEST DATE MUST PRINTED ON GLOVE). | PR | SALISBURY | NG316YB-12 |  | 15 |  | 0
CSC Stores | SAFGR001 | GROUND, CABLE, YELLOW, 30 FOOT, 4/0 COPPER, WITH MULTIPOSITION TYPE CONNECTOR, CHANCE #C600-1732 ON ONE END, T-BAR HAND CLAP, CHANCE #C600-2231 ON THE OTHER END. | EA | CHANCE HUBBELL POWER SYSTEMS, INC. IRBY SALISBURY | G1Y430HCA2F10 G1Y430BCA2F10 GS40X30AAFFBTWW GS2754 |  | 4 |  | 0
CSC Stores | SAFGR002 | GROUND, CABLE, YELLOW, 20 FOOT, 4/0 COPPER, WITH MULTIPOSITION TYPE CONNECTOR, CHANCE #C600-1732 ON ONE END, T-BAR HAND CLAP, CHANCE #C600-2231 ON THE OTHER END. | EA | HUBBELL POWER SYSTEMS, INC. IRBY SALISBURY | G1Y420BCA2F10 GS40X20AAFFBTWW GS2755 |  | 16 |  | 0
CSC Stores | SAFGR003 | GROUND, CABLE, YELLOW, 15 FOOT, 4/0 COPPER, WITH MULTIPOSITION TYPE CONNECTOR, CHANCE #C600-1732 ON ONE END, T-BAR HAND CLAMP, CHANCE #C600-2231 ON THE OTHER END. | EA | HUBBELL POWER SYSTEMS, INC. IRBY SALISBURY | G1Y415BCA2F10 GS40X15AAFFBTWW GS2756 |  | 38 |  | 0
CSC Stores | SAFGR004 | GROUND, CABLE, YELLOW, 15 FOOT, 4/0 COPPER, WITH MULTIPOSITION TYPE CONNECTOR, CHANCE #C600-1732 ON BOTH ENDS. | EA | HUBBELL POWER SYSTEMS, INC. IRBY SALISBURY | G1Y415BCA2A20 GS40X15AAWW GS2757 |  | 16 |  | 0
CSC Stores | SAFGR005 | GROUND, CABLE, YELLOW, 10 FOOT, 4/0 COPPER, WITH MULTIPOSITION TYPE CONNECTOR, CHANCE #C600-1732 ON BOTH ENDS. | EA | CHANCE HUBBELL POWER SYSTEMS, INC. IRBY SALISBURY | G1Y410HCA2A20 G1Y410BCA2A20 GS40X10AAWW GS2758 |  | 14 |  | 0
CSC Stores | SAFGR006 | GROUND, CABLE, YELLOW, 7 FOOT, 4/0 COPPER, WITH MULTIPOSITION TYPE CONNECTOR, THREADED AND SHROUDED COPPER FERRULES, CHANCE #C600-1732 ON BOTH ENDS. | EA | HUBBELL POWER SYSTEMS, INC. IRBY SALISBURY | G1Y407BCA2A20 GS40X7AAWW GS2759 |  | 10 |  | 0
CSC Stores | SAFGR007 | GROUND, CABLE, YELLOW, 5 FOOT, 4/0 COPPER, WITH MULTIPOSITION TYPE CONNECTOR, CHANCE #C600-1732 ON BOTH ENDS. | EA | CHANCE HUBBELL POWER SYSTEMS, INC. IRBY SALISBURY | G1Y405HCA2A20 G1Y405BCA2A20 GS40X5AAWW GS2760 |  | 10 |  | 0
CSC Stores | SAFHO004 | CONNECTOR, LINE HOSE, UBANGI, 1.5" HOSE SIZE, 10 1/2" LENGTH | EA | SALISBURY | UC |  | 25 |  | 0
CSC Stores | SAFHO006 | HOSE, LINE, UBANGI, 1" X 6' | EA | SALISBURY | OR100-6 |  | 20 |  | 0
CSC Stores | SAFHO007 | HOSE, LINE, UBANG, ORANGE, 1.5" HOSE BY 6' LONG WITH RIB GRIP LOCKING SYSTEM, 30 KV, Class 3 | EA | SALISBURY | OR150-6C |  | 820 |  | 0
CSC Stores | SAFHP001 | HOOD, POST TOP INSULATOR, UBANG, 15-3/4" OVERALL HEIGHT X 6-1/2" ID 40 KV RATING | EA | SALISBURY | PTHL |  | 20 |  | 0
TOTAL BID - TRANSFER TO APPENDIX A BID FORM PAGE 1 | [8 empty] | 0

## #6 - S & C
036-18 Appendix A Bid Workbook for Pole Line Hardware for JEA Inventory Stock
Vendor Name:
Instructions: Insert the requested information in the green highlighted sections. Only the approved manufacturers and part numbers specified in columns E and F will be accepted at the time bids are due. If there is no information provided for the manufacturers and part numbers, the item is to be quoted by description. The lead time listed in Column K must be the number of calendar days after receipt of order that JEA will receive the material, not the number of days to ship. This should be a specific number of days, do not quote a range. If there are any comments needed, list them in Column M. Any blanks left on the workbook will be considered to be a "no bid."
Warehouse Location | JEA Item Id | Item Description | UOM Code | Approved Manufacturers | Approved MFG Part Number | Quoted MPNs | Estimated 5 Year Usage | Unit Price | Bid Price | Lead Time: In Calendar Days After Receipt of Order | Standard Order Quantities (if applicable) | Comments
CSC Stores | FUSAS001 | FUSE ASSEMBLY, 57" X 43" X 55", MODEL #4, FOR 25 KV SYSTEM, THREE PHASE, USES 200E AMP FUSES (SHIP TO: 2325 EMERSON ST., JAX., FL 32207) | EA | S AND C ELECTRIC CO. | PERSPEC 55303R3-A10G7M1P5-E131 |  | 37 |  | 0
CSC Stores | FUSHO037 | FUSE END FITTINGS, FOR S&C ELECTRIC TYPE SMD-2C FUSE UNIT, 34.5 KV, UPRIGHT STYLE MOUNTING ***NO SUBSTITUTE*** | EA | S AND C ELECTRIC CO. | 3052R1 |  | 4 |  | 0
CSC Stores | FUSHO046 | HOLDER, FUSE, FOR USE WITH "CONTAMINATED ENVIRONMENT" CUTOUT ITEM CUTOT006. 27KV, 100 A RATING, B.I.L. 170 | EA | ABB POWER T & D HUBBELL POWER SYSTEMS, INC. S AND C ELECTRIC CO. | 7194C60G11MP T710-613T 89533R10 |  | 100 |  | 0
CSC Stores | FUSOH001 | FUSE, OVERHEAD DISTRIBUTION, 23" MINIMUM LENGTH, 10T | EA | INDEL S AND C ELECTRIC CO. | EF10TPCIR 279010 |  | 1947 |  | 0
CSC Stores | FUSOH002 | FUSE, OVERHEAD DISTRIBUTION, 23" MINIMUM LENGTH, 12T. | EA | INDEL S AND C ELECTRIC CO. | EF12TPCIR 279012 |  | 703 |  | 0
CSC Stores | FUSOH003 | FUSE, OVERHEAD DISTRIBUTION, 23" MINIMUM LENGTH, 15T. | EA | INDEL S AND C ELECTRIC CO. | EF15TPCIR 279015 |  | 2879 |  | 0
CSC Stores | FUSOH004 | FUSE, OVERHEAD DISTRIBUTION, 23" MINIMUM LENGTH, 20T. | EA | INDEL S AND C ELECTRIC CO. | EF20TPCIR 279020 |  | 5395 |  | 0
CSC Stores | FUSOH005 | FUSE, OVERHEAD DISTRIBUTION, 23" MINIMUM LENGTH, 25T. | EA | INDEL S AND C ELECTRIC CO. | EF25TPCIR 279025 |  | 7978 |  | 0
CSC Stores | FUSOH006 | FUSE, OVERHEAD DISTRIBUTION, 23" MINIMUM LENGTH, 30T. | EA | INDEL S AND C ELECTRIC CO. | EF30TPCIR 279030 |  | 5845 |  | 0
CSC Stores | FUSOH007 | FUSE, OVERHEAD DISTRIBUTION, 23" MINIMUM LENGTH, 40T. | EA | INDEL S AND C ELECTRIC CO. | EF40TPCIR 279040 |  | 8470 |  | 0
CSC Stores | FUSOH008 | FUSE, OVERHEAD DISTRIBUTION, 23" MINIMUM LENGTH, 50T. | EA | INDEL S AND C ELECTRIC CO. | EF50TPCIR 279050 |  | 12396 |  | 0
CSC Stores | FUSOH009 | FUSE, OVERHEAD DISTRIBUTION, 23" MINIMUM LENGTH, 65T. | EA | INDEL S AND C ELECTRIC CO. | EF65TPCIR 279065 |  | 11793 |  | 0
CSC Stores | FUSOH010 | FUSE, OVERHEAD DISTRIBUTION, 23" MINIMUM LENGTH, 80T. | EA | INDEL S AND C ELECTRIC CO. | EF80TPCIR 279080 |  | 11622 |  | 0
CSC Stores | FUSOH011 | FUSE, OVERHEAD DISTRIBUTION, 23" MINIMUM LENGTH, 100T | EA | INDEL S AND C ELECTRIC CO. | EF100TPCIR 279100 |  | 17578 |  | 0
CSC Stores | FUSOH012 | FUSE, OVERHEAD DISTRIBUTION, 23" MINIMUM LENGTH, 200QR | EA | S AND C ELECTRIC CO. | 355200R1 |  | 8 |  | 0
CSC Stores | SWEPA001 | SWITCHGEAR, PADMOUNT, 3 PHASE, (4) SETS OF 600 AMP, MODEL #10 - (SHIP TO: 2325 EMERSON ST., JAX., FL 32207) | EA | S AND C ELECTRIC CO. | PER SPEC (55243R3A10E133) |  | 15 |  | 0
CSC Stores | SWEPA002 | SWITCHGEAR, PADMOUNT, 3 PHASE, (3) SETS OF 600 AMP WITH (1) 200E AMP (MAX) POWER FUSE COMPARTMENT AND HOLDERS, MODEL #11 - (SHIP TO: 2325 EMERSON ST., JAX., FL 32207) | EA | S AND C ELECTRIC CO. | PER SPEC (55363R3A10E133) |  | 75 |  | 0
CSC Stores | SWEPA003 | SWITCHGEAR, PADMOUNT, 3 PHASE, (2) SETS OF 600 AMP WITH (2) 200E AMP (MAX) POWER FUSE COMPARTMENT AND HOLDERS, MODEL #9 - (SHIP TO: 2325 EMERSON ST., JAX., FL 32207) | EA | S AND C ELECTRIC CO. | PER SPEC (55353R3A10E133) |  | 100 |  | 0
CSC Stores | SWEPA004 | SWITCHGEAR, PADMOUNTED, PMH-12 SPECIAL APPLICATION, 25KV, 600AMP, ONE 3-POLE MINI RUPTER SWITCH, THREE 1-POLE FAULT FITER FUSE MOUNTINGS W/FUSE HOLDER CONTROL MODULES & IINTERRUPTING MODULES. - (DELIVER TO 2325 EMERSON ST) | EA | S AND C ELECTRIC CO. | PER SPEC (55373R3A10E203) |  | 3 |  | 0
CSC Stores | SWEPA005 | SWITCHGEAR, PADMOUNTED, S & C PMH-5 SPECIAL APPLICATION, 25KV, 600AMP, ONE 3-POLE MINI RUPTER SWITCH, THREE 200E FUSES, (SHIP TO: 2325 EMERSON ST., JAX., FL 32207)( SHIP ON OPEN FLAT BED TRAILER). | EA | S AND C ELECTRIC CO. | 55313R3-A10-EXXX |  | 5 |  | 0
CSC Stores | SWEPA009 | SWITCHGEAR, PADMOUNT, LIFE FRONT, 3-PHASE W/AUTOMATIC SOURCE TRANSFER, 25KV CLASS, 125 KV BIL, 600 AMP CONTINUOUS (PMH-9 STYLE) (WITH RADIO & SCADA PROVISIONS) (SHIP TO: 2325 EMERSON ST., JAX., FL 32207) | EA | S AND C ELECTRIC CO. | PER SPEC (56453R1-A10C19Y2Y4Y6 |  | 15 |  | 0
CSC Stores | SWEPA010 | SWITCHGEAR, PADMOUNT, LIFE FRONT, 3-PHASE WITH REMOTE SUPERVISOR 25KV CLASS, 125 KV BIL, 600 AMP CONTINUOUS (PMH-3) STYLEWITH SCADA (SHIP TO: 2325 EMERSON ST., JAX., FL 32207) | EA | S AND C ELECTRIC CO. | PER SPEC (156233R3-A10W1Y4-EXX |  | 5 |  | 0
TOTAL BID - TRANSFER TO APPENDIX A BID FORM PAGE 1 | [8 empty] | 0

## #7 - Limited Sourcing
036-18 Appendix A Bid Workbook for Pole Line Hardware for JEA Inventory Stock
Vendor Name:
Instructions: Insert the requested information in the green highlighted sections. Only the approved manufacturers and part numbers specified in columns E and F will be accepted at the time bids are due. If there is no information provided for the manufacturers and part numbers, the item is to be quoted by description. The lead time listed in Column K must be the number of calendar days after receipt of order that JEA will receive the material, not the number of days to ship. This should be a specific number of days, do not quote a range. If there are any comments needed, list them in Column M. Any blanks left on the workbook will be considered to be a "no bid."
Warehouse Location | JEA Item Id | Item Description | UOM Code | Approved Manufacturers | Approved MFG Part Number | Quoted MPNs | Estimated 5 Year Usage | Unit Price | Bid Price | Lead Time: In Calendar Days After Receipt of Order | Standard Order Quantities (if applicable) | Comments
CSC Stores | ANCST002 | ANCHOR, STUD, 1/2" STUD SIZE | EA | AJAX MAGNETHERMIC CORP. - ELEC ITW RAMSET PHILLIPS STAR | JS-12H JS-12H JS-12H 3835-42000 |  | 253 |  | 0
CSC Stores | ARRLI003 | ARRESTER, LIGHTNING, 18 KV, DISTRIBUTION CLASS AND RISER POLE (MOV) WITHOUT MOUNTING BRACKET, 15.2/26.4Y NOMINAL VOLTAGE | EA | COOPER POWER SYSTEMS | URT18090B1A1A1A |  | 34774 |  | 0
CSC Stores | CNNME002 | CONNECTOR, 1", STRAIGHT, FOR LIQUID TIGHT INSULATED FLEXIBLE METAL CONDUIT. | EA | THOMAS & BETTS | 5234-TB WITH 5264 TB |  | 450
CSC Stores | COVTA001 | COVER, TAP, UNIVERSAL, NOTE THIS IS QUOTED BY EACH, BUT 1-EACH EQUALS 1-PAIR. PLEASE QUOTE AS THOUGH 1-EACH = 1-PAIR. | EA | AMP | 81227-1 |  | 138 |  | 0
CSC Stores | FUSHO009 | HOLDER, FUSE, CAPACITOR FUSE, TYPE CLXP WITH HIGH & LOW CURRENT ELEMENT, 20KV MAX LINK | EA | ABB POWER T & D | 4995C51A23 |  | 48 |  | 0
CSC Stores | FUSHO013 | FUSEBLOCK, PHENOLIC, CARTRIDGE CLASS "H" FUSE, 3 POLE, MAXIMUM 30 AMP/250 VOLT, SCREW TERMINALS | EA | GENERAL ELECTRIC CO. | 21200021000 |  | 43 |  | 0
CSC Stores | HOKCA001 | HOOK, CABLE, SECONDARY CABLE TYPE GALVANIZED | EA | IRVINGTON MOORE UTILITY METALS | SP1223B SCHU-1P-J |  | 20 |  | 0
CSC Stores | INSTB002 | INSULATOR, TERMINATING BRACKET, DOUBLE TYPE, WITHOUT MOUNTING BRACKET, EACH INSULATOR COMES WITH (1) 1" X 1/2" SS BOLT, (1) 1-1/4" X 1/2" SS BOLT AND (2) 1/2" LOCK WASHERS (SHIPPING REQUIREMENTS PACKAGED 2 INSULATORS WITH HARDWARE / BOX) | EA | JOSLYN HI-VOLTAGE CORP. PENN COMPRESSION MOULDING INC. POLY COMPRESSION | 10272300 ARX3061X-13DX ARX3061X-13DX |  | 40 |  | 0
CSC Stores | SPLKT003 | SPLICING AND REPAIR KIT, 600 VOLT SECONDARY, SIZE- 4/0 CU OR AL., | EA | MMM/3M | QI-LV-2250-JEA |  | 162 |  | 0
CSC Stores | SPLKT004 | SPLICING AND REPAIR KIT, 600 VOLT SECONDARY, SIZE- 350 MCM CU. OR AL. | EA | MMM/3M | QI-10/37-270-JEA |  | 258 |  | 0
CSC Stores | SPLKT005 | SPLICING AND REPAIR KIT, 600 VOLT SECONDARY, SIZE- 500 MCM | EA | MMM/3M | QI-LV-4060-JEA |  | 120 |  | 0
CSC Stores | SPLWY004 | SPLICE, WYE, 600-AMP, 3-WAY INSULATED BUSS BAR WITH TEST POINT 15-KV 750-750-350 | EA | ELASTIMOLD | K656CYL0300L0360L036 |  | 14 |  | 0
CSC Stores | THECS008 | REJACKET KIT, COLD SHRINK PRODUCT, TUBING INSTALL LENGHT 41", RANGE 1.15" X 3.00" SEALANT WATER BLOCK USED WITH 1/0 PRIMARY SPLICE. | EA | MMM/3M | SJ-2FB |  | 2603 |  | 0
CSC Stores | TRMCA022 | TERMINATOR, 1/0, 35KV, FOR THE NAVY BASES | EA | ELASTIMOLD MMM/3M | 35MTGI-HAB-10-10-3 5646-40132 |  | 8 |  | 0
CSC Stores | TRMKT003 | TERMINATOR KIT, COLD SHRINK, 69KV, 1500MCM & 2000MCM, TO BE PROVIDED WITH (1) ANDERSON ALUMINUM COMPRESSION TERMINAL - #CCLS- 1424-D, (1) ANDERSON ELECTRIC TRANSITION PAD TP-C 7 & (1) KELLEMS GRIP #02207007 OR APPROVED EQUAL. | EA | 3M | 7673-S-8-JEA |  | 1 |  | 0
TOTAL BID - TRANSFER TO APPENDIX A BID FORM PAGE 1 | [8 empty] | 0

## Concatenate (hidden)
JEA Item ID | MFG Name/Part Number
ADCMI004 | AMERICAN POLYWATER CORP. J-110
ARNCO INC. HL-F200-BPHS
CONDUX 80875-10
LPS LABORATORIES 61110-LUBRICANT
RAINBOW 8288
ADCMI005 | ANDERSON DSC-5
ARNCO INC. S 50 1-6
DUCKSEAL 10DSG5
INTER-CHEMICAL PERMAGUM
ITT/WEAVER DX5
JOHN MANVILLE DUX-SEAL
ADCMI007 | BURNDY CORP. PENA 13-4
ELECTRICAL SPECIALTY PRODUCTS I-4
ITT BLACKBURN CTB
KEARNEY 30584-1
UTILCO DE-OX
ADCVF001 | ALCOA 0812000
ADPCA002 | COOPER POWER SYSTEMS CA625EE
ELASTIMOLD 655CA-L1
HUBBELL POWER SYSTEMS, INC. 625CAL
ITT BLACKBURN TA65CJA
ADPCG002 | CUSTOM PLASTICS, INC. CPI-94300
ELECTRICAL MATERIALS CO. PEAD3-4P
ADPCG003 | ELECTRICAL MATERIALS CO. PEAD5-6P
ADPCG004 | ELECTRICAL MATERIALS CO. PEAD2-6V
ADPCG006 | ELECTRICAL MATERIALS CO. PEAD6-6V
ADPCG007 | ELECTRICAL MATERIALS CO. PEAD6-8PV
ADPCN001 | CONNECTOR MANUFACTURING CO. CMC-AD158
ELECTRICAL SPECIALTY PRODUCTS RA158
PLP RA158
POLARIS PTA1000
UTILCO A6600
ADPCT001 | CONTINENTAL ELECTRIC PITA-250
OHIO BRASS 271630-3001
ADPPI001 | BETHEA POWER PRODUCTS C-7689-1
ADPTU001 | RELIABLE POWER PRODUCTS AD-P
ANCEX002 | ALLIED 3560
CHANCE 12655
JOSLYN HI-VOLTAGE CORP. J23378.3
MACLEAN POWER SYSTEMS D-6616-U
ANCEX003 | ALLIED 3561
CHANCE 12656
JOSLYN HI-VOLTAGE CORP. J23378.5
MACLEAN POWER SYSTEMS D-6620-U
ANCMS002 | ALLIED BOLT, INC. 3582+3567
CHANCE 12654-3EJ
MACLEAN POWER SYSTEMS D-6634-TU
ANCMS003 | ALLIED 3555
CHANCE 12654-3EJN
DIXIE ELECTRIC D-6637-TU
JOSLYN HI-VOLTAGE CORP. J23383CA.3
ANCSA001 | HILTI CORP. 336233
ANCSD001 | ITW RAMSET WW1236
ANCSS002 | ALLIED 1169
CHANCE 10148
KNIGHT GSA5496-10
MACLEAN POWER SYSTEMS J6550WCA
MC GRAW EDISON DA4N2
UTILITIES SERVICE C10148
ANCST001 | ITW RAMSET 1084314918011 - JS14H
ITW RAMSET WS14-22
PHILLIPS LIGHTING JS-14H
STAR 3815-22000
ANCST002 | AJAX MAGNETHERMIC CORP. - ELEC JS-12H
ITW RAMSET JS-12H
PHILLIPS JS-12H
STAR 3835-42000
ANCST003 | ILLINOIS TOOL WORKS 3383100
ANCST004 | ILLINOIS TOOL WORKS 3295000
ARMST012 | CONTINENTAL ELECTRIC 2016B6.5B36GG
HUGHES BROTHERS 4020BB6.5EL33G
ARREL001 | COOPER POWER 3238019C21M
ELASTIMOLD 273ESA-21
ELASTIMOLD 273ESA211BX
HUBBELL 225ELA21
MACLEAN POWER SYSTEMS 8132B0021J001
ARREL002 | COOPER POWER 3238019C09M
ELASTIMOLD 273ESA-10
HUBBELL 225ELA10
ARREL003 | COOPER POWER 3238019C03M
ELASTIMOLD 273ESA-3
HUBBELL 225ELA03
ARRLI001 | COOPER POWER SYSTEMS UHS03030B1A1A1A
GENERAL ELECTRIC CO. 9L23AXX403XHS
MACLEAN POWER SYSTEMS ZHP003-0000000-0L
OHIO BRASS 213703-7214
ARRLI002 | COOPER POWER SYSTEMS UHS10050B1A1A1A
GENERAL ELECTRIC CO. 9L23AXX410XHS
MACLEAN POWER SYSTEMS ZHP010-0000000-0L
OHIO BRASS 213709-7214
ARRLI003 | COOPER POWER SYSTEMS URT18090B1A1A1A
ARRLI008 | GENERAL ELECTRIC CO. 9L27HXX403XHS
MACLEAN POWER SYSTEMS ZRP003-0000000
OHIO BRASS 221603-7214
ARRLI011 | COOPER POWER SYSTEMS URT10050B1A1A1A
GENERAL ELECTRIC CO. 9L27HXX010XHS
MACLEAN POWER SYSTEMS ZRP010-0000000
OHIO BRASS 221609-7214
ARRLI013 | CKE INC. CK10W-21/59.5
COOPER POWER SYSTEMS UHS21090B0D0A1A
GENERAL ELECTRIC CO. 9L23AXX021XHS
MACLEAN POWER SYSTEMS ZHP021-3000003
OHIO BRASS 213717-7202
ARRST011 | ABB POWER T & D Q010SA008B
COOPER POWER SYSTEMS UHAA010008A1045A11
GENERAL ELECTRIC CO. 9L11XPA010S
OHIO BRASS 314009-3001
ARRST017 | ABB POWER T & D Q021SA017A
COOPER POWER SYSTEMS UHAA021017A1845A11
GENERAL ELECTRIC CO. 9L11XPA021S
OHIO BRASS 314017-3001
ARRST089 | ABB POWER T & D Q108SA084A
COOPER POWER SYSTEMS UHAA108084A6045A11
GENERAL ELECTRIC CO. 9L11XPA108S
OHIO BRASS 314084-3001
ARRST145 | ABB POWER T & D Q180SA144B
COOPER POWER SYSTEMS USAA180144A8645A11
OHIO BRASS 314144-3001
ADCMI005 | ANDERSON DSC-5
ARNCO INC. S 50 1-6
DUCKSEAL 10DSG5
INTER-CHEMICAL PERMAGUM
ITT/WEAVER DX5
JOHN MANVILLE DUX-SEAL
BALFI007 | ANDERSON YBC-30
BETHEA NATIONAL YCB-65A
BREWER TITCHENER CORP. 3030HT
CONTINENTAL ELECTRIC YCB-30-5
FLAGG (MIF) 13202F
JOSLYN HI-VOLTAGE CORP. L1386HT
LAPP 7595
LINDSEY 3089
MC GRAW EDISON WBT3030HT
RELIABLE POWER PRODUCTS YCB-65
BAYSW003 | ADVANCED STEEL FABRICATION ASF-D03
ATLAS POWER PRODUCTS APP-15
CONTINENTAL ELECTRIC SF-CB-40
DIVERSIFIED PRODUCTS MFG CO. V-930
DIXIE ELECTRIC L-1311
FABRICATED METALS SB-40
HUGHES BROTHERS B2214.2B
JOSLYN HI-VOLTAGE CORP. J26366
UNITED UTILITY PRODUCTS UUP-221
UNIVERSAL ELECTRIC B-1098
BAYSW004 | ADVANCED STEEL FABRICATION ASF-D01
ATLAS POWER PRODUCTS APP-20
CONTINENTAL ELECTRIC SF-SB-40
DIVERSIFIED PRODUCTS MFG CO. V-931-40
DIXIE ELECTRIC L-1313
FABRICATED METALS SWBX-40-2
JOSLYN HI-VOLTAGE CORP. J26367.1
UNITED UTILITY PRODUCTS UUP-226
UNIVERSAL ELECTRIC B1249
BKTAC001 | ACTION MANUFACTURING UUP-220
ADVANCED STEEL FABRICATION ASF-D08
ATLAS POWER PRODUCTS APP-53
CONTINENTAL ELECTRIC SF-CA-10.25-66
DIVERSIFIED PRODUCTS MFG CO. V-929
FABRICATED METALS ACB-10X
JOSLYN HI-VOLTAGE CORP. J25881
UNIVERSAL ELECTRIC B-1099
BKTAC002 | ACTION MANUFACTURING UUP-225
ADVANCED STEEL FABRICATION ASF-D06
ATLAS POWER PRODUCTS APP-30
CONTINENTAL ELECTRIC SF-EMB-48-12
DIXIE ELECTRIC D-3202-0002
DIXIE ELECTRIC D-5002-0035
DIXIE METAL PRODUCTS, INC. 1209
FABRICATED METALS 3P-CABG-J
BKTAC003 | HUBBELL POWER SYSTEMS, INC. PSC2060980
BKTAC007 | ADVANCED STEEL FABRICATION ASF-D04
ATLAS POWER PRODUCTS APP-3155
DIXIE METAL PRODUCTS, INC. 1217
FABRICATED METALS WCAB-1P-J
MACLEAN POWER SYSTEMS SF-MB-1018
UNITED UTILITY PRODUCTS UUP-215
UTILITIES SERVICE 35936
BKTAC008 | HUBBELL 1SBHA18TDBSC
MACLEAN POWER SYSTEMS G1HDA218AA1BC
MACLEAN POWER SYSTEMS G1HDA218AABC
BKTAC009 | HUBBELL 1SBHA19AMTBSC
MACLEAN POWER SYSTEMS G1HAA619ADBC
MACLEAN POWER SYSTEMS G1HDA219ADBC
BKTAC010 | HUBBELL 3SBH5419AMTBSC
HUBBELL PSC6532022
MACLEAN POWER SYSTEMS G3HAA25419ADBC
BKTEM001 | ALUMA FORM TB-EMB-1-P13
BARFIELD MANUFACTURING CO. BTB-1PA-13/16
MACLEAN POWER SYSTEMS MTB-EMB-1
BKTEM002 | ALUMA FORM 1PA
CMC/BARFIELD MANUFACTURING BA1PA
MACLEAN POWER SYSTEMS M1PA
BKTEM003 | ALUMA FORM 3PA
CMC/BARFIELD MANUFACTURING BA3PA
MACLEAN POWER SYSTEMS M3PA
BKTEM004 | ALUMA-FORM CS820
CMC/BARFIELD MANUFACTURING BACS820
BKTFS001 | ATLAS POWER PRODUCTS APF-9218-EX-JEA
HUBBELL 1SBHA18PFSC
HYDROCOM INTERNATIONAL AD20-S1-18-C-S9
MACLEAN POWER SYSTEMS G1HAA618AHSC
MACLEAN POWER SYSTEMS G1HDA218AHSC
BKTIN005 | CHANCE IB3
MACLEAN POWER SYSTEMS PTB-66H
BKTLP002 | ATLAS POWER PRODUCTS APP-4932
CONTINENTAL ELECTRIC SF-GP-1741
BKTRE001 | ATLAS POWER PRODUCTS APP2927
UNITED UTILITY PRODUCTS UUP-266
BKTRP001 | ADVANCED STEEL FABRICATION ASF-D05
ATLAS POWER PRODUCTS APP-2462
DIXIE ELECTRIC B-1219
FABRICATED METALS RPAB-1P-J
MACLEAN POWER SYSTEMS SF-AB-1116
UNITED UTILITY PRODUCTS UUP-214
BKTRP002 | CONTINENTAL ELECTRIC SF-CA-1505
MACLEAN POWER SYSTEMS SF-CA-1505
BKTSM004 | ATLAS POWER PRODUCTS APP-2895
CONTINENTAL ELECTRIC SF-SMB-1268
UNITED UTILITY PRODUCTS UUP-235
BKTTM001 | ACTION MANUFACTURING UUP-237
ATLAS POWER PRODUCTS APP-18
CONTINENTAL ELECTRIC SF-TH-19.5-7
DIVERSIFIED PRODUCTS MFG CO. V-926
DIXIE ELECTRIC D-0559
DIXIE METAL PRODUCTS, INC. B-1220
FABRICATED METALS TH-12
JOSLYN HI-VOLTAGE CORP. SK298
UNIVERSAL ELECTRIC B-1185
BKTTM003 | CHANCE C211-0012
FABRICATED METALS CTAP-3/8-16
BOLAN003 | ROTANIUM 59279
THREADED FASTENERS INC. TF29279
BOLCA002 | ALLIED BOLT, INC. 925
ALUMA FORM AF8635
CHANCE 8635
DIXIE ELECTRIC D8635
FLORIDA WIRE AND CABLE FW8635
HUGHES BC35-F
JOSLYN HI-VOLTAGE CORP. J8635
MC GRAW EDISON DF1C5
POWERLINE HARDWARE CO. P8635
STEEL CITY CBG0640
THREADED FASTENERS INC. TF8635
BOLCA004 | ALUMA FORM AF8637
CHANCE 8647
DIXIE ELECTRIC D8647
FLORIDA WIRE AND CABLE FW8647
JOSLYN HI-VOLTAGE CORP. J8647
MC GRAW EDISON DF2C7
STEEL CITY CBG0856N
THREADED FASTENERS INC. TF8647
BOLDA001 | ALLIED BOLT, INC. 5952
ALUMA FORM AF8862
CHANCE 8862
DIXIE ELECTRIC D8862
FLORIDA WIRE AND CABLE FW8862
HUGHES TR-612-F
JOSLYN HI-VOLTAGE CORP. J8862
MC GRAW EDISON DF2D12
POWERLINE HARDWARE CO. P8862
STEEL CITY SC8862BG
THREADED FASTENERS INC. TF8862
UTILITIES SERVICE 5076
BOLDA002 | ALLIED BOLT, INC. 5954
ALUMA FORM AF8864
CHANCE 8864
DIXIE ELECTRIC D8864
FLORIDA WIRE AND CABLE FW8864
HUGHES TR-614-F
JOSLYN HI-VOLTAGE CORP. J8864
MC GRAW EDISON DF2D14
POWERLINE HARDWARE CO. P8864
STEEL CITY SC8864BG
THREADED FASTENERS INC. TF8864
BOLDA003 | ALLIED BOLT, INC. 5956
ALUMA FORM AF8866
CHANCE 8866
DIXIE ELECTRIC D8866
FLORIDA WIRE AND CABLE FW8866
HUGHES TR-616-F
JOSLYN HI-VOLTAGE CORP. J8866
MC GRAW EDISON DF2D16
POWERLINE HARDWARE CO. P8866
STEEL CITY SC8866BG
THREADED FASTENERS INC. TF8866
BOLDA004 | ALLIED BOLT, INC. 5958
ALUMA FORM AF8868
CHANCE 8868
DIXIE ELECTRIC D8868
FLORIDA WIRE AND CABLE FW8868
HUGHES TR-618-F
JOSLYN HI-VOLTAGE CORP. J8868
MC GRAW EDISON DF2D18
POWERLINE HARDWARE CO. P8868
STEEL CITY SC8868BG
THREADED FASTENERS INC. TF8868
UTILITIES SERVICE 5079
BOLDA005 | ALLIED BOLT, INC. 5960
ALUMA FORM AF8870
CHANCE 8870
DIXIE ELECTRIC D8870
FLORIDA WIRE AND CABLE FW8870
HUGHES TR-620-F
JOSLYN HI-VOLTAGE CORP. J8870
MC GRAW EDISON DF2D20
POWERLINE HARDWARE CO. P8870
STEEL CITY SC8870BG
THREADED FASTENERS INC. TF8870
UTILITIES SERVICE 5080
BOLDA006 | ALLIED BOLT, INC. 5962
ALUMA FORM AF8872
CHANCE 8872
DIXIE ELECTRIC D8872
FLORIDA WIRE AND CABLE FW8872
HUGHES TR-622-F
JOSLYN HI-VOLTAGE CORP. J8872
MC GRAW EDISON DF2D22
POWERLINE HARDWARE CO. P8872
STEEL CITY SC8872BG
THREADED FASTENERS INC. TF8872
UTILITIES SERVICE 5081
BOLDA007 | ALLIED BOLT, INC. 5964
ALUMA FORM AF8874
CHANCE 8874
DIXIE ELECTRIC D8874
FLORIDA WIRE AND CABLE FW8874
HUGHES TR-624-F
JOSLYN HI-VOLTAGE CORP. J8874
MC GRAW EDISON DF2D24
POWERLINE HARDWARE CO. P8874
STEEL CITY SC8874BG
THREADED FASTENERS INC. TF8874
BOLDA008 | ALLIED BOLT, INC. 5966
ALUMA FORM AF8876
ALUMA-FORM AF8877
CHANCE 8876
FLORIDA WIRE AND CABLE FW8876
HUGHES TR-626-F
JOSLYN HI-VOLTAGE CORP. J8876
MC GRAW EDISON DF2026
POWERLINE HARDWARE CO. P8876
STEEL CITY SC8876BG
THREADED FASTENERS INC. TF8876
BOLDA009 | ALLIED BOLT, INC. 5968
CHANCE 8877
FLORIDA WIRE AND CABLE FW8877
HUGHES TR-628-F
JOSLYN HI-VOLTAGE CORP. J8877
MC GRAW EDISON DF2D28
POWERLINE HARDWARE CO. DAB5828F
STEEL CITY SC8877BG
THREADED FASTENERS INC. TF8877
UTILITIES SERVICE 5082B
BOLDA010 | ALLIED BOLT, INC. 5970
ALUMA-FORM AF8878
CHANCE 8878
FLORIDA WIRE AND CABLE FW8878
HUGHES TR-630-F
JOSLYN HI-VOLTAGE CORP. J8878
MC GRAW EDISON DF2D30
POWERLINE HARDWARE CO. DAB5830F
STEEL CITY SC8878BG
THREADED FASTENERS INC. TF8878
BOLDA011 | ALLIED BOLT, INC. 5972
ALUMA FORM AF8879
CHANCE 8879
FLORIDA WIRE AND CABLE FW8879
HUGHES TR-632-F
JOSLYN HI-VOLTAGE CORP. J8879
MC GRAW EDISON DF2D32
POWERLINE HARDWARE CO. DAB5832F
STEEL CITY SC8879BG
THREADED FASTENERS INC. TF8879
BOLDA012 | ALLIED BOLT, INC. 5974
ALUMA FORM AF8880
HUGHES TR-634-F
JOSLYN HI-VOLTAGE CORP. J8880
STEEL CITY DB10136BG
THREADED FASTENERS INC. TF8880
BOLDA013 | ALLIED BOLT, INC. 5976
HUBBELL POWER SYSTEMS, INC. T2060419
HUGHES TR-636-F
JOSLYN HI-VOLTAGE CORP. J8881
STEEL CITY DB10144BG
THREADED FASTENERS INC. TF10144BG
BOLDA014 | ALLIED BOLT, INC. 5978
CHANCE 8882
DIXIE ELECTRIC D8882
FLORIDA WIRE AND CABLE FW8882
HUGHES TR-712-F
JOSLYN HI-VOLTAGE CORP. J8882
MC GRAW EDISON DF3D12
POWERLINE HARDWARE CO. P8882
STEEL CITY SC8882BG
THREADED FASTENERS INC. TF8882
BOLDA015 | ALLIED BOLT, INC. 5980
ALUMA FORM AF8884
CHANCE 8884
DIXIE ELECTRIC D8884
FLORIDA WIRE AND CABLE FW8884
HUGHES TR-714-F
JOSLYN HI-VOLTAGE CORP. J8884
MC GRAW EDISON DF3D14
POWERLINE HARDWARE CO. P8884
STEEL CITY SC8884BG
THREADED FASTENERS INC. TF8884
BOLDA016 | ALLIED BOLT, INC. 5982
ALUMA FORM AF8886
CHANCE 8886
DIXIE ELECTRIC D8886
FLORIDA WIRE AND CABLE FW8886
HUGHES TR-716-F
JOSLYN HI-VOLTAGE CORP. J8886
MC GRAW EDISON DF3D16
POWERLINE HARDWARE CO. P8886
STEEL CITY SC8886BG
THREADED FASTENERS INC. TF8886
BOLDA017 | ALLIED BOLT, INC. 5984
ALUMA FORM AF8888
CHANCE 8888
DIXIE ELECTRIC D8888
FLORIDA WIRE AND CABLE FW8888
HUGHES TR-718-F
JOSLYN HI-VOLTAGE CORP. J8888
MC GRAW EDISON DF3D18
POWERLINE HARDWARE CO. P8888
STEEL CITY SC8888BG
THREADED FASTENERS INC. TF8888
BOLDA018 | ALLIED BOLT, INC. 5986
ALUMA FORM AF8890
CHANCE 8890
DIXIE ELECTRIC D8890
FLORIDA WIRE AND CABLE FW8890
HUGHES TR-720-F
JOSLYN HI-VOLTAGE CORP. J8890
MC GRAW EDISON DF3D20
POWERLINE HARDWARE CO. P8890
STEEL CITY SC8890BG
THREADED FASTENERS INC. TF8890
BOLDA019 | ALLIED BOLT, INC. 5988
ALUMA FORM AF8892
CHANCE 8892
DIXIE ELECTRIC D8892
FLORIDA WIRE AND CABLE FW8892
HUGHES TR-722-F
JOSLYN HI-VOLTAGE CORP. J8892
MC GRAW EDISON DF3D22
POWERLINE HARDWARE CO. P8892
STEEL CITY SC8892BG
THREADED FASTENERS INC. TF8892
BOLDA020 | ALLIED BOLT, INC. 5990
ALUMA FORM AF8894
CHANCE 8894
DIXIE ELECTRIC D8894
FLORIDA WIRE AND CABLE FW8894
HUGHES TR-724-F
JOSLYN HI-VOLTAGE CORP. J8894
MC GRAW EDISON DF3D24
POWERLINE HARDWARE CO. P8894
STEEL CITY SC8894BG
THREADED FASTENERS INC. TF8894
BOLDA021 | ALLIED BOLT, INC. 5992
ALUMA FORM AF8896
CHANCE 8896
FLORIDA WIRE AND CABLE FW8896
HUGHES TR-726-F
JOSLYN HI-VOLTAGE CORP. J8896
MC GRAW EDISON DF3D26
POWERLINE HARDWARE CO. P8896
STEEL CITY SC8896BG
THREADED FASTENERS INC. TF8896
UTILITIES SERVICE 5089A
BOLDA022 | ALLIED BOLT, INC. 5994
FLORIDA WIRE AND CABLE FW8897
HUBBELL POWER SYSTEMS, INC. 8897
HUGHES TR-728-F
JOSLYN HI-VOLTAGE CORP. J8897
MC GRAW EDISON DF3D28
POWERLINE HARDWARE CO. DAB3428F
STEEL CITY DB12112BG
THREADED FASTENERS INC. TF8897
BOLDA023 | ALLIED BOLT, INC. 5996
ALUMA FORM AF8898
FLORIDA WIRE AND CABLE FW8898
HUBBELL POWER SYSTEMS, INC. 8898
HUGHES TR-730-F
JOSLYN HI-VOLTAGE CORP. J8898
MC GRAW EDISON DF3D30
STEEL CITY DB12120BG
THREADED FASTENERS INC. TF8898
UTILITIES SERVICE 5089C
BOLDA024 | ALLIED BOLT, INC. 5997
HUBBELL POWER SYSTEMS, INC. 889832
JOSLYN HI-VOLTAGE CORP. J8899
MC GRAW EDISON DF3D32
STEEL CITY DB12128BG
THREADED FASTENERS INC. TF8899
BOLDA025 | ALLIED BOLT, INC. 5998
HUBBELL POWER SYSTEMS, INC. PS889834
HUGHES TR-734-F
JOSLYN HI-VOLTAGE CORP. J9003
STEEL CITY DB12136BG
THREADED FASTENERS INC. TF12136BG
BOLDA026 | ALLIED BOLT, INC. 5999
HUBBELL POWER SYSTEMS, INC. PS889836
HUGHES TR-736-F
JOSLYN HI-VOLTAGE CORP. J9004
MC GRAW EDISON DF3D36
STEEL CITY DB12144BG
THREADED FASTENERS INC. TF9004
UTILITIES SERVICE 5089F
BOLDA027 | ALLIED BOLT, INC. 6700-10
HUBBELL POWER SYSTEMS, INC. PS889838
HUGHES TR-738-F
JOSLYN HI-VOLTAGE CORP. J9005
STEEL CITY DB12152BG
THREADED FASTENERS INC. TF9005
BOLDA028 | ALLIED 6702-10
HUBBELL POWER SYSTEMS, INC. PS889840
HUGHES TR-740-F
JOSLYN HI-VOLTAGE CORP. J9006
STEEL CITY DB12160BG
THREADED FASTENERS INC. TF9006
BOLDA029 | ALLIED BOLT, INC. 6104
ALLIED BOLT, INC. 6104-10
HUBBELL POWER SYSTEMS, INC. PS889842
HUGHES TR-742-F
JOSLYN HI-VOLTAGE CORP. J9007
STEEL CITY DB12168BG
THREADED FASTENERS INC. TF9007
BOLDA033 | ALLIED BOLT, INC. 6714-10
HUBBELL POWER SYSTEMS, INC. PSDA782000
HUGHES TR-820-F
JOSLYN MANUFACTURING CO. J9120
POWERLINE HARDWARE CO. DAB7820F
STEEL CITY DB1480BG
THREADED FASTENERS INC. TF22767.20
BOLDA040 | ALLIED BOLT, INC. 6723
HUBBELL POWER SYSTEMS, INC. PSDA783600
HUGHES BROTHERS TR838-F
JOSLYN MANUFACTURING CO. J9138
STEEL CITY DB14152BG
THREADED FASTENERS INC. TF8738
BOLDA041 | ALLIED BOLT, INC. 6718-5
HUGHES TR-828-F
JOSLYN MANUFACTURING CO. J9128
STEEL CITY DB14112BG
THREADED FASTENERS INC. TF8728
BOLDA042 | ALLIED BOLT, INC. 6717-5
HUGHES TR-826-F
JOSLYN MANUFACTURING CO. J9126
STEEL CITY DB14104BG
THREADED FASTENERS INC. TF8726
BOLEY003 | ALLIED BOLT, INC. 4104
ALUMA-FORM AF9412
CHANCE 29962
DIXIE ELECTRIC D29962
FLORIDA WIRE AND CABLE FW9412
JOSLYN HI-VOLTAGE CORP. J9412
MC GRAW EDISON DF2E12
POWERLINE HARDWARE CO. P9412
THREADED FASTENERS INC. TF9412
UTILITIES SERVICE 25101
BOLEY004 | ALLIED BOLT, INC. 4105
ALUMA-FORM AF9414
CHANCE 29964
DIXIE ELECTRIC D29964
FLORIDA WIRE AND CABLE FW9414
JOSLYN HI-VOLTAGE CORP. J9414
MC GRAW EDISON DF2E14
POWERLINE HARDWARE CO. P9414
THREADED FASTENERS INC. TF9414
UTILITIES SERVICE 25102
BOLEY005 | ALLIED BOLT, INC. 4106
ALUMA-FORM AF9416
CHANCE 29966
DIXIE ELECTRIC D29966
FLORIDA WIRE AND CABLE FW9416
JOSLYN HI-VOLTAGE CORP. J9416
MC GRAW EDISON DF2E16
POWERLINE HARDWARE CO. P9416
THREADED FASTENERS INC. TF9416
BOLMH008 | PENN-UNION HHB-1213-200-TN
BOLMH009 | ITT BLACKBURN 50250BBP
PENN-UNION HHB1213-250TN
BOLMS001 | ALLIED BOLT, INC. 10035
DIXIE ELECTRIC D8702
FLORIDA WIRE AND CABLE FW8702
HUGHES B52-1-1/4
JOSLYN HI-VOLTAGE CORP. J8702
MC GRAW EDISON DF2B2
STEEL CITY SQG0808N
THREADED FASTENERS INC. TF8702
BOLMS002 | ALLIED BOLT, INC. 7930
ALUMA-FORM AF8707
CHANCE 8707
DIXIE ELECTRIC D8707
FLORIDA WIRE AND CABLE FW8707
HUGHES B57-3
JOSLYN HI-VOLTAGE CORP. J8707
MC GRAW EDISON DF2B7
POWERLINE HARDWARE CO. P8707
STEEL CITY SC8707BG
THREADED FASTENERS INC. TF8707
BOLMS006 | ALLIED BOLT, INC. 8294-50
DIXIE ELECTRIC D8716
FLORIDA WIRE AND CABLE FW8716
HUBBELL POWER SYSTEMS, INC. DF2B16
JOSLYN HI-VOLTAGE CORP. J8716
POWERLINE HARDWARE CO. P8716
STEEL CITY SC8716BG
THREADED FASTENERS INC. TF8716
BOLMS015 | ALLIED BOLT, INC. 8122-150
ALUMA-FORM AF8802
CHANCE 8802
DIXIE ELECTRIC D8802
FLORIDA WIRE AND CABLE FW8802
HUGHES B62-1-1/2
JOSLYN HI-VOLTAGE CORP. J8802
MC GRAW EDISON DF3B2
STEEL CITY SQG1008N
THREADED FASTENERS INC. TF8802
BOLMS016 | ALLIED BOLT, INC. 8124-100
CHANCE PS8803
DIXIE ELECTRIC D8803
FLORIDA WIRE AND CABLE FW8803
HUGHES B63-1-1/2
JOSLYN HI-VOLTAGE CORP. J8803
MC GRAW EDISON DF3B3
STEEL CITY SQG1012N
THREADED FASTENERS INC. TF8803
BOLMS017 | ALLIED BOLT, INC. 8220
ALUMA-FORM AF8808
CHANCE 8808
DIXIE ELECTRIC D8808
FLORIDA WIRE AND CABLE FW8808
HUGHES B68-4
JOSLYN HI-VOLTAGE CORP. J8808
MC GRAW EDISON DF3B8
POWERLINE HARDWARE CO. P8808
STEEL CITY SC8808BG
THREADED FASTENERS INC. TF8808
BOLMS018 | ALLIED BOLT, INC. 8222
ALUMA-FORM AF8810
CHANCE 8810
DIXIE ELECTRIC D8810
FLORIDA WIRE AND CABLE FW8810
HUGHES B610-4
JOSLYN HI-VOLTAGE CORP. J8810
MC GRAW EDISON DF3B10
POWERLINE HARDWARE CO. P8810
STEEL CITY SC8810BG
THREADED FASTENERS INC. TF8810
BOLMS019 | ALLIED BOLT, INC. 8224
ALUMA-FORM AF8812
CHANCE 8812
DIXIE ELECTRIC D8812
FLORIDA WIRE AND CABLE FW8812
HUGHES B612-6
JOSLYN HI-VOLTAGE CORP. J8812
MC GRAW EDISON DF3B12
POWERLINE HARDWARE CO. P8812
STEEL CITY SC8812BG
THREADED FASTENERS INC. TF8812
BOLMS020 | ALLIED BOLT, INC. 8226
ALUMA-FORM AF8814
ALUMA-FORM AF8906
CHANCE 8814
DIXIE ELECTRIC D8814
FLORIDA WIRE AND CABLE FW8814
HUGHES B614-6
JOSLYN HI-VOLTAGE CORP. J8814
MC GRAW EDISON DF3B14
POWERLINE HARDWARE CO. P8814
STEEL CITY SC8814BG
THREADED FASTENERS INC. TF8814
BOLMS021 | ALLIED BOLT, INC. 8228
ALUMA-FORM AF8816
CHANCE 8816
DIXIE ELECTRIC D8816
FLORIDA WIRE AND CABLE FW8816
HUGHES B616-6
JOSLYN HI-VOLTAGE CORP. J8816
MC GRAW EDISON DF3B16
POWERLINE HARDWARE CO. P8816
STEEL CITY SC8816BG
THREADED FASTENERS INC. TF8816
BOLMS022 | ALLIED BOLT, INC. 8230
ALUMA-FORM AF8818
CHANCE 8818
DIXIE ELECTRIC D8818
FLORIDA WIRE AND CABLE FW8818
HUGHES B618-6
JOSLYN HI-VOLTAGE CORP. J8818
MC GRAW EDISON DF3B18
POWERLINE HARDWARE CO. P8818
STEEL CITY SC8818BG
THREADED FASTENERS INC. TF8818
BOLMS023 | ALLIED BOLT, INC. 8232
ALUMA-FORM AF8820
CHANCE 8820
DIXIE ELECTRIC D8820
FLORIDA WIRE AND CABLE FW8820
HUGHES B620-6
JOSLYN HI-VOLTAGE CORP. J8820
MC GRAW EDISON DF3B20
POWERLINE HARDWARE CO. P8820
STEEL CITY SC8820BG
THREADED FASTENERS INC. TF8820
BOLMS028 | ALLIED BOLT, INC. 8235-25
HUBBELL POWER SYSTEMS, INC. 8830
JOSLYN HI-VOLTAGE CORP. J8830
MC GRAW EDISON DF3B30
STEEL CITY SC8830BG
BOLMS029 | ALLIED BOLT, INC. 8150
CHANCE 8902
DIXIE ELECTRIC D8902
HUGHES B72-1-3/4
JOSLYN HI-VOLTAGE CORP. J8902
MC GRAW EDISON DF4B2
STEEL CITY SQG1208N
THREADED FASTENERS INC. TF8902
BOLMS030 | ALLIED BOLT, INC. 8151-50
CHANCE 8903
DIXIE ELECTRIC D8903
HUGHES B73
JOSLYN HI-VOLTAGE CORP. J8903
MC GRAW EDISON DF4B3
STEEL CITY SQG1212N
BOLMS031 | CHANCE 8904
DIXIE ELECTRIC D8904
HUGHES B74
JOSLYN HI-VOLTAGE CORP. J8904
STEEL CITY SQG1216N
BOLMS032 | ALLIED BOLT, INC. 8153
ALUMA-FORM AF8906
CHANCE 8906
DIXIE ELECTRIC D8906
HUGHES B76-3
JOSLYN HI-VOLTAGE CORP. J8906
MC GRAW EDISON DF4B6
POWERLINE HARDWARE CO. P8906
STEEL CITY SC8906BG
THREADED FASTENERS INC. TF8906
BOLMS035 | ALLIED BOLT, INC. 8242
ALUMA-FORM AF8912
CHANCE 8912
DIXIE ELECTRIC D8912
FLORIDA WIRE AND CABLE FW8912
HUGHES B712-6
JOSLYN HI-VOLTAGE CORP. J8912
MC GRAW EDISON DF4B12
POWERLINE HARDWARE CO. P8912
STEEL CITY SC8912BG
THREADED FASTENERS INC. TF8912
BOLMS036 | ALLIED BOLT, INC. 8244
ALUMA FORM AF8914
CHANCE 8914
DIXIE ELECTRIC D8914
FLORIDA WIRE AND CABLE FW8914
HUGHES B714-6
JOSLYN HI-VOLTAGE CORP. J8914
MC GRAW EDISON DF4B14
POWERLINE HARDWARE CO. P8914
STEEL CITY SC8914BG
THREADED FASTENERS INC. TF8914
BOLMS037 | ALLIED BOLT, INC. 8246
ALUMA-FORM AF8916
CHANCE 8916
DIXIE ELECTRIC D8916
FLORIDA WIRE AND CABLE FW8916
HUGHES B716-6
JOSLYN HI-VOLTAGE CORP. J8916
MC GRAW EDISON DF4B16
POWERLINE HARDWARE CO. P8916
STEEL CITY SC8916BG
THREADED FASTENERS INC. TF8916
BOLMS038 | ALLIED BOLT, INC. 8248
ALUMA-FORM AF8918
CHANCE 8918
DIXIE ELECTRIC D8918
FLORIDA WIRE AND CABLE FW8918
HUGHES B718-6
JOSLYN HI-VOLTAGE CORP. J8918
MC GRAW EDISON DF4B18
POWERLINE HARDWARE CO. P8918
STEEL CITY SC8918BG
THREADED FASTENERS INC. TF8918
BOLMS039 | ALLIED BOLT, INC. 8250
ALUMA-FORM AF8920
CHANCE 8920
DIXIE ELECTRIC D8920
FLORIDA WIRE AND CABLE FW8920
HUGHES B720-6
JOSLYN HI-VOLTAGE CORP. J8920
MC GRAW EDISON DF4B20
POWERLINE HARDWARE CO. P8920
STEEL CITY SC8920BG
THREADED FASTENERS INC. TF8920
BOLMS040 | ALLIED BOLT, INC. 8252
ALUMA-FORM AF8922
CHANCE 8922
DIXIE ELECTRIC D8922
FLORIDA WIRE AND CABLE FW8922
HUGHES B722-6
JOSLYN HI-VOLTAGE CORP. J8922
MC GRAW EDISON DF4B22
STEEL CITY SC8922BG
THREADED FASTENERS INC. TF8922
BOLMS041 | ALLIED BOLT, INC. 8254
ALUMA-FORM AF8924
CHANCE 8924
DIXIE ELECTRIC D8924
FLORIDA WIRE AND CABLE FW8924
HUGHES B724-6
JOSLYN HI-VOLTAGE CORP. J8924
MC GRAW EDISON DF4B24
STEEL CITY SC8924BG
THREADED FASTENERS INC. TF8924
BOLMS042 | ALLIED BOLT, INC. 8255-15
ALUMA-FORM AF8926
CHANCE 8926
DIXIE ELECTRIC D8926
HUGHES BROTHERS B726-6
JOSLYN MANUFACTURING CO. J8926
STEEL CITY SC8926BG
THREADED FASTENERS INC. TF8926
BOLMS045 | ALLIED BOLT, INC. 82410-25
HUBBELL POWER SYSTEMS, INC. PSSB780300
HUGHES B83-2
JOSLYN HI-VOLTAGE CORP. J9053
STEEL CITY SQG1414N
BOLMS047 | ALLIED BOLT, INC. 8970-25
ALUMA-FORM AF9062
HUBBELL POWER SYSTEMS, INC. DF5B12
HUGHES B812
JOSLYN HI-VOLTAGE CORP. J9062
MC GRAW EDISON DF5B12
STEEL CITY SC9062BG
BOLMS048 | ALLIED BOLT, INC. 8971-10
ALUMA-FORM AF9064
FLORIDA WIRE AND CABLE FW9064
HUBBELL POWER SYSTEMS, INC. C205-0254
HUGHES B814
JOSLYN HI-VOLTAGE CORP. J9064
MC GRAW EDISON DF5B14
STEEL CITY SC9064BG
BOLMS049 | ALLIED BOLT, INC. 8972-10
ALUMA-FORM AF9066
FLORIDA WIRE AND CABLE FW9066
HUBBELL POWER SYSTEMS, INC. C205-0255
HUGHES B816-6
JOSLYN HI-VOLTAGE CORP. J9066
MC GRAW EDISON DF5B16
STEEL CITY SC9066BG
THREADED FASTENERS INC. TF9066
BOLMS050 | ALLIED BOLT, INC. 8256
ALUMA-FORM AF9068
FLORIDA WIRE AND CABLE FW9068
HUBBELL POWER SYSTEMS, INC. C205-0256
HUGHES B818-6
JOSLYN HI-VOLTAGE CORP. J9068
MC GRAW EDISON DF5B18
STEEL CITY SC9068BG
THREADED FASTENERS INC. TF9068
BOLMS051 | ALLIED BOLT, INC. 8257-10
ALUMA-FORM AF9070
FLORIDA WIRE AND CABLE FW9070
HUBBELL POWER SYSTEMS, INC. C205-0257
HUGHES B820-6
JOSLYN HI-VOLTAGE CORP. J9070
MC GRAW EDISON DF5B20
STEEL CITY SC9070BG
THREADED FASTENERS INC. TF9070
BOLMS052 | ALLIED BOLT, INC. 8973-10
ALUMA-FORM AF9072
FLORIDA WIRE AND CABLE FW9072
HUBBELL POWER SYSTEMS, INC. C205-0258
HUGHES B822-6
JOSLYN HI-VOLTAGE CORP. J9072
MC GRAW EDISON DF5B22
STEEL CITY SC9072BG
THREADED FASTENERS INC. TF9072
BOLMS053 | ALLIED BOLT, INC. 8606-10
ALUMA-FORM AF9074
FLORIDA WIRE AND CABLE FW9074
HUBBELL POWER SYSTEMS, INC. DF5B24
HUGHES B824-6
JOSLYN HI-VOLTAGE CORP. J9074
MC GRAW EDISON DF5B24
STEEL CITY SC9074BG
THREADED FASTENERS INC. TF9074
BOLMS054 | ALLIED BOLT, INC. 8607-10
HUBBELL POWER SYSTEMS, INC. PSSB782600
HUGHES B826-8
JOSLYN HI-VOLTAGE CORP. J9076
STEEL CITY SC9076BG
THREADED FASTENERS INC. TF9076
BOLMS055 | ALLIED BOLT, INC. 8608-5
HUBBELL POWER SYSTEMS, INC. PSSB782800
HUGHES B828-8
JOSLYN HI-VOLTAGE CORP. J9078
STEEL CITY SC9078BG
THREADED FASTENERS INC. TF9078
BOLMS063 | ALLIED BOLT, INC. 8299-10
HUBBELL POWER SYSTEMS, INC. PSSB102400
HUGHES B-1024-6
STEEL CITY SC1696BB
THREADED FASTENERS INC. TF1696
BOLMS064 | ALLIED BOLT, INC. 82995-10
HUBBELL POWER SYSTEMS, INC. PSSB102600
HUGHES B-1026-6
STEEL CITY SC16104BG
THREADED FASTENERS INC. TF16104
BOLMS070 | ALLIED BOLT, INC. 82994-5
HUBBELL POWER SYSTEMS, INC. PSSB102800
HUGHES BROTHERS B1028-8
STEEL CITY SC16112BG
THREADED FASTENERS INC. TF16112
BOLMS073 | ALLIED BOLT, INC. 8609-5
HUBBELL POWER SYSTEMS, INC. PSSB783000
HUGHES BROTHERS B830-8
STEEL CITY SC9080BG
THREADED FASTENERS INC. TF9080
BOLMS074 | ALLIED BOLT, INC. 8610-5
HUBBELL POWER SYSTEMS, INC. PSSB783200
HUGHES BROTHERS B832-8
STEEL CITY SC14128BG
THREADED FASTENERS INC. TF14128
BOLMS075 | ALLIED BOLT, INC. 8612-5
HUBBELL POWER SYSTEMS, INC. PSSB783600
HUGHES BROTHERS B836-8
STEEL CITY SC14144BG
THREADED FASTENERS INC. TF14144
BOLTE001 | CMC/BARFIELD MANUFACTURING SHA200
ERITECH SPECIALTY PRODUCTS SHA-200
HD SUPPLY HDSBOLTE001
THREADED FASTENERS INC. TFKIT#2
BOLTE002 | BURNDY CORP. TMH3010
THREADED FASTENERS INC. ORDER BY DESCRIPTION
BRCCF001 | BROOKS MFG. CO. 412-C77-05023
HUGHES BROTHERS 2018AA64.8PR
BRCCF002 | BROOKS MFG. CO. 412-C77-06036
HUGHES BROTHERS 2018AA75.7PR
BRCCR001 | ATLAS POWER PRODUCTS APF-4529
CONTINENTAL ELECTRIC CRB-29
FLAGG (MIF) FCB-26
HUGHES BROTHERS CF-533-26
PLP FRB-29
BRCCR002 | BROOKS MFG. CO. 446-60-30
HUGHES BROTHERS 2045-D45-9-11
CAPCE001 | SALISBURY 117
CAPCE004 | SALISBURY 177
CLAAN001 | ANDERSON 828602000
MACLEAN POWER SYSTEMS FAC-75
POWERLINE HARDWARE CO. AC-60
CLAAN002 | MACLEAN POWER SYSTEMS RALS-1-N-LKP
CLAAR002 | UTILCO SCH-40B-9/16P
CLAAR003 | UTILCO SCH-6362B-9/16P
CLACS001 | CHANCE 7903
COOPER POWER SYSTEMS DJ22C1
JOSLYN HI-VOLTAGE CORP. J1096
CLACT001 | LAPP 47101
LINDSEY 1101
MACLEAN POWER SYSTEMS LPS-57F
OHIO BRASS 270650
CLACT003 | ANDERSON TSC-57
LAPP 47113
MACLEAN POWER SYSTEMS ACTS-57
CLACT004 | ANDERSON TSC-150
FARGO GD-997A
FRANKEL ISCA-1.5
LAPP 47114
LINDSEY 1124
MC GRAW EDISON NL58803
OHIO BRASS 270662
RELIABLE POWER PRODUCTS ACTS-150
CLACT009 | CONTINENTAL ELECTRIC PAC-57
FARGO GD-992A30
LAPP 80481
PLP TAAS-57
RELIABLE POWER PRODUCTS ACP-057
CLACT010 | MACLEAN POWER SYSTEMS ULPS2-140
CLAGR001 | ERICO PRODUCTS EHL58C1K
CLAGR002 | ERICO PRODUCTS HDC58
CLAHL001 | ANDERSON BC-2/0
BLACKBURN HLC2108
CHANCE S1520CC
CMC/BARFIELD MANUFACTURING HLB2/0
FARGO GH-100
MACLEAN POWER SYSTEMS C1520
RICHARDS MFG. CO. BHLC-100
CLAHL002 | ANDERSON BH-4
BLACKBURN HLC3974
CHANCE S1530CC
CMC/BARFIELD MANUFACTURING HLB400
FARGO GH-101
MACLEAN POWER SYSTEMS C1530
RICHARDS MFG. CO. BHLC-300
CLAJU005 | ALCOA HCS880
PREFORMED LINE PRODUCTS CO. CGS-1097
CLAJU006 | ALCOA HCS1116
PREFORMED LINE PRODUCTS CO. CGS-1097
PREFORMED LINE PRODUCTS CO. CGS-1111
CLAJU008 | ALCOA HCS1500
PREFORMED LINE PRODUCTS CO. CGS-1098
PREFORMED LINE PRODUCTS CO. CGS-1119
CLAPJ001 | ITT BLACKBURN K1
PENN-UNION JC-2-AA
CLAQD005 | ANDERSON SD-130-N
MACLEAN POWER SYSTEMS ADE-2526-N
CLAQD006 | HUBBELL POWER SYSTEMS, INC. SD185N
MACLEAN POWER SYSTEMS ADE-27-N
CLAQD008 | HUBBELL POWER SYSTEMS, INC. SWDE55N
MACLEAN POWER SYSTEMS FQD-583
RELIABLE ELECTRIC CO. FD-550-N
CLASR001 | ALLIED BOLT, INC. 10076
HUBBELL POWER SYSTEMS, INC. SW7195
ITT BLACKBURN W62-1
JOSLYN HI-VOLTAGE CORP. 7195
RELIABLE ELECTRIC CO. 7195
CLASR002 | ALLIED BOLT, INC. 10078
HUBBELL POWER SYSTEMS, INC. SW7197
ITT BLACKBURN W40-1
JOSLYN HI-VOLTAGE CORP. 7197
MACLEAN POWER SYSTEMS 7197
CLASR003 | BLACKBURN W20-1
MACLEAN POWER SYSTEMS 7187
CLASS001 | MACLEAN POWER SYSTEMS SDE-46F
PLP SDF-52-N
CLASS002 | ANDERSON MDE-60-N
BARRON BETHEA SDF-10N
CONTINENTAL ELECTRIC SDE-73F
PLP SDF-63-N
RELIABLE POWER PRODUCTS DEF-37-N
CLASS003 | ANDERSON 87672-2000
BARRON BETHEA SDF-20N
CONTINENTAL ELECTRIC SDE-88F
MACLEAN POWER SYSTEMS SDE-93F
OHIO BRASS 91572
RELIABLE POWER PRODUCTS DEF-45-N
CLASS004 | ANDERSON ADEZ-47-N
CPI SBDE440
HYDROCOM INTERNATIONAL HCD60-SO
MACLEAN POWER SYSTEMS HDSO-47
PLP SOD-53-N
CLASS006 | ANDERSON ADEZ-88-N
HYDROCOM INTERNATIONAL HCD88-SO
MACLEAN POWER SYSTEMS HDSO-88
PLP SOD-93-N
CLASS007 | ANDERSON ADEZ-116-N
HYDROCOM INTERNATIONAL HCD116-SO
MACLEAN POWER SYSTEMS HDSO-116
PLP SOD-119-N
CLASU001 | ANDERSON HAS-62-N
LINDSEY 1330N
MACLEAN POWER SYSTEMS LS-0-N
CLASU002 | ANDERSON HAS-104-N
LINDSEY 1334N
RELIABLE POWER PRODUCTS LS-2-N
CLASU006 | ANDERSON HAS-147-N
FLAGG (MIF) 42101-N
LINDSEY 1342N
RELIABLE POWER PRODUCTS LS-6-N
CLASU007 | ANDERSON HAS-182-N
CONTINENTAL ELECTRIC SC-192-N
FLAGG (MIF) HALS-182
LAPP 306035-N
LINDSEY 1346N
MC GRAW EDISON WBT9548U
PLP ALS-182-N
RELIABLE POWER PRODUCTS LS-8-N
CLASU009 | AMERICAN CONNECTOR ENGINEERS FLS-63
ANDERSON MS-60-N
LAPP 305741-N
MACLEAN POWER SYSTEMS FCS-60
CLASW001 | CHANCE 5455
JOSLYN HI-VOLTAGE CORP. J5455
MACLEAN POWER SYSTEMS U5268
CLATG001 | CMC/BARFIELD MANUFACTURING BGC-0
ELECTRIC MOTION COMPANY, INC. EM 207
ERICO PRODUCTS CC207
MACLEAN POWER SYSTEMS BVC-207
CLEEY001 | HUBBELL POWER SYSTEMS, INC. CA-05-033
CLEHL001 | ANDERSON HYBC-30
FLAGG (MIF) 13501
JOSLYN HI-VOLTAGE CORP. BT3091
LINDSEY 3478
RELIABLE POWER PRODUCTS YCBHL-65A
CLEHL004 | ANDERSON HSC-100
FLAGG (MIF) 13505
JOSLYN HI-VOLTAGE CORP. BT3087
LINDSEY 3454
RELIABLE POWER PRODUCTS SCHL-55A
CLEHL005 | ANDERSON HSYC-50
LINDSEY 3471
RELIABLE POWER PRODUCTS SYCHL-87
CLEHL007 | ANDERSON HSE-100-10
CLEHL008 | LINDSEY 3464
CLEIN001 | COOPER POWER SYSTEMS DC5C2
HUBBELL POWER SYSTEMS, INC. 468
JOSLYN HI-VOLTAGE CORP. J93
POWERLINE HARDWARE CO. P093
UTILITIES SERVICE 31215
CLESO004 | ANDERSON SYC-30
LAPP 72949
MACLEAN POWER SYSTEMS SYCR-56
CLESO005 | BETHEA NATIONAL SYC-87
HUBBELL POWER SYSTEMS, INC. 94277-3001
CLETE001 | ANDERSON 85450-2000
JOSLYN MANUFACTURING CO. 33400-5/8
MACLEAN POWER SYSTEMS YCE65625A
CLETE004 | ANDERSON 85451-2000
JOSLYN MANUFACTURING CO. 33440-5/8
MACLEAN POWER SYSTEMS YCE9062565
CLETH001 | AMERICAN CONNECTOR ENGINEERS TC-5F
CONTINENTAL ELECTRIC CT-88
FLAGG (MIF) PA271
POWERLINE HARDWARE CO. DET-20
RELIABLE POWER PRODUCTS FSA-88-5
CLETH002 | ANDERSON DDT-07
BARRON BETHEA TC-2
CONTINENTAL ELECTRIC CT-88H
FLAGG (MIF) PA272B
RELIABLE POWER PRODUCTS FSA-100-6
CLETH003 | CONTINENTAL ELECTRIC CT-100H
HUBBELL POWER SYSTEMS, INC. DDT12
RELIABLE POWER PRODUCTS FSA-125-8
CLEYY001 | ANDERSON YCC-30-90
LAPP 98661
LINDSEY 3190
RELIABLE POWER PRODUCTS YCCR-65
CLEYY002 | MACLEAN POWER SYSTEMS YCB-78 W/ SCR-87
CNNAJ002 | ALCOA 5127.100
ANDERSON OAL-700C-15
BURNDY CORP. YNA39RT4N15
SEFCOR AL-918-4A-15
CNNAJ005 | ALCOA 5140.162
ANDERSON CCL-1545-D-Y15
BURNDY CORP. YNA56RT15
SEFCOR AL-1548-4A-15
CNNAJ008 | ALCOA 5640.162
ANDERSON CCL-1545-D
BURNDY CORP. YNA56RT
SEFCOR AL-1548-4A
CNNCP001 | ANDERSON AC 506-82
BURNDY CORP. YHO1
HOMAC OB44
ITT BLACKBURN WR159
KEARNEY 506-82
PENN-UNION KO-R06
CNNCP002 | ANDERSON AC-508-82
BURNDY CORP. YHO2
HOMAC OB101
ITT BLACKBURN WR189
KEARNEY 50882
PENN-UNION KO-R08
CNNCP003 | HOMAC OB1010
KEARNEY 504-82
PENN-UNION KO-R10
CNNCP004 | ANDERSON AC-504-82
BURNDY CORP. YHD4
HOMAC DB2020
ITT BLACKBURN WR279
PENN-UNION KD-R04
CNNCP005 | ANDERSON AC-502-82
BURNDY CORP. YHD3
HOMAC DB202
ITT BLACKBURN WR289
KEARNEY 502-82
PENN-UNION KD-R02
CNNCP006 | ANDERSON AC-505-82
BURNDY CORP. YHD6
HOMAC DB4020
ITT BLACKBURN WR399
KEARNEY 505-82
PENN-UNION KD-R05
CNNCP007 | BURNDY CORP. YHD7
HOMAC DB4040
ITT BLACKBURN WR419
KEARNEY 507-82
PENN-UNION KD-R28
CNNCP008 | ANDERSON AC-503-82
BURNDY CORP. YHD5
HOMAC DB404
ITT BLACKBURN WR379
KEARNEY 503-82
PENN-UNION KD-R03
CNNCP016 | HOMAC HCST-302
ITT BLACKBURN CF22
KEARNEY 302-82
PENN-UNION CDT-398-8
CNNCP021 | ANDERSON VHSS-2
BURNDY CORP. YS2CL
DOSSERT DPCS-6
HOMAC SC-2
ITT BLACKBURN CSP-2
MAC ELECTRICAL CONNECTORS MSC2
PENN-UNION BCU-2T
RICHARDS MFG. CO. SCC7
UTILCO CT-2
CNNCP022 | ANDERSON VHSS-1/0
BURNDY CORP. YS25L
DOSSERT DPCS-10
HOMAC SC-1/0
HUBBELL VHSS10
ITT BLACKBURN CSP-10
MAC ELECTRICAL CONNECTORS MSC 1/0
PENN-UNION BCU-1/OT
RICHARDS MFG. CO. SCC9
UTILCO CT-1/0
CNNCP025 | BURNDY CORP. YS34
HOMAC C500
HUBBELL VHS500
RICHARDS MFG. CO. CC18
CNNCP032 | BURNDY CORP. YRB39U34
HOMAC SAC750R500
RICHARDS MFG. CO. ALCR23-18
CNNCP034 | HOMAC SAC1000R750TN
RICHARDS MFG. CO. ALCR28-23-8
CNNCT004 | ELASTIMOLD 03700360
CNNGR002 | DEMARK GRC-58B
ERICO PRODUCTS CC58
GALVAN INDUSTRIES 58DC
SOUTHERN GROUNDING 58DC
CNNJU001 | BURNDY CORP. NONE
IRBY KIT-JEACNNJU001
CNNJU002 | HD SUPPLY KIT-JEACNNJU002
IRBY KIT-JEACNNJU002
CNNLB001 | COOPER POWER SYSTEMS LE225CCO6T
ELASTIMOLD 262LR-C5240
ITT BLACKBURN JT2CJ10BAT
TYCO/RAYCHEM ELB-25-210C10
CNNLB002 | ELASTIMOLD 274ELR-88110-240
CNNME002 | THOMAS & BETTS 5234-TB WITH 5264 TB
CNNPA590 | ANDERSON LC-1133
HOMAC VWU2-4/0-1
CNNPL501 | ANDERSON TP-C
DOSSERT BM3N
HOMAC GB-9557-3
SEFCOR ATP-C
CNNPL504 | ANDERSON TP-B
DOSSERT BM 1-1/2N
HOMAC GB-9557-1.5
SEFCOR ATP-B
CNNPT005 | PREFORMED LINE PRODUCTS CO. TC-0146
CNNSL001 | UTILCO UPC-500-12
CNNSP001 | CONNECTOR MANUFACTURING CO. SSBC-500-4SI
HOMAC RAB45C
UTILCO PED4-500-SSP
CNNSP002 | CONNECTOR MANUFACTURING CO. SSBC750-6I
HOMAC RXM6C
UTILCO PED6-750-SSP
CNNTA001 | HOMAC A-4050-SH
UTILITY COMPONENTS INC. WL-4050-336-SH
CNNTA002 | CPI 556638
HOMAC A-4560-SH
UTILITY COMPONENTS INC. WL-4560-336-SH
CNNTA003 | CPI 556294T
HOMAC A-5065-SH
UTILITY COMPONENTS INC. WL-5065-500-SH
CNNTA004 | CPI 556294-1
HOMAC A-5070-SH
UTILITY COMPONENTS INC. WL-5070-636-SH
CNNTA005 | CPI 350123
HOMAC A-4040-SH
UTILITY COMPONENTS INC. WL-4040-40-SH
CNNTA006 | CPI CONNECTOR PRODUCTS 556638
HOMAC A-4555-SH
UTILITY COMPONENTS INC. WL-4550-40-SH
CNNTA007 | CPI 477724T
HOMAC A-4045-SH
UTILITY COMPONENTS INC. WL-4045-40-SH
CNNTB001 | ANDERSON K3
BURNDY CORP. KVS28
DOSSERT DSU21
PENN-UNION VT-2
SEFCOR GFCS-5050
UTILITY STANDARD USKVS28
CNNTB002 | ANDERSON K4
BURNDY CORP. KVS31
DOSSERT DSU35
HOMAC TBC-350
CNNTB003 | ANDERSON K5
BURNDY CORP. KVS34
DOSSERT DSU50-JEA
HOMAC TBC500
PENN-UNION VT-4
UTILITY STANDARD USKVS34
CNNTB004 | ANDERSON K6
BURNDY CORP. KVS40
HOMAC TBC-800
PENN-UNION VT-5
CNNTE046 | ANDERSON SWH-025B-TP-ED
BURNDY CORP. NAH29-2N-W
DOSSERT TCVH 25-2N-SN
HOMAC 7M-60-2NR
CNNTE047 | ANDERSON SWH-080-B2-TP-ED
DOSSERT TCVH 80-2N-SN
FCI USA INCORPORATED NAH40-2N-W
HOMAC 7M-80-2NR
CNNTE048 | ANDERSON SWH-100C-TP-ED
BURNDY CORP. NAH44-34N-W
DOSSERT TCVH 100-4N-SN
HOMAC 7M-125-4NR
CNNTE200 | HUBBELL POWER SYSTEMS, INC. ORT2110C
CNNTE201 | HUBBELL POWER SYSTEMS, INC. ORT2113D
CNNTE202 | HUBBELL POWER SYSTEMS, INC. ORT2117
CNNTE209 | ANDERSON ATCC-1111
BURNDY CORP. NNTR37A37A BURNDY
DOSSERT BCV 90-90-AA
HOMAC A6MT-100-100
PENN-UNION ABA-090
SEFCOR ACRCT-343
CNNTE213 | ANDERSON ATCC-1311
BURNDY CORP. NNTR45A42A
DOSSERT BCV 125-90-AA
HOMAC A6MT-150-100
PENN-UNION ABA-125090
SEFCOR ACRCT-3934
CNNTE799 | ANDERSON TTF-4040-1-TP
BURNDY CORP. NBC22A-44N-TN
HOMAC KBNT-P-4NNR
SEFCOR TFT-64-4B-SND
CNNTL012 | ANDERSON VAUL-1-12
BURNDY CORP. YRA1CU
CONNECTOR MANUFACTURING CO. ALA-5
HOMAC SA2-48
PENN-UNION FSLA-R2S
CNNTL013 | ANDERSON VAUL-1/0-12
BURNDY CORP. YRA25U
CONNECTOR MANUFACTURING CO. ALA-6
HOMAC SA-1/0-48
PENN-UNION FSLA-010S
CNNTL034 | BURNDY CORP. YA34-2N
ELECTRICAL SPECIALTY PRODUCTS CHL-500-BN
HOMAC L500-N
HUBBELL VHCL50012BN
KEARNEY 136712-500
MAC PRODUCTS INC. MRB 500-8N
PENN-UNION BBLU-050D
RICHARDS MFG. CO. CL18-2N
UTILCO CLND-500-12-134
CNNTL620 | ANDERSON TLS-62-L
BURNDY CORP. QGFL34B1T6
DOSSERT QL-50E
PENN-UNION LSN-050NE
SEFCOR UN-4656-T
CNNTR001 | THOMAS AND BETTS CS71
CNNTS004 | ALCON SEE SPEC (CNNTS004KIT)
CARR INDUSTRIES UTH750-123
ELECTRICAL SPECIALTY PRODUCTS SEE SPEC (UTL8-750-K)
HOMAC SEE SPEC (ABT8750CK)
POLARIS SEE SPEC (PTLH750-128KP)
UTILCO SEE SPEC (USG2-750R128KP)
CNNTS006 | ALCON T4G3-500G-RB
CONNECTOR MANUFACTURING CO. L3D4-500I
HOMAC ABT3500DSC
POLARIS PTLH-500-43P
UTILCO USG2-500-C43P
CNNTS007 | ALCON BTC6-500G-RB
CONNECTOR MANUFACTURING CO. NP6-500I
HOMAC ABP6500C
POLARIS PPT-5006P
UTILCO PTT6-500P
CNNTS009 | HOMAC RABP6350C
CNNTS010 | CONNECTOR MANUFACTURING CO. L3D4-750IK-JEA
CNNTY001 | THOMAS AND BETTS TC5342A
CNNTY104 | THOMAS AND BETTS TY524M
CNNTY108 | BURNDY CORP. TF5D
THOMAS AND BETTS TY525M
CNNTY111 | THOMAS AND BETTS TY5272M
CNNTY112 | THOMAS AND BETTS TY527M
CNNTY150 | BURNDY CORP. CT40300C
DENNISON 08859
PANDUIT CORP. PLT 3I
THOMAS AND BETTS 13-243
CNNTY206 | BURNDY CORP. CT40200C0
DENNISON 08386
THOMAS AND BETTS TY5242MX
CNNVG002 | CMC/BARFIELD MANUFACTURING VC-4NP
HUBBELL GC-5004
MACLEAN POWER SYSTEMS BVC-4
RICHARDS MFG. CO. VC5
CNNVG003 | HUBBELL GC-5002
MACLEAN POWER SYSTEMS BVC-2
RICHARDS MFG. CO. VC7
CNNVG004 | CMC/BARFIELD MANUFACTURING VC-20S
HUBBELL GC-5020S
MACLEAN POWER SYSTEMS BVC-20S
PENN-UNION FF-2/0
RICHARDS MFG. CO. VC10S
CNNVG006 | CMC/BARFIELD MANUFACTURING VC-40
HOMAC VG-4
HUBBELL GC-5040
MACLEAN POWER SYSTEMS BVC-40
PENN-UNION FF-4/0
RICHARDS MFG. CO. VC12
CNNWC300 | MMM/3M UR2
COAKT001 | HD SUPPLY KIT-COAKT001
IRBY KIT-JEACOAKT001
CODKT001 | INSITU CORP IS-SPG-146.
COVIC002 | ANDERSON PTC-2
FCI USA INCORPORATED CCD
KEARNEY 601-D
KEARNEY 601-OD
UTILITY STANDARD USCCD
VIRGINIA PLASTICS CO. CC-D-275BK
COVIC003 | HOMAC CST-3095
COVSP001 | RAYCHEM GELCAP-SL-JEA
COVSP002 | HOMAC FSS350
COVSP003 | HOMAC FSS20
COVTA001 | AMP 81227-1
CUTOT004 | ABB POWER T & D X5JENNMM12
ALUMA FORM CSG27-100A-150-EN-12kA
HUBBELL CP710313EZM
MACLEAN POWER SYSTEMS SC27SG112-M
S AND C ELECTRIC CO. 89052R10-P-M
CUTOT006 | ABB POWER T & D X8JENNMM12S
MACLEAN POWER SYSTEMS SC27XS112-M
CUTOT007 | HUBBELL POWER SYSTEMS, INC. CP710342EZM
CXAFG001 | CPI SD8120100SXXXX
MACLEAN POWER SYSTEMS PY10SD526-JEA
PUPI DA3000120X3JE12
CXAFG002 | CPI HT6120100VXXXX
MACLEAN POWER SYSTEMS PS10ST393-I
PUPI TB2200120JE12
CXAFG004 | PUPI TB22000721392
CXAWO002 | COX INDUSTRIES ORDER BY DESCRIPTION
DISTRAN JEAW002
CXAWO003 | COX INDUSTRIES ORDER BY DESCRIPTION
DISTRAN JEAW003
DAPVI001 | ALCOA 1701-2
FARGO 607048
PREFORMED LINE PRODUCTS CO. DBO5-06
DAPVI003 | ALCOA 1705-8
DULMISON DB2-21
FARGO 60710-12
PREFORMED LINE PRODUCTS CO. VSD-3525
DAPVI004 | ALCOA 1706-10
DULMISON DB2-27
FARGO 60715-13
PREFORMED LINE PRODUCTS CO. VSD-4032
DAPVI005 | ALCOA 1708-14
DULMISON DB4-38
FARGO 60720-14
PREFORMED LINE PRODUCTS CO. VSD-5040
DEACB003 | ALCOA B6365-F
BURNDY CORP. YTW39RY30/43RE
DEACB005 | ALCOA B6365-T
BURNDY CORP. YTW48RY30/48RE
DEACB007 | ALCOA B 3951-M WITH E 9718.546
BURNDY CORP. YTW56RY30/590RE
DEACB010 | ALCOA E33124NT
BURNDY CORP. YTW39R WITH YTW43RE
HUBBELL POWER SYSTEMS, INC. SEDA2208
ENCOD007 | CMC/BARFIELD MANUFACTURING (PER SPEC) BASE314034SP-H
SWITCHGEAR POWER SYSTEMS PER SPEC(N1280-JEA-M2)
ENCOD008 | MALTON PER SPEC (MEF727252DFM600SPHC)
SWITCHGEAR POWER SYSTEMS PER SPEC (SHARP AR-M257)
FUSAS001 | S AND C ELECTRIC CO. PERSPEC 55303R3-A10G7M1P5-E131
FUSHO003 | BUSSMANN HEB-JJ
FUSHO004 | BUSSMANN HEB-JW-RYC
LITTELFUSE LEB-JYC-S
FUSHO005 | IDEAL 30-S1212
FUSHO006 | BUSSMANN H25030-2SR
FERRAZ SHAWMUT 20317
FUSHO007 | CHANCE T710-313T
S AND C ELECTRIC CO. 89532R10
FUSHO009 | ABB POWER T & D 4995C51A23
FUSHO013 | GENERAL ELECTRIC CO. 21200021000
FUSHO016 | COOPER POWER SYSTEMS FN10B4ASM
GENERAL ELECTRIC CO. 31F2807001
FUSHO018 | COOPER POWER SYSTEMS FN11B2ASM
GENERAL ELECTRIC 31F2808001
FUSHO037 | S AND C ELECTRIC CO. 3052R1
FUSHO046 | ABB POWER T & D 7194C60G11MP
HUBBELL POWER SYSTEMS, INC. T710-613T
S AND C ELECTRIC CO. 89533R10
FUSOH001 | INDEL EF10TPCIR
S AND C ELECTRIC CO. 279010
FUSOH002 | INDEL EF12TPCIR
S AND C ELECTRIC CO. 279012
FUSOH003 | INDEL EF15TPCIR
S AND C ELECTRIC CO. 279015
FUSOH004 | INDEL EF20TPCIR
S AND C ELECTRIC CO. 279020
FUSOH005 | INDEL EF25TPCIR
S AND C ELECTRIC CO. 279025
FUSOH006 | INDEL EF30TPCIR
S AND C ELECTRIC CO. 279030
FUSOH007 | INDEL EF40TPCIR
S AND C ELECTRIC CO. 279040
FUSOH008 | INDEL EF50TPCIR
S AND C ELECTRIC CO. 279050
FUSOH009 | INDEL EF65TPCIR
S AND C ELECTRIC CO. 279065
FUSOH010 | INDEL EF80TPCIR
S AND C ELECTRIC CO. 279080
FUSOH011 | INDEL EF100TPCIR
S AND C ELECTRIC CO. 279100
FUSOH012 | S AND C ELECTRIC CO. 355200R1
FUSOH019 | CHANCE MOD4SFA23
KEARNEY 41050
FUSOH020 | CHANCE MOD7SFA23
KEARNEY 41100
FUSOH021 | CHANCE M1D0SFA23
KEARNEY 41150
FUSOH022 | CHANCE M1D6SFA23
INDEL EF2.5IXPCIR
KEARNEY 41250
FUSOH023 | CHANCE M2D1SFA23
INDEL EF3.5IXPCIR
KEARNEY 41350
FUSOH024 | CHANCE M3D1SFA23
INDEL EF4IXPCIR
KEARNEY 41400
FUSOH025 | CHANCE M4D2SFA23
INDEL EF5.5IXPCIR
KEARNEY 41550
FUSOH026 | CHANCE M5D2SFA23
INDEL EF7IXPCIR
KEARNEY 41007
FUSOH027 | CHANCE M7DOSFA23
INDEL EF10IXPCIR
KEARNEY 41010
FUSOH028 | CHANCE M10D4SFA23
INDEL EF15IXPCIR
KEARNEY 41015
FUSOH029 | CHANCE M14SFA23
INDEL EF25ISPCIR
KEARNEY 21025
MC GRAW EDISON FL2S25
FUSOH030 | CHANCE M21SFA23
INDEL EF30ISPCIR
KEARNEY 21030
MC GRAW EDISON FL2S30
FUSOH031 | CHANCE M32SFA23
INDEL EF50ISPCIR
KEARNEY 21050
MC GRAW EDISON FL2S50
FUSOH032 | CHANCE M46SFA23
INDEL EF65ISPCIR
KEARNEY 21065
MC GRAW EDISON FL2S65
FUSOH033 | CHANCE M100MSA23
KEARNEY 21100
MC GRAW EDISON FL2S100
FUSOH036 | CHANCE M20KA23
KEARNEY 31020
FUSSU038 | BUSSMANN NON-6-
CEFCO OT6/250
CHASE SHAWMUT CO. OT-6
LITTELFUSE NLN-6
FUSUG008 | BUSSMANN NON-10
CEFCO OT10/250
CHASE SHAWMUT CO. OT-10
LITTELFUSE NLN-10
FUSUG009 | BUSSMANN NON-15
CEFCO OT15/250
CHASE SHAWMUT CO. OT-15
LITTELFUSE NLN-15
FUSUG010 | BUSSMANN NON-20
CEFCO OT20/250
CHASE SHAWMUT CO. OT-20
LITTELFUSE NLN-20
FUSUG012 | BUSSMANN NON-30
CEFCO OTN30
CHASE SHAWMUT CO. OT-30
LITTELFUSE NLN-30
FUSUG014 | BUSSMANN NON-40
CEFCO OTN40
CHASE SHAWMUT CO. OT-40
LITTELFUSE NLN-40
FUSUG022 | COOPER POWER 4000358C05B
COOPER POWER SYSTEMS 4000358C05M
FUSUG046 | BUSSMANN BAF20
CEFCO M20/250
CHASE SHAWMUT CO. OTM20
LITTELFUSE BLF20
GRIPR001 | CHANCE 12D5M-AWSBG
DULMISON AWGG0870
PREFORMED LINE PRODUCTS CO. AWDE4119
SLACAN 17140
GRIRI001 | KELLEMS 044-20-1128
LEWIS SLPGA-1
GRISA003 | DULMISON HSU2840
PREFORMED LINE PRODUCTS CO. AGS-5131
SLACAN 80246
GRISA005 | DULMISON HSU3855
PREFORMED LINE PRODUCTS CO. AGS-5145
SLACAN 80255
GUAAN002 | CENTRAL MOLONEY 70380340
GUAAN006 | POWERLINE HARDWARE CO. SILAG-01-KR
GUACA001 | CARLON (SEE SPEC)59011N
CUSTOM PLASTICS, INC. CPUS4210
HOLM INDUSTRIES INC (SEE SPEC)PM2-40
PRIME CONDUIT (SEE SPEC) 59011N
GUACA002 | CARLON (SEE SPEC)59016N
HOLM INDUSTRIES INC (SEE SPEC) PM5-40
PRIME CONDUIT (SEE SPEC)59016N
GUACA003 | CARLON (SEE SPEC)59017N
HOLM INDUSTRIES INC (SEE SPEC)PM6-40
PRIME CONDUIT (SEE SPEC)59017N
GUACA004 | CARLON (SEE SPEC)59013N
CUSTOM PLASTICS, INC. CPUS4310
HOLM INDUSTRIES INC (SEE SPEC)PM3-40
PRIME CONDUIT (SEE SPEC) 59013N
GUAGW001 | CHANCE 96-KG-1/2G
ELECTRICAL MATERIALS CO., INC. PEGM1/2
JOSLYN HI-VOLTAGE CORP. S484-4049
PLASTIGAGE CORP. 601
PREFORMED LINE PRODUCTS CO. GWM-7100
VIRGINIA PLASTICS CO. VP-1/2-GWM
GUAGW002 | CHANCE 96-PBG-2Y
ELECTRICAL MATERIALS CO., INC. 70-7Y-2P
IPEX (SEE SPEC)025504
PLP PG5462
GUAGW003 | PREFORMED LINE PRODUCTS CO. PG-MS-7578
GUALI001 | CHANCE ASAMG-023
DULMISON ALG0880
HELICAL 23ALG-520
PAYER ROBIN-23-AL
PREFORMED LINE PRODUCTS CO. MG-0133
SLACAN 80722
GUALI002 | CHANCE 21AMG-020
DULMISON ALG0785
FLORIDA WIRE AND CABLE FWLG-21-103
HELICAL 21ALG-518
PAYER SPARROW-21-AL
PREFORMED LINE PRODUCTS CO. MG-0131
SLACAN 80718
GUALI004 | CHANCE 25AMG-027
DULMISON ALG0990
FLORIDA WIRE AND CABLE FWLG-25-107
HELICAL 25ALG-522
PAYER RAVEN-25-AL
PREFORMED LINE PRODUCTS CO. MG-0135
SLACAN 80726
GUALI008 | CHANCE 43AMG-057
DULMISON ALG2285
HELICAL 43ALG-538
PAYER DOVE-43-AL
PREFORMED LINE PRODUCTS CO. MG-0151
SLACAN 80758
GUYAT004 | ATLAS COPCO APP-664
CONTINENTAL ELECTRIC SF-HDG-14.5
HUGHES BROTHERS B2214.2A
UNITED UTILITY PRODUCTS UUP-204
GUYAT008 | ALLIED BOLT, INC. 22002
HUBBELL GEP5A34N
MACLEAN POWER SYSTEMS MGA345-AN
GUYFI001 | ALLIED BOLT, INC. 1436
CHANCE 0501
CONTINENTAL ELECTRIC SWBG-20-54
JOSLYN HI-VOLTAGE CORP. J1501
MC GRAW EDISON DG1D1
MIDWEST FABRICATION PX 34A
UTILITIES SERVICE 1296
GUYFI002 | ALLIED BOLT, INC. 1437
CHANCE 0502
CONTINENTAL ELECTRIC SWG-20-5
JOSLYN HI-VOLTAGE CORP. J1502
MC GRAW EDISON DG3D1
MIDWEST FABRICATION PX 33A
UTILITIES SERVICE 1297
GUYGR001 | DULMISON SGG-0915C
FLORIDA WIRE AND CABLE FLB-3600
HELICAL HG-310-3/8
PAYER 3/8-35-GN-C
PREFORMED LINE PRODUCTS CO. GDE-2107
SLACAN 80281
GUYGR002 | DULMISON SGG-1105C
FLORIDA WIRE AND CABLE FLB-3700
HELICAL HG-311-7/16
PAYER 7/16-38-GN-C
PREFORMED LINE PRODUCTS CO. GDE-2108
SLACAN 80282
GUYGR004 | CHANCE 9/16CTLG-C
DULMISON SGG-1435C
FLORIDA WIRE AND CABLE FLB-3900
PAYER 9/16-55-GN-C
PREFORMED LINE PRODUCTS CO. BG-2116
SLACAN 80182
GUYGR005 | DULMISON SGG-1905C
PREFORMED LINE PRODUCTS CO. BG-2112
GUYST005 | BEKAERT CORPORATION 118574 CLASS B
BEKAERT CORPORATION AST3087EX58C00500
FLORIDA WIRE AND CABLE CLASS B ONLY
GUARDIAN CABLE SYSTEMS 38EHS95ZN5AL500
NATIONAL STRAND CLASS B ONLY
VANGUARD STEEL LTD 35015024-0500
WRCA 3/8-0120-EB
GUYST006 | BEKAERT CORPORATION AST7167EX58C00500
FLORIDA WIRE AND CABLE NONE
GUARDIAN CABLE SYSTEMS 716EHS95ZN5AL500
NATIONAL STRAND NONE
VANGUARD STEEL LTD 35015028-0500
GUYST007 | BEKAERT CORPORATION AST9167EX58R01000
BEKAERT CORPORATION AST916A
FLORIDA WIRE AND CABLE NONE
GUARDIAN CABLE SYSTEMS 916EHS95ZN5AL1000
NATIONAL STRAND NONE
GUYST008 | BEKAERT CORPORATION AST304AEX59R01000
FLORIDA WIRE AND CABLE NONE
NATIONAL STRAND NONE
HOKCA001 | IRVINGTON MOORE SP1223B
UTILITY METALS SCHU-1P-J
HOKCA003 | ATLAS POWER PRODUCTS APP-2143
HUBBELL POWER SYSTEMS, INC. DU1S2
INWESCO INC. 11B27
MACLEAN POWER SYSTEMS APP-2143
HOKCA004 | ATLAS POWER PRODUCTS APP-2144
HUBBELL POWER SYSTEMS, INC. DU1S3
INWESCO INC. 11C27
HOKCA005 | ATLAS POWER PRODUCTS APP-2145
HUBBELL POWER SYSTEMS, INC. DU1S4
INSCO001 | ADVANCED RUBBER PRODUCTS ARP-35SKCE-S
ALUMA FORM DEI-35
HUBBELL 801046-0215
RELIABLE POWER PRODUCTS DS-35M
SALISBURY 9503U-SI
VICTOR 8235-JEA
VOLT TEK 3515S-00
INSCR002 | NGK 97008-RG
C97008R2-275
INSDE002 | HUBBELL S050097H201A
LAPP INSULATOR CS5-111-YB-250-B
MACLEAN POWER SYSTEMS S24080097VASS040
MACLEAN POWER SYSTEMS S248111VA02
NGK-LOCKE, INC. 502-SS810-YK-08
INSDE003 | HUBBELL POWER SYSTEMS, INC. S050075H201A
LAPP INSULATOR CS5-089-YB-200-B
MACLEAN POWER SYSTEMS S24080074VASS033
MACLEAN POWER SYSTEMS S248089VA07
NGK-LOCKE, INC. 502-SS630-YK-08
INSDE004 | HUBBELL POWER SYSTEMS, INC. S050051H201A
LAPP INSULATOR CS5-066-YB-150-B
MACLEAN POWER SYSTEMS S24080051VASS027
MACLEAN POWER SYSTEMS S248066VA01
NGK-LOCKE, INC. 502-SL430-YK-08
INSDE007 | HUBBELL POWER SYSTEMS, INC. S050086H201A
MACLEAN POWER SYSTEMS S24080085VASS043
NGK 50B-SL720-YK-09
INSDE010 | HUBBELL POWER SYSTEMS, INC. S050030H2010
MACLEAN POWER SYSTEMS S24080028VXAL017
NGK-LOCKE, INC. 502-SL240-YK
INSFE001 | ALUMA FORM FGS16-24CT
CONTINENTAL ELECTRIC GCTE1524SC
HUBBELL / CHANCE POWER SYSTEMS GS16024CPSC
INSFE002 | ALUMA FORM FGS16-12CT
HUBBELL / CHANCE POWER SYSTEMS GS16012CPSC
MACLEAN POWER SYSTEMS GCTE1512SC
INSGB002 | ALUMA-FORM FGS21-60CR
BARRON BETHEA BB-21-CC-60-1R
CHANCE GS21060CC1
CONTINENTAL ELECTRIC GCC21-60R
FLAGG (MIF) 210-60
HUGHES BROTHERS 694-60-R
KEARNEY 321021-60
MC GRAW EDISON DEG30CC60
INSGB006 | BARRON BETHEA BB-35-CC-90-1R
CONTINENTAL ELECTRIC GCC36-90R
FLAGG (MIF) 360-90
HUGHES BROTHERS 696-90-R
KEARNEY 321035-90
INSGB008 | ALUMA-FORM FGS21-144CR
CHANCE GS21144CC1
CONTINENTAL ELECTRIC GCC21-144R
HUGHES BROTHERS CF694-144-R
INSHP001 | HUBBELL POWER SYSTEMS, INC. 80S028-0U09
INSHP020 | HUBBELL P250034S0020
LAPP INSULATOR CL2-049-21-095-A
MACLEAN POWER SYSTEMS H29010035MXSS018
NGK-LOCKE, INC. L2-SN241-13
RELIABLE ELECTRIC CO. H291045VX02
INSHP021 | HUBBELL POWER SYSTEMS, INC. P250034S0550
LAPP INSULATOR CL2-049-11-095-A
MACLEAN POWER SYSTEMS H21010035MXSS018
NGK-LOCKE, INC. L2-SN241-18
RELIABLE ELECTRIC CO. H211045VX06
INSHP022 | HUBBELL POWER SYSTEMS, INC. P250041E055A
LAPP INSULATOR CL2-061-11-145-B
MACLEAN POWER SYSTEMS H21010048VASS021
MACLEAN POWER SYSTEMS H211058VA01
NGK-LOCKE, INC. L2-SN361-18-W
INSHP023 | HUBBELL POWER SYSTEMS, INC. P250041E002A
LAPP INSULATOR CL2-062-21-145-B
MACLEAN POWER SYSTEMS H29010048VASS021
MACLEAN POWER SYSTEMS H291058VA02
NGK-LOCKE, INC. L2-SN361-13-W
INSHP024 | MACLEAN POWER SYSTEMS H31010077VASS032
NGK L3-SN551-18-W
RELIABLE ELECTRIC CO. H311088VA01
INSHP025 | MACLEAN POWER SYSTEMS H39010076VASS032
NGK L3-SN551-13-W
RELIABLE ELECTRIC CO. H391088VA02
RELIABLE ELECTRIC CO. H391088VA03
INSHP030 | HUBBELL P250043E102A
MACLEAN POWER SYSTEMS H29020050MASS026
MACLEAN POWER SYSTEMS H292058VA01
NGK-LOCKE, INC. L2-SN351-23-W
INSLP011 | HUBBELL POWER SYSTEMS, INC. BLP053F12005
LAPP INSULATOR CBP2-062-145-01
MACLEAN POWER SYSTEMS B211061AL44A
NGK-LOCKE, INC. HV-340
INSLP012 | HUBBELL POWER SYSTEMS, INC. BLP053G12011
LAPP INSULATOR CBP2-062-145-02
NGK-LOCKE, INC. HV-341
RELIANCE ELECTRIC B291061VX17
INSLP013 | NGK-LOCKE, INC. HV076
RELIANCE ELECTRIC B311108VX08
INSLP014 | NGK-LOCKE, INC. HV-075
RELIANCE ELECTRIC B391108VX03
INSPG016 | LAPP 315016-70
NGK-LOCKE, INC. PX0449-GRAY
VICTOR INSULATORS 1589
INSPT002 | HENDRIX HPI-35-01
INSSC010 | MACLEAN POWER SYSTEMS NPP20XG13S
INSST001 | CHANCE C909-0032
DULHUNTY POWER DP53-2B
DULMISON DSL-5320-B
FLORIDA WIRE AND CABLE FW151-B
GAMMA 8442
GAMMA PT8065B
LAPP 8442-BROWN
MC GRAW EDISON DE4S3
NEWELL 2335320-5001
PORCELAIN PRODUCTS CO. 5101-B
POWERLINE HARDWARE CO. P53-2B
SANTANA INSULATORS INC. RO 12012B
VICTOR INSULATORS 2012-BROWN
INSST002 | CHANCE C909-2032 WHITE
DIXIE ELECTRIC D310W
DULHUNTY POWER DP53-2W
FLORIDA WIRE AND CABLE FW151-W
GAMMA 8442W
KNOX 310W
MC GRAW EDISON DE4S4
NEWELL 2335320-6001
PORCELAIN PRODUCTS CO. 5101-W
POWERLINE HARDWARE CO. P53-2W
SANTANA INSULATORS INC. RO12012W
VICTOR INSULATORS 2012-WHITE
INSSU002 | GAMMA PT8232G
JOSLYN HI-VOLTAGE CORP. L1814
LAPP 6815-70
NGK 16044
PORCELAIN PRODUCTS CO. 84300
POWERLINE HARDWARE CO. P529
SANTANA INSULATORS INC. DI 02C12T
VICTOR INSULATORS 817
INSSU003 | LAPP 8200-70
NGK 20S840
PORCELAIN PRODUCTS CO. 81022
PSN COMPONENTS PSN100-320
INSSU004 | LAPP 5960A-70
NGK 30S255
PSN COMPONENTS PSN010
INSSU007 | HUBBELL POWER SYSTEMS, INC. S030031E201A
LAPP INSULATOR CS3-043-YB-100-A
MACLEAN POWER SYSTEMS S54080031VXSS019
MACLEAN POWER SYSTEMS S548043VX07
NGK-LOCKE, INC. 301-SL250-YJ
INSSU008 | HUBBELL POWER SYSTEMS, INC. S030053H201A
LAPP INSULATOR CS3-066-YB-150-B
MACLEAN POWER SYSTEMS S54080054VASS026
MACLEAN POWER SYSTEMS S548066VA01
NGK-LOCKE, INC. 301-SS450-YJ-08
INSSU009 | HUBBELL POWER SYSTEMS, INC. S030077H201A
LAPP INSULATOR CS3-089-YB-200-B
MACLEAN POWER SYSTEMS S54080077VASS033
MACLEAN POWER SYSTEMS S548089VA09
NGK-LOCKE, INC. 301-SS640-YJ-08
INSSU010 | HUBBELL POWER SYSTEMS, INC. S030071H201A
MACLEAN POWER SYSTEMS S54080071VASS035
NGK 30A-SS600-YJ-08
INSTB002 | JOSLYN HI-VOLTAGE CORP. 10272300
PENN COMPRESSION MOULDING INC. ARX3061X-13DX
POLY COMPRESSION ARX3061X-13DX
INSVP001 | DULHUNTY POWER DP57-2
FHP FHP7572G
GAMMA 9335X-70
NEWELL 37620
NGK DA-55004E-LG
POWERLINE HARDWARE CO. P572G
SANTANA INSULATORS INC. PL-11253
VICTOR INSULATORS VI57-2
INSVP002 | CHANCE C903-1422
DULHUNTY POWER DP57-12
DULHUNTY POWER DP57-12A
GAMMA 4235LN-70
LAPP 4235-70
MC GRAW EDISON NL58537M8
NEWELL 43930-7001
NGK DA-55011Y-LG
PORCELAIN PRODUCTS CO. 5335
POWERLINE HARDWARE CO. P57-12G
SANTANA INSULATORS INC. PL-21253
VICTOR INSULATORS 62155
LIKEX001 | HUGHES AS-942-A
JOSLYN HI-VOLTAGE CORP. J2520
MACLEAN POWER SYSTEMS SF-ES-6-66-30
MC GRAW EDISON WBT3070
THREADED FASTENERS INC. TF2520
LIKEX002 | BARRON BETHEA L-14A
LINDSEY 3491
MACLEAN POWER SYSTEMS CEL-14H
MIDWEST FABRICATION PA319
PLP LCE-55-14
POWERLINE HARDWARE CO. PLH-EL-14
PREFORMED LINE PRODUCTS CO. LCE-55-14
LUBGR212 | BURNDY CORP. P8A
LUBLU003 | LAWSON PRODUCTS 19902
LUGAR001 | ANDERSON DS-10100-14
BURNDY CORP. NDR6544T14
DOSSERT SCX100-100-T14
HOMAC 5M863-5
TRAVIS FOUNDRY - PDU 14-235-WRX
LUGGR001 | FRANKEL CBL-4-N1R
PENN-UNION BLTU-4-S1
LUGGR002 | FRANKEL CBL-4-N2R
HOMAC CBL-4-N2R
PENN-UNION BLTU-4-S2
LUGGR003 | FRANKEL CBL-4-N3R
PENN-UNION BLTU-4-S3
MAREL002 | INDUSTRIAL TECHNOLOGY IDTE610M160CS
MMM/3M 1402-XR
OMNI CORP. IDTE 610M160CS
MOLAS002 | BURNDY HYDENT YFM34CR
MAC ELECTRICAL CONNECTORS LATPN 500S
MOLCO001 | BURNDY CORP. ZM8-25
DOSSERT MC-250-8
MAC ELECTRICAL CONNECTORS ME258-8
MOLCO007 | BURNDY CORP. Z3434
DOSSERT C50-50
MAC ELECTRICAL CONNECTORS UC500-500
MOLPL001 | BURNDY CORP. Z29P
NUTBC500 | ALLIED BOLT, INC. 24582
ANDERSON HNB-500
BURNDY CORP. 50HEN-ET
DIXIE ELECTRIC D-1/2SB
PENN-UNION HN1213
THREADED FASTENERS INC. TF5010HNP
NUTEY002 | ALLIED BOLT, INC. 5876
ALUMA-FORM AF1092
BARRON BETHEA OEN-2A
CHAMP CH58EN
CHANCE 6502
CONTINENTAL ELECTRIC EN-5
DIXIE ELECTRIC D-6502
FLORIDA WIRE AND CABLE FW1092
JOSLYN HI-VOLTAGE CORP. J1092
MC GRAW EDISON DG2E3
PLP EN-5
POLE LINE HARDWARE CO. OE-1
POWERLINE HARDWARE CO. P1092
RICHARDS MFG. CO. RENUT-1
THREADED FASTENERS INC. TF1092
UTILITIES SERVICE 450
NUTEY003 | ALLIED BOLT, INC. 5877
ALUMA-FORM AF1093
BARRON BETHEA OEN-2B
CHAMP CH34EN
CHANCE 6503
CONTINENTAL ELECTRIC EN-6
DIXIE ELECTRIC D-6503
FLORIDA WIRE AND CABLE FW1093
JOSLYN HI-VOLTAGE CORP. J1093
MC GRAW EDISON DG2E4
PLP EN-6
POLE LINE HARDWARE CO. OE-2
POWERLINE HARDWARE CO. P1093
THREADED FASTENERS INC. TF1093
UTILITIES SERVICE 451
NUTEY004 | HUGHES BROTHERS EN80
NUTSL003 | ALLIED BOLT, INC. 22010
ALUMA-FORM AF8583
CHANCE 3512
COOPER POWER SYSTEMS DF3N4
DIXIE ELECTRIC D-3512
FLORIDA WIRE AND CABLE FW8583
HUGHES MF-60
JOSLYN HI-VOLTAGE CORP. J8583
LINE HARDWARE MFG. CO. SLN-58
THREADED FASTENERS INC. TF8583
NUTSL004 | ALLIED BOLT, INC. 22011
ALUMA-FORM AF8584
CHANCE 3513
COOPER POWER SYSTEMS DF3N6
DIXIE ELECTRIC D-3513
FLORIDA WIRE AND CABLE FW8584
HUGHES MF-70
JOSLYN HI-VOLTAGE CORP. J8584
LINE HARDWARE MFG. CO. SLN-34
THREADED FASTENERS INC. TF8584
NUTSL005 | ALLIED BOLT, INC. 22014
CHANCE 3514
COOPER POWER SYSTEMS DF3N8
HUGHES MF-80
JOSLYN HI-VOLTAGE CORP. J8584 1/2
LINE HARDWARE MFG. CO. SLN-70
THREADED FASTENERS INC. TF8584.5
NUTSL006 | ALLIED BOLT, INC. 22015
CHANCE 3515
COOPER POWER SYSTEMS DF3N9
HUGHES BROTHERS MF100
JOSLYN HI-VOLTAGE CORP. J8585
THREADED FASTENERS INC. TF8585
NUTTE002 | ALLIED BOLT, INC. 5051
BARRON BETHEA EN-4B
CHANCE 6511
CONTINENTAL ELECTRIC TN-6
DIXIE ELECTRIC D-6511
FLORIDA WIRE AND CABLE FW6511
JOSLYN HI-VOLTAGE CORP. J6511
MC GRAW EDISON DG1E2
POWERLINE HARDWARE CO. P6511
THREADED FASTENERS INC. TF6511
UTILITIES SERVICE C340
NUTTE003 | ALLIED BOLT, INC. 5046
BARRON BETHEA EN-5B
CHANCE 6561
CONTINENTAL ELECTRIC TN2-6
DIXIE ELECTRIC D-6561
FLORIDA WIRE AND CABLE FW6516
JOSLYN HI-VOLTAGE CORP. J6516
THREADED FASTENERS INC. TF6516
PLGSO001 | CHARDON ELECTRICAL COMPONENTS 9U07BCF100
COOPER POWER ISB225
ELASTIMOLD 272SOP
HUBBELL 9U07BCF100
POCPA001 | 3M HP-156
ALLIED WPB12
COMPLETE ENVIRONMENTAL PRODUCT CEP-P100
ESP 2MBWPB16/20
SPC TECHNOLOGY ENV300
SPILLTECH AWP100
RACUC002 | ATLAS POWER PRODUCTS APP-1767
HUBBELL POWER SYSTEMS, INC. DU1B29
INWESCO INC. 11B13
INWESCO INC. 11C13
MACLEAN POWER SYSTEMS APP-1767
RACUC003 | ACTION MANUFACTURING AMI-2710
HUBBELL POWER SYSTEMS, INC. DU1B30
MACLEAN POWER SYSTEMS APP-1792
RECPA004 | BLACKBURN JFT2C10
CHARDON ELECTRICAL COMPONENTS 9U07BCF200
COOPER POWER 2637167C01M
COOPER POWER SYSTEMS LPF225H
ELASTIMOLD 274FT2-AB
RECSP001 | COOPER POWER SYSTEMS KEV470B13
RECSP002 | COOPER POWER SYSTEMS KEV4200B13
RODGR003 | ERICO PRODUCTS 615880
POWERLINE HARDWARE CO. PLH588C
SOUTHERN GROUNDING C588
SAFBL001 | NORTH SUPPLY CB-36-E0
SALISBURY 900-E
WHITE RUBBER CO. 3636-40-0-SO
SAFBL002 | SALISBURY 123-LV
SAFBL003 | SALISBURY 1304
SAFCO001 | CHANCE C403-2998
SALISBURY P-3
SAFGD001 | SALISBURY TEN-FOUR GLOVE DUST
SAFGL053 | SALISBURY NG316YB-9
SAFGL054 | SALISBURY NG316YB-9H
SAFGL055 | SALISBURY NG316YB-10
SAFGL056 | SALISBURY NG316YB-10H
SAFGL057 | SALISBURY NG316YB-11
SAFGL063 | BASHLIN'S LINEMENS EQUIPMENT 14-OY SIZE 11
SALISBURY EO14Y-11
WHITE RUBBER CO. 14-OY SIZE 11
SAFGL065 | KUNZ 999-S SIZE-9
SALISBURY ILPG-10A SIZE 9-91/2
SAFGL066 | KUNZ 999-S SIZE 9-1/2-10
SALISBURY ILPG-10A SIZE10-101/2
SAFGL067 | KUNZ 999-S SIZE 10-1/2 - 11
SALISBURY ILPG-10A SIZE11-111/2
SAFGL070 | KUNZ 1057-3-8 / 8-1/2
NORTH SUPPLY LPG-10 SIZE 8
SALISBURY 156-4 SIZE 8 - 8 1/2
SAFGL072 | KUNZ 1057-3-11-1/2 / 12
SALISBURY 156-4 SIZE 12
SAFGL077 | SALISBURY NG316YB-12
SAFGL081 | SALISBURY E0011R/9
SAFGL082 | SALISBURY E0011R/9H
SAFGL083 | SALISBURY E0011R/10
SAFGL084 | SALISBURY E0011R/10H
SAFGL085 | SALISBURY E0011R/11
SAFGL112 | SALISBURY #64
SALISBURY 89/1402
WHITE RUBBER CO. CK10
SAFGR001 | CHANCE G1Y430HCA2F10
HUBBELL POWER SYSTEMS, INC. G1Y430BCA2F10
IRBY GS40X30AAFFBTWW
SALISBURY GS2754
SAFGR002 | HUBBELL POWER SYSTEMS, INC. G1Y420BCA2F10
IRBY GS40X20AAFFBTWW
SALISBURY GS2755
SAFGR003 | HUBBELL POWER SYSTEMS, INC. G1Y415BCA2F10
IRBY GS40X15AAFFBTWW
SALISBURY GS2756
SAFGR004 | HUBBELL POWER SYSTEMS, INC. G1Y415BCA2A20
IRBY GS40X15AAWW
SALISBURY GS2757
SAFGR005 | CHANCE G1Y410HCA2A20
HUBBELL POWER SYSTEMS, INC. G1Y410BCA2A20
IRBY GS40X10AAWW
SALISBURY GS2758
SAFGR006 | HUBBELL POWER SYSTEMS, INC. G1Y407BCA2A20
IRBY GS40X7AAWW
SALISBURY GS2759
SAFGR007 | CHANCE G1Y405HCA2A20
HUBBELL POWER SYSTEMS, INC. G1Y405BCA2A20
IRBY GS40X5AAWW
SALISBURY GS2760
SAFHO004 | SALISBURY UC
SAFHO006 | SALISBURY OR100-6
SAFHO007 | SALISBURY OR150-6C
SAFHP001 | SALISBURY PTHL
SAFRE002 | 3M 8212
3M 8500
SAFRS001 | SALISBURY D3SYEC
SAFRS002 | SALISBURY D3RYEC
SAFRS003 | SALISBURY D3LYEC
SAFRS004 | SALISBURY D4XLYEC
SAFRS005 | SALISBURY H1
SAFRS006 | SALISBURY B22
WHITE RUBBER CO. SF-4
SAFRS011 | SALISBURY D3XLY-EC 29.5"
SAFRS012 | SALISBURY D3SY-EC 24.25"
SCWLA002 | ALLIED BOLT, INC. 529-500
ALUMA-FORM AF8754TP
CHANCE 508754
DIXIE ELECTRIC D-8754
FLORIDA WIRE AND CABLE FW8754P
JOSLYN HI-VOLTAGE CORP. J8754P
LINE HARDWARE MFG. CO. LSFD-124PP
MC GRAW EDISON DF9L4
SCWLA005 | ALLIED BOLT, INC. 7190DW-500
ELECTRICAL MATERIALS CO. 106M
MACLEAN POWER SYSTEMS J26486.1
SHAAN001 | BETHEA NATIONAL ASH-45
FLAGG (MIF) 12300
JOSLYN HI-VOLTAGE CORP. BT3022
LAPP 305734
SHAAN002 | ANDERSON AS35
BETHEA NATIONAL ASH-56
FLAGG (MIF) 13302
LAPP 305736
LINDSEY 3261
RELIABLE POWER PRODUCTS ASH-56
SHAAN003 | ANDERSON AS50
BETHEA NATIONAL ASH-66A
JOSLYN HI-VOLTAGE CORP. BT3025
LINDSEY 3252
RELIABLE POWER PRODUCTS ASH-66A
SHAAN004 | LAPP 306453-HN
RELIABLE POWER PRODUCTS ASH-66-BC
SHACH001 | BREWER TITCHENER CORP. 3026HT
FLAGG (MIF) 15302
HUBBELL POWER SYSTEMS, INC. AS50
MC GRAW EDISON WBT3026
SLEAJ005 | ANDERSON 40126
BURNDY CORP. YNS49R
SLEAJ007 | ANDERSON OAJS-1800
BURNDY CORP. YNS56R
BURNDY CORP YNSR56RT
SLEAL002 | ANDERSON VANS4-4
BURNDY CORP. YSS4R
HOMAC SNG44
ITT BLACKBURN TR63
KEARNEY 30009
PENN-UNION PNK-22
UTILITY STANDARD USYSS4R
SLEAL003 | ANDERSON VANS1-1
BURNDY CORP. YSS2R
HOMAC SNG22
ITT BLACKBURN TR64
KEARNEY 30010
PENN-UNION PNK-11
UTILITY STANDARD USYSS2R
SLECJ001 | ANDERSON VHS-4/0
BURNDY CORP. YCS-21
DOSSERT LCS-21
HOMAC C-4/0
ITT BLACKBURN CU40
KEARNEY HR4/0-7CJ
PENN-UNION BBCU4/0
RICHARDS MFG. CO. CC12
SLEFT004 | BURNDY CORP. YCS26R
SLEFT006 | ANDERSON FTR-4/0
BURNDY CORP. YDS28RL
FRANKEL FTT-4/0E
HOMAC 16101
ITT BLACKBURN RC40
KEARNEY H4/0-61AS
PENN-UNION KFAS-4/0-61
SLEFT010 | BURNDY CORP. YTS39R43RS
FARGO TJA-2208
SLEFT012 | BURNDY CORP. YTS431A
HOMAC 2190
SLERE001 | ALCOA 5276
BURNDY CORP. YNU32R
SLERE002 | ALCOA 5224.3
BURNDY CORP. YNU39R
SLERE003 | ALCOA 5230.3
BURNDY CORP. YNU451R
HOMAC 28816
SLERE004 | ALCOA 5234.3
BURNDY CORP. YNU49R
HOMAC 28818
SLERE005 | ALCOA 5240.3
BURNDY CORP. YNU56R
HOMAC 28822
SLESE002 | ANDERSON ACS-4-4
ANDERSON VAUS4-4
BURNDY CORP. YSU2W2W
HOMAC UIB-44
ITT BLACKBURN CS68
KEARNEY 20691
PENN-UNION PSK-22
SLESE003 | ANDERSON ACS-2-6
ANDERSON VAUS1-6
BURNDY CORP. YSU2R4W
HOMAC UIB-26
ITT BLACKBURN CS71
KEARNEY 20690
PENN-UNION PSK-14
SLESE005 | ANDERSON VAUS1-1
BURNDY CORP. YSU2R2R
HOMAC UIB-22
ITT BLACKBURN CS73
KEARNEY 20688
PENN-UNION PSK-11
SLESE006 | ANDERSON ACS-1/0-2
VAUS1/0-2
BURNDY CORP. YSU25R2R
HOMAC UIB-102
ITT BLACKBURN CS77
KEARNEY 26484
PENN-UNION PSK-01
SLESE007 | ANDERSON ACS-1/0-1/0
ANDERSON VAUS1/0-1/0
BURNDY CORP. YSU25R25R
HOMAC UIB-1010
ITT BLACKBURN CS78
KEARNEY 30198
PENN-UNION PSK-00
SLESW004 | BURNDY CORP. YDS7M9T
SOCEY003 | PREFORMED LINE PRODUCTS CO. SE-5154
SOCEY004 | CHANCE C904-0089
LAPP 36912
MACLEAN POWER SYSTEMS SI-500
MC GRAW EDISON WBT3044
PREFORMED LINE PRODUCTS CO. SE-5152
SOCNA001 | BURNDY CORP. Z34NR
MAC PRODUCTS INC. US 500 A
SPAAC001 | HENDRIX RTL-46
SPDEX001 | BURNDY CORP. FB13G20
CARR INDUSTRIES 908470
POWERCON CORP. JEA001
SPDEX005 | BURNDY CORP. FB13G23
POWERCON CORP. JEA002
SPLAC001 | FARGO GL111
RELIABLE ELECTRIC CO. 61
SPLAC002 | COPPERWELD 8A
FARGO GL112
RELIABLE ELECTRIC CO. 41
SPLAC003 | COPPERWELD 6A
FARGO GL113
RELIABLE ELECTRIC CO. 47
SPLAC004 | COPPERWELD 5A
FARGO GL114
RELIABLE ELECTRIC CO. 21
SPLAC005 | COPPERWELD 4A
FARGO GL115
RELIABLE ELECTRIC CO. 27
SPLAC006 | COPPERWELD 3A
FARGO GL116
RELIABLE ELECTRIC CO. 101
SPLAC007 | COPPERWELD 2A
FARGO GL117
RELIABLE ELECTRIC CO. 107
SPLAC008 | FARGO GL118
RELIABLE ELECTRIC CO. 207
SPLAC009 | FARGO GL119
RELIABLE ELECTRIC CO. 307
SPLAC010 | FARGO GL120
RELIABLE ELECTRIC CO. 407
SPLAC011 | FARGO GL130
SPLAU001 | HUBBELL POWER SYSTEMS, INC. GLS50002
RELIABLE ELECTRIC CO. 5002
SPLAU002 | HUBBELL POWER SYSTEMS, INC. GLS5042
RELIABLE ELECTRIC CO. 5042
SPLAU003 | HUBBELL POWER SYSTEMS, INC. GLS5043
RELIABLE ELECTRIC CO. 5043
SPLAU004 | HUBBELL POWER SYSTEMS, INC. GL4042AKR
SPLAU005 | HUBBELL POWER SYSTEMS, INC. GL4076AKR
SPLAU006 | FARGO GL-1195A
SPLAU007 | BLACKBURN ATS3040
HUBBELL POWER SYSTEMS, INC. GL4098
MACLEAN POWER SYSTEMS 7656AP
SPLAU009 | FARGO GL-410
MACLEAN POWER SYSTEMS 7658AP
SPLAU010 | HUBBELL POWER SYSTEMS, INC. GL1333AKR
SPLAU016 | FARGO GL-150
RELIABLE ELECTRIC CO. 4161
SPLIN001 | 3M QS4-15SP-JEA
PRYSIMIAN CABLES & SYSTEMS 15SIPJCe-C-350-750ALSB
SPLKT003 | MMM/3M QI-LV-2250-JEA
SPLKT004 | MMM/3M QI-10/37-270-JEA
SPLKT005 | MMM/3M QI-LV-4060-JEA
SPLKT006 | HOMAC USK350
PLP HT8-500/350K
UTILCO SSK-350
SPLKT007 | HOMAC USK500
SPLSH004 | 3M 5458A-QCI-500-1000 QS-III
3M QS4-25kV-QCI-500-1000-JEA
PRYSMIAN CABLE & SYSTEMS 25SIJCE-GB460-500-1000-JEA
SPLST003 | PRYSIMIAN CABLES & SYSTEMS 25SIJCe-750AL-G624
SPLST007 | BLACKBURN S5CGHXKL365
ELASTIMOLD 25PCJ1J1240
SPLTR003 | RAYCHEM HVS-T-1581E-S W/CONNECTOR
SPLTR004 | INERTIA-REPL JT1572CA400
RAYCHEM KIT HVS-T-1582E-S-CONN
SPLTR005 | RAYCHEM HVS-T-1583E-S W/[3] 3M QCI-350
SPLTR006 | INERTIA-REPL JTR1574
TYCO/RAYCHEM HVSR-T-1584
SPLWY003 | ELASTIMOLD K656CY-H0240-L0360-L0360
SPLWY004 | ELASTIMOLD K656CYL0300L0360L036
SPLWY008 | ELASTIMOLD K656CY-HO240
SPLWY009 | THOMAS & BETTS K656CY-L0380
STAPL002 | ALLIED BOLT, INC. 25009
CHANCE 9153
COPPERWELD CP52
ITT BLACKBURN CUS6
JOSLYN HI-VOLTAGE CORP. J6652
L&J INDUSTRIAL STAPLES INC C1538162-C
LARSON 750334
MC GRAW EDISON WDN2U5
STAPL003 | ALLIED BOLT, INC. 25010
BLACKBURN CUS10
CHANCE 9154
COOPER POWER SYSTEMS WDN2U6
JOSLYN HI-VOLTAGE CORP. J6496
L&J INDUSTRIAL STAPLES INC D 2050162-C
LARSON 750545
STICO001 | ITT BLACKBURN SC021
PENN-UNION KKB0-1/0-2
STIWE001 | AMP 81345-1
HOMAC A-4035-S20-SH
UTILITY COMPONENTS INC. A-4035-S20-SH
STIWE002 | AMP 81345-4
CPI 636556
HOMAC A-5045-S20-SH
UTILITY COMPONENTS INC. A-5045-S20-SH
STULI001 | CHANCE C903-9508
COOPER POWER SYSTEMS DF19M3
JOSLYN HI-VOLTAGE CORP. J25249.1
LAPP 301614
LINE HARDWARE MFG. CO. LPS-34-134
OHIO BRASS 87573
POWERLINE HARDWARE CO. P25249.1
UTILITIES SERVICE 6502
STULI002 | CHANCE C903-9514
COOPER POWER SYSTEMS DF19M2
HUGHES 2752.2
JOSLYN HI-VOLTAGE CORP. J25248.7
LAPP 11612A
MACLEAN POWER SYSTEMS J25248.1
OHIO BRASS 87564
UTILITIES SERVICE 6511-7
STULI003 | CHANCE C903-9517
COOPER POWER SYSTEMS DF19M4
HUGHES 2753.1A
JOSLYN HI-VOLTAGE CORP. J25250.1
LAPP 10187A
LINE HARDWARE MFG. CO. LPS-34-700
OHIO BRASS 87574
UTILITIES SERVICE 6512-7
SUPSH001 | HUGHES BROTHERS AS2613-H1
SWEGO049 | HUBBELL POWER SYSTEMS, INC. AVR-07220-CK
SWEGR001 | S AND C ELECTRIC CO. 135734R2 PER ED-153-R5
SIEMENS JE994X-40
SWEGR002 | S AND C ELECTRIC CO. 135754R2-SXXX
SIEMENS JE994P-40
SWEHO016 | KEARNEY 125824-20JEA
SWEHO017 | KEARNEY 125825-20JEA
SWEHO019 | USCO POWER EQUIPMENT CORP. HH6V-3412 LP
SWEIN002 | BRIDGES ELECTRIC INC. 350-M
SWEUN001 | CHANCE M3H62A0067
CLEAVELAND/PRICE INCORPORATED C102A262G01
COOPER POWER SYSTEMS 127701LR-JEA
ROYAL 19916-JEA
S AND C ELECTRIC CO. 14712-ED5
SWEUN002 | CHANCE M3H-64A
COOPER POWER SYSTEMS 127725LR-JEA
ROYAL 19995-JEA
S AND C ELECTRIC CO. 4893R1-ED5-S102
TAGCA005 | ELECTROMARK URD-PS-KIT WHITE
TAPCC001 | 3M 35-WHITE-1/2
PLYMOUTH INULATING PRODUCTS 3171
SOUTHEAST INDUSTRIAL TAPE 500 W-1/2
TAPE PRODUCTS COMPANY 60WH-1/2X20
TAPCC002 | 3M 35-BLUE-1/2
PLYMOUTH INULATING PRODUCTS 3170
SOUTHEAST INDUSTRIAL TAPE 520 B-1/2
TAPCC003 | 3M 35-ORANGE-1/2
PLYMOUTH INULATING PRODUCTS 3173
SOUTHEAST INDUSTRIAL TAPE 520 0-1/2
TAPE PRODUCTS COMPANY 60OR-1/2X20
TAPCC004 | 3M 35-YELLOW
PLYMOUTH INULATING PRODUCTS 3168
TAPE PRODUCTS COMPANY 60Y-1/2X20
TAPCC005 | 3M 35-RED-1/2
PLYMOUTH INULATING PRODUCTS 3169
TAPE PRODUCTS COMPANY 60R-1/2X20
TAPCC006 | 3M 35-BROWN-1/2"
PLYMOUTH INULATING PRODUCTS 3172
TAPE PRODUCTS COMPANY 60BR-1/2X20
TAPCC007 | 3M 35-RED-3/4
CANUSA CET35-RED
TAPCC008 | CANUSA CET35-BLUE
SCOTCH SCOTCH 35 BLUE
TAPCC009 | CANUSA CET35-WHITE
SCOTCH SCOTCH 35 WHITE
TAPCC010 | CANUSA CET35-GREEN
SCOTCH SCOTCH 35 GREEN
TAPCC011 | CANUSA CET35-YELLOW
SCOTCH SCOTCH 35 YELLOW
TAPCC012 | CANUSA CET35-ORANGE
SCOTCH SCOTCH 35 ORANGE
TAPCC013 | CANUSA CET35-BROWN
SCOTCH SCOTCH 35 BROWN
TAPDU001 | 3M 3939-48MMX55M
SCOTCH SCOTCH 398
SHURTAPE TECHNOLOGIES, INC. 618S-2X60Y
TAPE PRODUCTS COMPANY 300S-2X60Y
TUCK INDUSTRIES INC. 92-T
TAPDU001 | 3M 3939-48MMX55M
SCOTCH SCOTCH 398
SHURTAPE TECHNOLOGIES, INC. 618S-2X60Y
TAPE PRODUCTS COMPANY 300S-2X60Y
TUCK INDUSTRIES INC. 92-T
TAPCC013 | CANUSA CET35-BROWN
SCOTCH SCOTCH 35 BROWN
TAPEL001 | 3M 1755-3/4X60FT-60RLS
PLYMOUTH INULATING PRODUCTS 1002
TAPE PRODUCTS COMPANY 45-3/4X60
TAPEL004 | 3M 77-WHITE-3" X 20'
BGENERAL 77
PLYMOUTH INULATING PRODUCTS 3819
QUELCOR INC. QT-3
TAPEL006 | 3M 23-3/4"X30FT
PLYMOUTH INULATING PRODUCTS 2006
TAPEL007 | 3M 13-3/4X15FT
BGENERAL 13
GENERAL ELECTRIC CO. 42031
PLYMOUTH INULATING PRODUCTS 2104
TAPEL009 | 3M 33+3/4X66FT
TAPEL010 | 3M 70
BGENERAL 70
GENERAL ELECTRIC CO. 42005
PLYMOUTH INULATING PRODUCTS 3455
TAPEL013 | 3M 130C-1-1/2X30FT
BGENERAL 130C
TAPEL014 | BGENERAL 24
MAC PRODUCTS INC. SA-121C
PLYMOUTH INULATING PRODUCTS 5416
TAPEL020 | SCOTCH SCOTCH 130C,2"X30'
TAPEL021 | SCOTCH 130C-3/4"X30'
SCOTCH TA19-1721325
TAPMS001 | 3M 200-24MM
TAPMS002 | 3M 232-48MM-55M
SHURTAPE TECHNOLOGIES, INC. 2"X2160IN.
TAPSE003 | MARKAL CO. 47271
TAPE PRODUCTS COMPANY TEFLON-1/2 X 260
TEECO003 | ALCOA TTOC10
TEEDE002 | BARRON BETHEA GEP-78
CONTINENTAL ELECTRIC EPR-77-7
FLAGG (MIF) PX37B
PLP EP6-77
PREFORMED LINE PRODUCTS CO. EP6-77
TEEDE003 | CONTINENTAL ELECTRIC EPF-88-8
THECS008 | MMM/3M SJ-2FB
THEHS002 | 3M SKE 15/40
IKEBANA IXL120
INERTIA-REPL EC3A
RAYCHEM ESC-3 (A OR S)
THEHS003 | IKEBANA IXL130
INERTIA-REPL EC4A
INERTIA-REPL NTRS02135
MMM/3M SKE 25/63
RAYCHEM ESC-4 (A OR S)
THEHS004 | IKEBANA IXL145
INERTIA-REPL EC6A
MMM/3M SKE 45/100
RAYCHEM ESC-6 (A OR S)
THEHS005 | CANUSA-EMI CFW 1100-12-D
INERTIA-REPL HWT3008-12A
MMM/3M ITCSN-1100-12
RAYCHEM WCSM 33/8-300-S
THEHS006 | CANUSA CFW2000-12D
INERTIA-REPL HWT5518-12A
MMM/3M ITCSN-2000-12
RAYCHEM WCSM 51/16-300-S
THEHS008 | CANUSA-EMI CFW 2700-15.75-D
INERTIA-REPL HWT6521-16A
RAYCHEM WCSM-70/20-400-S
RAYCHEM WCSM-70/21-400-S
THEHS012 | CANUSA CRDW-2
INERTIA-REPL WRS2-36
MMM/3M 80/25-1200
RAYCHEM CRSM84/20-870
THIEY001 | BARRON BETHEA B12B
CHANCE 6520
CONTINENTAL ELECTRIC TE-6
DIXIE ELECTRIC D6520
FLAGG (MIF) P126A
FLORIDA WIRE AND CABLE FW6551
JOSLYN HI-VOLTAGE CORP. J6551
LINE HARDWARE MFG. CO. TEL-34
THIEY002 | CHANCE 6562
FORESIGHT PRODUCTS INC. TE-1D
JOSLYN HI-VOLTAGE CORP. J16562
TIECA001 | DENNISON 10050
PANDUIT CORP. PLT8H-LO
TIEPR001 | DULMISON STF 0805T
PREFORMED LINE PRODUCTS STF-1154-P
TIEPR002 | DULMISON STF 0910T
PREFORMED LINE PRODUCTS STF-1155-P
TIEPR004 | DULMISON STF 1495T
PREFORMED LINE PRODUCTS STF-1159-P
TIEPR005 | DULMISON STF 2175T
PREFORMED LINE PRODUCTS STF-1162-P
TIEPR006 | DULMISON DTF 0805T
PREFORMED LINE PRODUCTS CO. UTF-1204
SLACAN 80038
TIEPR009 | CHANCE 130-AWTT-F
DULMISON DTF 1695T
PREFORMED LINE PRODUCTS UTF-1210
SLACAN 80053
TIEPR010 | DULMISON DTF 2175T
PREFORMED LINE PRODUCTS UTF-1212
TOLGC001 | EAGLE LINE TOOLS PG-1302
KLEIN TOOL 1604-20
YALE LMG 4500 RANGE 8-3/0
TOLGC002 | KLEIN TOOL 1611-20
YALE LMG-4500 RANGE 6-1/0
TRMCA015 | CHARDON ELECTRICAL COMPONENTS 9U08GFC130
ELASTIMOLD 35MTG-GH10-10-4-CS420
MMM/3M 5646-1/0SP-MBAF-JEA
TYCO/RAYCHEM TFT-352E-1/0-CS820
TRMCA016 | ELASTIMOLD R2T35M4N0300-B3
MMM/3M 5647-S-L-MBAF
TRMCA017 | MMM/3M 5648-S-L-MBAF
MMM/3M 7656-S-4-TI-MBAF-JEA
TYCO/RAYCHEM TFT-354-E-JEA-CS820
TRMCA018 | CHARDON ELECTRICAL COMPONENTS 9U08GFG1203
ELASTIMOLD 35MTG-GH10-8-3
MMM/3M 5646-40132
TYCO/RAYCHEM TFT-352E-1/0-2
TRMCA019 | CHARDON ELECTRICAL COMPONENTS 9U08KPG1203
ELASTIMOLD 35MTG-JA350-8-3
MMM/3M 5647-40156
TYCO/RAYCHEM TFT-353E-350-2
TRMCA020 | MMM/3M 5648-SAL1000N
TYCO/RAYCHEM TFT-354E-1000-JEA
TRMCA021 | MMM/3M 7655-S-HSG-4-40172
RAYCHEM HVT-153-SLC-JEA
TRMCA022 | ELASTIMOLD 35MTGI-HAB-10-10-3
MMM/3M 5646-40132
TRMKT003 | 3M 7673-S-8-JEA
TAPCC007 | 3M 35-RED-3/4
CANUSA CET35-RED
TAPCC008 | CANUSA CET35-BLUE
SCOTCH SCOTCH 35 BLUE
TAPCC009 | CANUSA CET35-WHITE
SCOTCH SCOTCH 35 WHITE
TAPCC010 | CANUSA CET35-GREEN
SCOTCH SCOTCH 35 GREEN
TAPCC011 | CANUSA CET35-YELLOW
SCOTCH SCOTCH 35 YELLOW
TAPCC012 | CANUSA CET35-ORANGE
SCOTCH SCOTCH 35 ORANGE
TAPCC013 | CANUSA CET35-BROWN
SCOTCH SCOTCH 35 BROWN
TAPEL007 | 3M 13-3/4X15FT
BGENERAL 13
GENERAL ELECTRIC CO. 42031
PLYMOUTH INULATING PRODUCTS 2104
TAPEL009 | 3M 33+3/4X66FT
BGENERAL 33+
CANUSA CET33
TAPEL010 | 3M 70
BGENERAL 70
GENERAL ELECTRIC CO. 42005
PLYMOUTH INULATING PRODUCTS 3455
TAPEL020 | SCOTCH SCOTCH 130C,2"X30'
TAPEL021 | SCOTCH 130C-3/4"X30'
TA19-1721325
TAPMS001 | 3M 200-24MM
TAPMS002 | 3M 232-48MM-55M
SHURTAPE TECHNOLOGIES, INC. 2"X2160IN.
WASBA500 | ALLIED BOLT, INC. 5595
ANDERSON BW-500
BURNDY CORP. 50X106BWSS
THREADED FASTENERS INC. TFBW500
WASFH400 | ALLIED BOLT, INC. 38FWSB
BURNDY CORP. 38FWBOX
THREADED FASTENERS INC. TF37NNFB
WASLO022 | FASTENAL 75240
PENN-UNION SLW-12-TN
THREADED FASTENERS INC. TF7552
WASLO023 | BURNDY CORP. 50 NWET-BOX 100
PENN-UNION 1/2INTL/WTN100PK
WASRD001 | PENN-UNION FW-12-TN
THREADED FASTENERS INC. TF50040FWP
WASRD002 | ALLIED BOLT, INC. 249
ALUMA FORM AF1084
CHANCE 6801
DIXIE ELECTRIC D-6801
FLORIDA WIRE AND CABLE FW1084
HUGHES RW1-30
JOSLYN HI-VOLTAGE CORP. J1084
MC GRAW EDISON DF1W1
THREADED FASTENERS INC. TF1084
UTILITIES SERVICE 5476
WASRD003 | ALLIED BOLT, INC. 104-100
ALUMA FORM AF1086
CHANCE 6803
DIXIE ELECTRIC D-6803
FLORIDA WIRE AND CABLE FW1086
HUGHES RW1-3/8-50
JOSLYN HI-VOLTAGE CORP. J1086
MC GRAW EDISON DF1W2
THREADED FASTENERS INC. TF1086
WASRD004 | ALLIED BOLT, INC. 11003-50
ALUMA-FORM AF1088
CHANCE 6805
DIXIE ELECTRIC D-6805
FLORIDA WIRE AND CABLE FW1088
HUGHES RW1-3/4-60
JOSLYN HI-VOLTAGE CORP. J1088
MC GRAW EDISON DF1W3
POWERLINE HARDWARE CO. P1088
THREADED FASTENERS INC. TF1088
UTILITIES SERVICE 5479
WASRD005 | ALLIED BOLT, INC. 7017
ALUMA-FORM AF1089
CHANCE 6806
DIXIE ELECTRIC D-6806
FLORIDA WIRE AND CABLE FW1089
HUGHES RW2-70
JOSLYN HI-VOLTAGE CORP. J1089
MC GRAW EDISON DF1W4
POWERLINE HARDWARE CO. P1089
THREADED FASTENERS INC. TF1089
UTILITIES SERVICE 5480
WASRD006 | ALLIED BOLT, INC. 7015-50
HUGHES RW2-80
MC GRAW EDISON DF1W5
THREADED FASTENERS INC. TF1090
WASRD007 | ALLIED BOLT, INC. 7011
CHANCE 6808
COOPER POWER SYSTEMS DF1W6
DIXIE ELECTRIC D-6808
THREADED FASTENERS INC. TF6808
WASSC001 | ALLIED BOLT, INC. 2873
ALUMA-FORM AFCW44-6
BARRON BETHEA GCW-41
CONTINENTAL ELECTRIC CW-44-6
FLAGG (MIF) P144
POWERLINE HARDWARE CO. CSW44
RELIABLE POWER PRODUCTS GCW-41R
THREADED FASTENERS INC. TFCSW44
WASSC002 | ALLIED BOLT, INC. 2874
ALUMA-FORM AFCW44-7
BARRON BETHEA GCW-41A
CONTINENTAL ELECTRIC CW-44-7
FLAGG (MIF) P144B
HUBBELL / CHANCE POWER SYSTEMS GCW41A
POWERLINE HARDWARE CO. P6829
RELIABLE POWER PRODUCTS FWC-44-7
THREADED FASTENERS INC. TFCSW44A
WASSC003 | ALUMA-FORM AFCW44-8
BARRON BETHEA GCW-41B
FLAGG (MIF) P145
MACLEAN POWER SYSTEMS CW-44-8
THREADED FASTENERS INC. TFWCW448
WASSF001 | ALLIED BOLT, INC. 11502
ALUMA-FORM AF1073
CHANCE 6811
DIXIE ELECTRIC D-6811
JOSLYN HI-VOLTAGE CORP. J1073
MC GRAW EDISON DF2W1
POWERLINE HARDWARE CO. P1073
THREADED FASTENERS INC. TF1073
WASSF002 | ALLIED BOLT, INC. 11500
ALUMA-FORM AF1075
CHANCE 6813
DIXIE ELECTRIC D-6813
FLORIDA WIRE AND CABLE FW1075
HUGHES SW2-1/4-60
JOSLYN HI-VOLTAGE CORP. J1075
MC GRAW EDISON DF2W4
POWERLINE HARDWARE CO. P1075
THREADED FASTENERS INC. TF1075
WASSF003 | ALLIED BOLT, INC. 11551
ALUMA-FORM AF1079
CHANCE 6817
DIXIE ELECTRIC D-6817
FLORIDA WIRE AND CABLE FW1079
JOSLYN HI-VOLTAGE CORP. J1079
MC GRAW EDISON DF2W7
POWERLINE HARDWARE CO. P1079
THREADED FASTENERS INC. TF1079
UTILITIES SERVICE 5487A
WASSF004 | ALUMA-FORM AF1080
CHANCE 6819
DIXIE ELECTRIC D-6819
HUGHES SW4-80
MC GRAW EDISON DF2W12
POWERLINE HARDWARE CO. P1082
THREADED FASTENERS INC. TF1090
UTILITIES SERVICE 5489A
WASSP001 | ALLIED BOLT, INC. 1192
CHANCE C205-0186
ELECTRICAL MATERIALS CO. MW58
LINE HARDWARE MFG. CO. DLW58XHD
MACLEAN POWER SYSTEMS J177
WASSP002 | ALLIED BOLT, INC. 1193
CHANCE C205-0187
ELECTRICAL MATERIALS CO. MW34
JOSLYN HI-VOLTAGE CORP. J178
LINE HARDWARE MFG. CO. DLW34XHD
THREADED FASTENERS INC. TF6910
UTILITIES SERVICE 4398
WASSP003 | ALLIED BOLT, INC. 7012
CHANCE 3539
DIXIE ELECTRIC D-3539
JOSLYN HI-VOLTAGE CORP. J3539
MC GRAW EDISON DF17W2
THREADED FASTENERS INC. TF3539
WASSP006 | ALLIED BOLT, INC. 7016
HUBBELL POWER SYSTEMS, INC. C2050436
JOSLYN HI-VOLTAGE CORP. J3542
THREADED FASTENERS INC. TF3542
YOKPL003 | BETHEA POWER PRODUCTS ASM-6725-25