## Instructions
Instructions: Equipment Attribute Worksheets JEA Northwest Water Treatment Plant
JEA employs an Enterprise Asset Management system (EAM) to assist in efficient management of it's many assets. One component of the EAM is an Asset Management Database. JEA uses IBM's Maximo database software for this purpose. The data allows JEA to make sound business decisions regarding it's assets. Data collected includes specification information on assets and locations, Vendor and Manufacturer contact information, Local representatives for each asset, spare parts associated with each asset and preventative maintenance requirements for each asset. This spreadsheet is the standard data required for a JEA water treatment plant.
Step One:
1. Go to the "Assets" tab.
2. For each asset in column E, fill in the information indicated in Columns I through AL.
3. For reference, see "Assets Sample" tab for example of filled out form.
Step Two:
1. Go to the "Vendor-Manufacturer" tab.
2. For each Vendor and/or Manufacturer listed on the "Assets" tab, fill in a row with the Vendor and/or Manufacturer contact information.
3. Assign each Vendor/Manufacturer a unique Vendor ID.
4. For reference, see "Vendor/Manufacturer Sample" tab for example of filled out form.
Step Three:
1. Go to the "Local Representative" tab.
2. For each Vendor and/or Manufacturer listed on the "Vendor-Manufacturer" tab, fill in a row with the associated Local Representative contact information.
3. Indicate which Vendor is associated with each Local Representative by filling in the Vendor ID / Man. ID column.
4. For reference, see "Local Representative Sample" tab for example of filled out form.
Step Four:
1. Go to the "Spare Parts" tab.
2. For each Asset ID Description for which spare parts are required / provided, fill in a row with the spare part data requested.
3. For reference, see "Spare Parts Sample" tab for example of filled out form.
Step Five:
1. Go to the "Preventative Maintenance" tab.
2. For each Asset ID Description that requires preventative maintenance, fill in a row on the Preventative Maintenance Header Table.
3. Assign a PM ID number to each row. Reference the appropriate Asset ID Descriptions.
4. For reference, see "Preventative Maintenance Sample" tab for example of filled out form.
Step Six:
1. On the "Preventative Maintenance" Tab, for each PM listed in the Preventative Maintenance Header Table, provide a step by step description of the preventative maintenance required. Associate the Preventative Maintenance steps with the associated Preventative Maintenance with the PM ID.
2. For reference, see "Preventative Maintenance Sample" tab for example of filled out form.

## Assets
Asset Information |  |  |  |  | Asset Data | [5 empty] | Attributes required for all equipment | [9 empty] | Additional Attributes based on Classification
Location | Location Description | Parent Asset ID | Asset Description | Parent or Child Asset ID | Asset Description | Spec Table | ASSET GROUP | CATEGORY 1 | CATEGORY 2 | ATTRIBUTE GROUP | Capital Asset (Yes / No) | Failure Class | Warranty Duration (Years) | Vendor | Serial Number | Model Number | Life Expectancy (Years) | Purchase Price | Replacement Cost (Including Labor) | Install Date | Manufacturer | Model # | Serial Number
WT-039 | NORTHWEST WTP | TANK-3 | RESERVOIR 1, NORTHWEST WTP (201-T-1-1) | AERATOR-1 | AERATOR, RESERVOIR #1, NORTHWEST WTP | WW-AERATOR | WW-AERATOR |  |  | WW-AERATOR | Y | TANK
Location | Location Description | Parent Asset ID | Asset Description | Parent or Child Asset ID | Asset Description | Spec Table | ASSET GROUP | CATEGORY 1 | CATEGORY 2 | ATTRIBUTE GROUP | Capital Asset (Yes / No) | Failure Class | Warranty Duration (Years) | Vendor | Serial Number | Model Number | Life Expectancy (Years) | Purchase Price | Replacement Cost (Including Labor) | Install Date | MANUFACTURER | TYPE | HOUSING TYPE | ARI BALL VALVE | SIZE
NW-01 | BLDG 1 / PUMP ROOM NORTHWEST WTP | ASBLY-1 | HIGH SERVICE PUMP ASSEMBLY #1 | ARV-1 | AIR RELEASE VALVE, SERVICE PUMP #1, NORTHWEST WTP (301-ARV-1-1) | WW-ARV | WW-VALVE | VALVE | ARV | WW-CD-ARV | Y | ARV
NW-01 | BLDG 1 / PUMP ROOM NORTHWEST WTP | ASBLY-2 | HIGH SERVICE PUMP ASSEMBLY #2 | ARV-2 | AIR RELEASE VALVE, SERVICE PUMP #2, NORTHWEST WTP (301-ARV-1-2) | WW-ARV | WW-VALVE | VALVE | ARV | WW-CD-ARV | Y | ARV
NW-01 | BLDG 1 / PUMP ROOM NORTHWEST WTP | ASBLY-3 | HIGH SERVICE PUMP ASSEMBLY #3 | ARV-3 | AIR RELEASE VALVE, SERVICE PUMP #3, NORTHWEST WTP (301-ARV-1-3) | WW-ARV | WW-VALVE | VALVE | ARV | WW-CD-ARV | Y | ARV
NW-01 | BLDG 1 / PUMP ROOM NORTHWEST WTP | ASBLY-4 | HIGH SERVICE PUMP ASSEMBLY #4 | ARV-4 | AIR RELEASE VALVE, SERVICE PUMP #4, NORTHWEST WTP (301-ARV-1-4) | WW-ARV | WW-VALVE | VALVE | ARV | WW-CD-ARV | Y | ARV
NW-01 | BLDG 1 / PUMP ROOM NORTHWEST WTP | ASBLY-5 | HIGH SERVICE PUMPS DISCHARGE MANIFOLD PIPING, NORTHWEST WTP | ARV-5 | ARV ON HIGH SERVICE PUMPS DISCHARGE MANIFOLD PIPING (ARV-7-1) | WW-ARV | WW-VALVE | VALVE | ARV | WW-CD-ARV | Y | ARV
GRS-223644 | WELL #1, NORTHWEST WTP | ASBLY-8 | WELL PUMP #1 ASSEMBLY, NORTHWEST WTP | ARV-6 | WELL PUMP #1, AIR RELIEF VALVE A, NORTHWEST WTP (NWARV-1-1-1A) | WW-ARV | WW-VALVE | VALVE | ARV | WW-CD-ARV | Y | ARV
GRS-223644 | WELL #1, NORTHWEST WTP | ASBLY-8 | WELL PUMP #1 ASSEMBLY, NORTHWEST WTP | ARV-7 | WELL PUMP #1, AIR RELIEF VALVE B, NORTHWEST WTP (NWARV-1-1-1B) | WW-ARV | WW-VALVE | VALVE | ARV | WW-CD-ARV | Y | ARV
GRS-230910 | WELL #2, NORTHWEST WTP | ASBLY-9 | WELL PUMP #2 ASSEMBLY, NORTHWEST WTP | ARV-8 | WELL PUMP #2, AIR RELIEF VALVE #1, NORTHWEST WTP (NWARV-1-1-2A) | WW-ARV | WW-VALVE | VALVE | ARV | WW-CD-ARV | Y | ARV
GRS-230910 | WELL #2, NORTHWEST WTP | ASBLY-9 | WELL PUMP #2 ASSEMBLY, NORTHWEST WTP | ARV-9 | WELL PUMP #2, AIR RELIEF VALVE #2, NORTHWEST WTP (NWARV-1-1-2B) | WW-ARV | WW-VALVE | VALVE | ARV | WW-CD-ARV | Y | ARV
Location | Location Description | Parent Asset ID | Asset Description | Parent or Child Asset ID | Asset Description | Spec Table | ASSET GROUP | CATEGORY 1 | CATEGORY 2 | ATTRIBUTE GROUP | Capital Asset (Yes / No) | Failure Class | Warranty Duration (Years) | Vendor | Serial Number | Model Number | Life Expectancy (Years) | Purchase Price | Replacement Cost (Including Labor) | Install Date | Bearing Number | Manufacturer
GRS-223644 | WELL #1, NORTHWEST WTP | ASBLY-8 | WELL PUMP #1 ASSEMBLY, NORTHWEST WTP | BEARING-1 | WELL PUMP #1, SHAFT BEARING, NORTHWESTWTP | WW-BEARING | WW-BEARING |  |  | WW-BEARING | N | PUMP
GRS-230910 | WELL #2, NORTHWEST WTP | ASBLY-9 | WELL PUMP #2 ASSEMBLY, NORTHWEST WTP | BEARING-2 | WELL PUMP #2, SHAFT BEARING, NORTHWESTWTP | WW-BEARING | WW-BEARING |  |  | WW-BEARING | N | PUMP
Location | Location Description | Parent Asset ID | Asset Description | Parent or Child Asset ID | Asset Description | Spec Table | ASSET GROUP | CATEGORY 1 | CATEGORY 2 | ATTRIBUTE GROUP | Capital Asset (Yes / No) | Failure Class | Warranty Duration (Years) | Vendor | Serial Number | Model Number | Life Expectancy (Years) | Purchase Price | Replacement Cost (Including Labor) | Install Date | MANUFACTURER | CONTINUOUS AMP RATING | VOLTAGE | PHASE | SIZE
NW-02 | BLDG 2 / ELECTRICAL ROOM NORTHWEST WTP | MCC-2 | MCC-1 (MCC-1) | BRKR-1 | BREAKER TIE TO MMC-2, 400 AMP, NORTHWEST WTP | WW-CIRCUIT BREAKER | WW-BREAKER |  |  | WW-CIRCUIT BREAKER | Y | CKT-BRK
NW-02 | BLDG 2 / ELECTRICAL ROOM NORTHWEST WTP | MCC-2 | MCC-1 (MCC-1) | BRKR-10 | MAIN BREAKER 600 AMP, MCC-1 NORTHWEST WTP | WW-CIRCUIT BREAKER | WW-BREAKER |  |  | WW-CIRCUIT BREAKER | Y | CKT-BRK
NW-02 | BLDG 2 / ELECTRICAL ROOM NORTHWEST WTP | MCC-3 | MCC-2 (MCC-2) | BRKR-11 | MAIN BREAKER, MCC-2, 600 AMP | WW-CIRCUIT BREAKER | WW-BREAKER |  |  | WW-CIRCUIT BREAKER | Y | CKT-BRK
NW-02 | BLDG 2 / ELECTRICAL ROOM NORTHWEST WTP | MCC-2 | MCC-1 (MCC-1) | BRKR-12 | WELL PUMP #1, MOTOR BREAKER 250 AMP, NORTHWEST WTP | WW-CIRCUIT BREAKER | WW-BREAKER |  |  | WW-CIRCUIT BREAKER | N | CKT-BRK
GRS-230910 | WELL #2, NORTHWEST WTP | MCC-1 | MCC WELL #2 (102-MCC-1) | BRKR-13 | WELL PUMP #2, GENERATOR BREAKER, 400 AMP, NORTHWEST WTP | WW-CIRCUIT BREAKER | WW-BREAKER |  |  | WW-CIRCUIT BREAKER | Y | CKT-BRK
GRS-230910 | WELL #2, NORTHWEST WTP | MCC-1 | MCC WELL #2 (102-MCC-1) | BRKR-14 | WELL PUMP #2, MAIN BREAKER, 600 AMP, NORTHWEST WTP | WW-CIRCUIT BREAKER | WW-BREAKER |  |  | WW-CIRCUIT BREAKER | Y | CKT-BRK
GRS-230910 | WELL #2, NORTHWEST WTP | MCC-1 | MCC WELL #2 (102-MCC-1) | BRKR-15 | WELL PUMP #2, MOTOR BREAKER, NORTHWEST WTP | WW-CIRCUIT BREAKER | WW-BREAKER |  |  | WW-CIRCUIT BREAKER | Y | CKT-BRK
NW-02 | BLDG 2 / ELECTRICAL ROOM NORTHWEST WTP | SWGR-1 | MCC SWGR (SWGR-1) | BRKR-2 | BREAKER TO MCC-1, 600 AMP, NORTHWEST WTP | WW-CIRCUIT BREAKER | WW-BREAKER |  |  | WW-CIRCUIT BREAKER | Y | CKT-BRK
NW-02 | BLDG 2 / ELECTRICAL ROOM NORTHWEST WTP | SWGR-1 | MCC SWGR (SWGR-1) | BRKR-3 | BREAKER TO MCC-2, 600 AMP, NORTHWEST WTP | WW-CIRCUIT BREAKER | WW-BREAKER |  |  | WW-CIRCUIT BREAKER | Y | CKT-BRK
NW-02 | BLDG 2 / ELECTRICAL ROOM NORTHWEST WTP | SWGR-1 | MCC SWGR (SWGR-1) | BRKR-4 | BREAKER, MAIN SWGR, 3200 AMP, NORTHWEST WTP | WW-CIRCUIT BREAKER | WW-BREAKER |  |  | WW-CIRCUIT BREAKER | Y | CKT-BRK
NW-02 | BLDG 2 / ELECTRICAL ROOM NORTHWEST WTP | SWGR-1 | MCC SWGR (SWGR-1) | BRKR-5 | BREAKER, SERVICE PUMP #1, 400 AMP, NORTHWEST WTP | WW-CIRCUIT BREAKER | WW-BREAKER |  |  | WW-CIRCUIT BREAKER | Y | CKT-BRK
NW-02 | BLDG 2 / ELECTRICAL ROOM NORTHWEST WTP | SWGR-1 | MCC SWGR (SWGR-1) | BRKR-6 | BREAKER, SERVICE PUMP #2, 250 AMP, NORTHWEST WTP | WW-CIRCUIT BREAKER | WW-BREAKER |  |  | WW-CIRCUIT BREAKER | N | CKT-BRK
NW-02 | BLDG 2 / ELECTRICAL ROOM NORTHWEST WTP | SWGR-1 | MCC SWGR (SWGR-1) | BRKR-7 | BREAKER, SERVICE PUMP #3, 400 AMP, NORTHWEST WTP | WW-CIRCUIT BREAKER | WW-BREAKER |  |  | WW-CIRCUIT BREAKER | Y | CKT-BRK
NW-02 | BLDG 2 / ELECTRICAL ROOM NORTHWEST WTP | SWGR-1 | MCC SWGR (SWGR-1) | BRKR-8 | BREAKER, SERVICE PUMP #4, 250 AMP, NORTHWEST WTP | WW-CIRCUIT BREAKER | WW-BREAKER |  |  | WW-CIRCUIT BREAKER | N | CKT-BRK
NW-02 | BLDG 2 / ELECTRICAL ROOM NORTHWEST WTP | SWGR-1 | MCC SWGR (SWGR-1) | BRKR-9 | GENERATOR (MAIN) BREAKER, 2500 AMP, NORTHWEST WTP | WW-CIRCUIT BREAKER | WW-BREAKER |  |  | WW-CIRCUIT BREAKER | Y | CKT-BRK
Location | Location Description | Parent Asset ID | Asset Description | Parent or Child Asset ID | Asset Description | Spec Table | ASSET GROUP | CATEGORY 1 | CATEGORY 2 | ATTRIBUTE GROUP | Capital Asset (Yes / No) | Failure Class | Warranty Duration (Years) | Vendor | Serial Number | Model Number | Life Expectancy (Years) | Purchase Price | Replacement Cost (Including Labor) | Install Date | Manufacturer | Part Number | Type | Use of Card
GRS-223644 | WELL #1, NORTHWEST WTP | SCADA-2 | SCADA ASSEMBLY, WELL PUMP #1 | CARD-1 | A I CARD, WELL #1 NORTHWEST | WW-CARD | WW-CARD |  |  | WW-CARD |  | SCADA
GRS-230910 | WELL #2, NORTHWEST WTP | SCADA-3 | SCADA ASSEMBLY, WELL PUMP #2 | CARD-10 | D I CARD, WELL #2 NORTHWEST | WW-CARD | WW-CARD |  |  | WW-CARD |  | SCADA
GRS-223644 | WELL #1, NORTHWEST WTP | SCADA-2 | SCADA ASSEMBLY, WELL PUMP #1 | CARD-11 | D O CARD, WELL #1 NORTHWEST | WW-CARD | WW-CARD |  |  | WW-CARD |  | SCADA
GRS-230910 | WELL #2, NORTHWEST WTP | SCADA-3 | SCADA ASSEMBLY, WELL PUMP #2 | CARD-12 | D O CARD, WELL #2 NORTHWEST | WW-CARD | WW-CARD |  |  | WW-CARD |  | SCADA
GRS-230910 | WELL #2, NORTHWEST WTP | SCADA-3 | SCADA ASSEMBLY, WELL PUMP #2 | CARD-2 | A I CARD, WELL #2 NORTHWEST | WW-CARD | WW-CARD |  |  | WW-CARD |  | SCADA
GRS-223644 | WELL #1, NORTHWEST WTP | SCADA-2 | SCADA ASSEMBLY, WELL PUMP #1 | CARD-3 | A O CARD, WELL #1 NORTHWEST | WW-CARD | WW-CARD |  |  | WW-CARD |  | SCADA
GRS-230910 | WELL #2, NORTHWEST WTP | SCADA-3 | SCADA ASSEMBLY, WELL PUMP #2 | CARD-4 | A O CARD, WELL #2 NORTHWEST | WW-CARD | WW-CARD |  |  | WW-CARD |  | SCADA
NW-02 | BLDG 2 / ELECTRICAL ROOM NORTHWEST WTP | SCADA-1 | SCADA ASSEMBLY PLANT | CARD-5 | CARD A I, NORTHWEST WTP | WW-CARD | WW-CARD |  |  | WW-CARD |  | SCADA
NW-02 | BLDG 2 / ELECTRICAL ROOM NORTHWEST WTP | SCADA-1 | SCADA ASSEMBLY PLANT | CARD-6 | CARD A O, NORTHWEST WTP | WW-CARD | WW-CARD |  |  | WW-CARD |  | SCADA
NW-02 | BLDG 2 / ELECTRICAL ROOM NORTHWEST WTP | SCADA-1 | SCADA ASSEMBLY PLANT | CARD-7 | CARD D I, NORTHWEST WTP | WW-CARD | WW-CARD |  |  | WW-CARD |  | SCADA
NW-02 | BLDG 2 / ELECTRICAL ROOM NORTHWEST WTP | SCADA-1 | SCADA ASSEMBLY PLANT | CARD-8 | CARD D O, NORTHWEST WTP | WW-CARD | WW-CARD |  |  | WW-CARD |  | SCADA
GRS-223644 | WELL #1, NORTHWEST WTP | SCADA-2 | SCADA ASSEMBLY, WELL PUMP #1 | CARD-9 | D I CARD, WELL #1 NORTHWEST | WW-CARD | WW-CARD |  |  | WW-CARD |  | SCADA
Location | Location Description | Parent Asset ID | Asset Description | Parent or Child Asset ID | Asset Description | Spec Table | ASSET GROUP | CATEGORY 1 | CATEGORY 2 | ATTRIBUTE GROUP | Capital Asset (Yes / No) | Failure Class | Warranty Duration (Years) | Vendor | Serial Number | Model Number | Life Expectancy (Years) | Purchase Price | Replacement Cost (Including Labor) | Install Date | Casing Diameter | Depth | Length | Material
GRS-223644 | WELL #1, NORTHWEST WTP | ASBLY-8 | WELL PUMP #1 ASSEMBLY, NORTHWEST WTP | CASING-1 | WELL CASING #1, 20" | WW-CASING | WW-CASING |  |  |  | Y | PIPE
GRS-230910 | WELL #2, NORTHWEST WTP | ASBLY-9 | WELL PUMP #2 ASSEMBLY, NORTHWEST WTP | CASING-2 | WELL CASING #2, 20" | WW-CASING | WW-CASING |  |  |  | Y | PIPE
Location | Location Description | Parent Asset ID | Asset Description | Parent or Child Asset ID | Asset Description | Spec Table | ASSET GROUP | CATEGORY 1 | CATEGORY 2 | ATTRIBUTE GROUP | Capital Asset (Yes / No) | Failure Class | Warranty Duration (Years) | Vendor | Serial Number | Model Number | Life Expectancy (Years) | Purchase Price | Replacement Cost (Including Labor) | Install Date | MANUFACTURER | VOLTAGE | PHASE | STARTER TYPE | STARTER SIZE | NUMBER OF STARTERS | BREAKER SIZE | MAIN BREAKER SIZE | MAIN CONDUCTOR SIZE | KIT
GRS-230910 | WELL #2, NORTHWEST WTP | ASBLY-6 | IRRIGATION ASSEMBLY | CP-1 | CONTROL PANEL FOR IRRIGATION (102-FP-1-3) | WW-CONTROL PANEL | WW-CONTROL PANEL | CONTROL PANEL |  | WW-CONTROL PANEL |  | CRTL-PNL
TANK- | RESERVOIR 1, NORTHWEST WTP | ASBLY-7 | SUMP PUMP ASSEMBLY OVERFLOW RESERVOIR #1, NORTHWEST WTP | CP-10 | SUMP PUMP SCADA PANEL, NORTHWEST WTP (201-FP-1-1) | WW-CONTROL PANEL | WW-CONTROL PANEL | CONTROL PANEL |  | WW-CONTROL PANEL |  | CRTL-PNL
GRS-223644 | WELL #1, NORTHWEST WTP |  |  | CP-11 | WELL #1 INSTRUMENTATION PANEL (101-FP-1-2) | WW-CONTROL PANEL | WW-CONTROL PANEL | CONTROL PANEL |  | WW-CONTROL PANEL |  | CRTL-PNL
GRS-223644 | WELL #1, NORTHWEST WTP | SCADA-2 | SCADA ASSEMBLY, WELL PUMP #1 | CP-12 | WELL #1 SCADA PANEL (101-FP-1-1) | WW-CONTROL PANEL | WW-CONTROL PANEL | CONTROL PANEL |  | WW-CONTROL PANEL |  | CRTL-PNL
GRS-230910 | WELL #2, NORTHWEST WTP |  |  | CP-13 | WELL #2 INSTRUMENTATION PANEL (101-FP-1-2) | WW-CONTROL PANEL | WW-CONTROL PANEL | CONTROL PANEL |  | WW-CONTROL PANEL |  | CRTL-PNL
GRS-230910 | WELL #2, NORTHWEST WTP | SCADA-3 | SCADA ASSEMBLY, WELL PUMP #2 | CP-14 | WELL #2 SCADA PANEL (102-FP-1-1) | WW-CONTROL PANEL | WW-CONTROL PANEL | CONTROL PANEL |  | WW-CONTROL PANEL |  | CRTL-PNL
LS- | SEWAGE PUMP STATION NORTHWEST WTP |  |  | CP-2 | CONTROL PANEL, SEWAGE PUMP STATION, NORTHWEST WTP (801-LCP-1) | WW-CONTROL PANEL | WW-CONTROL PANEL | CONTROL PANEL |  | WW-CONTROL PANEL |  | CRTL-PNL
NW-03 | BLDG 3 / HYPO CHLORITE NORTHWEST WTP |  |  | CP-3 | CONTROL PANEL, SODIUM HYPOCHORITE PUMPS, NORTHWEST WTP (401-FP-3-1) | WW-CONTROL PANEL | WW-CONTROL PANEL | CONTROL PANEL |  | WW-CONTROL PANEL |  | CRTL-PNL
NW-03 | BLDG 3 / HYPO CHLORITE NORTHWEST WTP |  |  | CP-4 | CONTROL PANEL, SODIUM HYPOCHORITE, NORTHWEST WTP (401-FP-2-1) | WW-CONTROL PANEL | WW-CONTROL PANEL | CONTROL PANEL |  | WW-CONTROL PANEL |  | CRTL-PNL
NW-04 | BLDG 4 / GENERATOR NORTHWEST WTP |  |  | CP-5 | GENERATOR SCADA PANEL (601-FP-1-1) | WW-CONTROL PANEL | WW-CONTROL PANEL | CONTROL PANEL |  | WW-CONTROL PANEL |  | CRTL-PNL
NW-03 | BLDG 3 / HYPO CHLORITE NORTHWEST WTP |  |  | CP-6 | HYPO FLOW METER PANEL (401-FP-1-1) | WW-CONTROL PANEL | WW-CONTROL PANEL | CONTROL PANEL |  | WW-CONTROL PANEL |  | CRTL-PNL
TANK- | RESERVOIR 1, NORTHWEST WTP | ASBLY-7 | SUMP PUMP ASSEMBLY OVERFLOW RESERVOIR #1, NORTHWEST WTP | CP-7 | RESERVOIR #1 SCADA PANEL, NORTHWEST WTP (201-FP-1) | WW-CONTROL PANEL | WW-CONTROL PANEL | CONTROL PANEL |  | WW-CONTROL PANEL |  | CRTL-PNL
NW-02 | BLDG 2 / ELECTRICAL ROOM NORTHWEST WTP | SCADA-1 | SCADA ASSEMBLY PLANT | CP-8 | SCADA PLANT PLC MAIN (101-MCP-1) | WW-CONTROL PANEL | WW-CONTROL PANEL | CONTROL PANEL |  | WW-CONTROL PANEL |  | CRTL-PNL
TANK- | RESERVOIR 1, NORTHWEST WTP | ASBLY-7 | SUMP PUMP ASSEMBLY OVERFLOW RESERVOIR #1, NORTHWEST WTP | CP-9 | SUMP PUMP CONTROL PANEL, NORTHWEST WTP (201-FP-1-2) | WW-CONTROL PANEL | WW-CONTROL PANEL | CONTROL PANEL |  | WW-CONTROL PANEL |  | CRTL-PNL
NW-02 | BLDG 2 / ELECTRICAL ROOM NORTHWEST WTP | SCADA-1 | SCADA ASSEMBLY PLANT | OP-1 | INTERFACE DISPLAY PANEL ( OP 277 ), NORTHWEST WTP | WW-CONTROL PANEL | WW-CONTROL PANEL | CONTROL PANEL |  | WW-CONTROL PANEL | Y | CRTL-PNL
NW-02 | BLDG 2 / ELECTRICAL ROOM NORTHWEST WTP |  |  | SWGR-1 | MCC SWGR (SWGR-1) | WW-CONTROL PANEL | WW-CONTROL PANEL | SWITCHGEAR PANEL |  | WW-CONTROL PANEL |  | CRTL-PNL
GRS-230910 | WELL #2, NORTHWEST WTP |  |  | MCC-1 | MCC WELL #2 (102-MCC-1) | WW-CONTROL PANEL | WW-CONTROL PANEL | MOTOR CONTROL CENTER |  | WW-CONTROL PANEL |  | CRTL-PNL
NW-02 | BLDG 2 / ELECTRICAL ROOM NORTHWEST WTP |  |  | MCC-2 | MCC-1 (MCC-1) | WW-CONTROL PANEL | WW-CONTROL PANEL | MOTOR CONTROL CENTER |  | WW-CONTROL PANEL |  | CRTL-PNL
NW-02 | BLDG 2 / ELECTRICAL ROOM NORTHWEST WTP |  |  | MCC-3 | MCC-2 (MCC-2) | WW-CONTROL PANEL | WW-CONTROL PANEL | MOTOR CONTROL CENTER |  | WW-CONTROL PANEL |  | CRTL-PNL
Location | Location Description | Parent Asset ID | Asset Description | Parent or Child Asset ID | Asset Description | Spec Table | ASSET GROUP | CATEGORY 1 | CATEGORY 2 | ATTRIBUTE GROUP | Capital Asset (Yes / No) | Failure Class | Warranty Duration (Years) | Vendor | Serial Number | Model Number | Life Expectancy (Years) | Purchase Price | Replacement Cost (Including Labor) | Install Date | MANUFACTURER | RATING | HP
NW-01 | BLDG 1 / PUMP ROOM NORTHWEST WTP |  |  | CRANE-1 | HOIST, CRANE AND MOTOR ( 2 TON), PUMP ROOM, NORTHWEST WTP (301-BCH-1-1) | WW-CRANE | WW-CRANE |  |  | WW-CRANE |  | CRANE
Location | Location Description | Parent Asset ID | Asset Description | Parent or Child Asset ID | Asset Description | Spec Table | ASSET GROUP | CATEGORY 1 | CATEGORY 2 | ATTRIBUTE GROUP | Capital Asset (Yes / No) | Failure Class | Warranty Duration (Years) | Vendor | Serial Number | Model Number | Life Expectancy (Years) | Purchase Price | Replacement Cost (Including Labor) | Install Date | Size | Material
NW-01 | BLDG 1 / PUMP ROOM NORTHWEST WTP | ASBLY-2 | HIGH SERVICE PUMP ASSEMBLY #2 | EXPJOINT-1 | EXPANSION JOINT 1, PUMP #2, SUCTION HEADER | WW-PIPE | WW-EXPJOINT |  |  |  |  | PIPE
NW-01 | BLDG 1 / PUMP ROOM NORTHWEST WTP | ASBLY-3 | HIGH SERVICE PUMP ASSEMBLY #3 | EXPJOINT-2 | EXPANSION JOINT 1, PUMP #3, SUCTION HEADER | WW-PIPE | WW-EXPJOINT |  |  |  |  | PIPE
NW-01 | BLDG 1 / PUMP ROOM NORTHWEST WTP | ASBLY-4 | HIGH SERVICE PUMP ASSEMBLY #4 | EXPJOINT-3 | EXPANSION JOINT 1, PUMP #4, SUCTION HEADER | WW-PIPE | WW-EXPJOINT |  |  |  |  | PIPE
NW-01 | BLDG 1 / PUMP ROOM NORTHWEST WTP | ASBLY-1 | HIGH SERVICE PUMP ASSEMBLY #1 | EXPJOINT-4 | EXPANSION JOINT 1, PUMP 1, SUCTION HEADER | WW-PIPE | WW-EXPJOINT |  |  |  |  | PIPE
NW-01 | BLDG 1 / PUMP ROOM NORTHWEST WTP | ASBLY-2 | HIGH SERVICE PUMP ASSEMBLY #2 | EXPJOINT-5 | EXPANSION JOINT 2, PUMP #2, DISCHARGE | WW-PIPE | WW-EXPJOINT |  |  |  |  | PIPE
NW-01 | BLDG 1 / PUMP ROOM NORTHWEST WTP | ASBLY-3 | HIGH SERVICE PUMP ASSEMBLY #3 | EXPJOINT-6 | EXPANSION JOINT 2, PUMP #3, DISCHARGE | WW-PIPE | WW-EXPJOINT |  |  |  |  | PIPE
NW-01 | BLDG 1 / PUMP ROOM NORTHWEST WTP | ASBLY-4 | HIGH SERVICE PUMP ASSEMBLY #4 | EXPJOINT-7 | EXPANSION JOINT 2, PUMP #4, DISCHARGE | WW-PIPE | WW-EXPJOINT |  |  |  |  | PIPE
NW-01 | BLDG 1 / PUMP ROOM NORTHWEST WTP | ASBLY-1 | HIGH SERVICE PUMP ASSEMBLY #1 | EXPJOINT-8 | EXPANSION JOINT 2, PUMP 1, DISCHARGE | WW-PIPE | WW-EXPJOINT |  |  |  |  | PIPE
Location | Location Description | Parent Asset ID | Asset Description | Parent or Child Asset ID | Asset Description | Spec Table | ASSET GROUP | CATEGORY 1 | CATEGORY 2 | ATTRIBUTE GROUP | Capital Asset (Yes / No) | Failure Class | Warranty Duration (Years) | Vendor | Serial Number | Model Number | Life Expectancy (Years) | Purchase Price | Replacement Cost (Including Labor) | Install Date
NW-03 | BLDG 3 / HYPO CHLORITE NORTHWEST WTP |  |  | EYEWASH-1 | EYEWASH STATION #1, NORTHWEST WTP (SSH-1) | N/A | WW-EYEWASH |  |  | WW-EYEWASH | N | EYEWASH
NW-03 | BLDG 3 / HYPO CHLORITE NORTHWEST WTP |  |  | EYEWASH-2 | EYEWASH STATION #2, NORTHWEST WTP (SSH-2) | N/A | WW-EYEWASH |  |  | WW-EYEWASH | N | EYEWASH
Location | Location Description | Parent Asset ID | Asset Description | Parent or Child Asset ID | Asset Description | Spec Table | ASSET GROUP | CATEGORY 1 | CATEGORY 2 | ATTRIBUTE GROUP | Capital Asset (Yes / No) | Failure Class | Warranty Duration (Years) | Vendor | Serial Number | Model Number | Life Expectancy (Years) | Purchase Price | Replacement Cost (Including Labor) | Install Date | CFM | Manufacturer | RPM
WT-039 | NORTHWEST WTP | TANK-3 | RESERVOIR 1, NORTHWEST WTP (201-T-1-1) | FAN-1 | FAN 1, RESERVOIR #1, NORTHWEST WTP | WW-FAN | WW-FAN | FAN | RESERVOIR | WW-FAN | N | FAN-BLW
WT-039 | NORTHWEST WTP | TANK-3 | RESERVOIR 1, NORTHWEST WTP (201-T-1-1) | FAN-2 | FAN 2, RESERVOIR #1, NORTHWEST WTP | WW-FAN | WW-FAN | FAN | RESERVOIR | WW-FAN | N | FAN-BLW
WT-039 | NORTHWEST WTP | TANK-3 | RESERVOIR 1, NORTHWEST WTP (201-T-1-1) | FAN-3 | FAN 3, RESERVOIR #1, NORTHWEST WTP | WW-FAN | WW-FAN | FAN | RESERVOIR | WW-FAN | N | FAN-BLW
WT-039 | NORTHWEST WTP | TANK-3 | RESERVOIR 1, NORTHWEST WTP (201-T-1-1) | FAN-4 | FAN 4, RESERVOIR #1, NORTHWEST WTP | WW-FAN | WW-FAN | FAN | RESERVOIR | WW-FAN | N | FAN-BLW
Location | Location Description | Parent Asset ID | Asset Description | Parent or Child Asset ID | Asset Description | Spec Table | ASSET GROUP | CATEGORY 1 | CATEGORY 2 | ATTRIBUTE GROUP | Capital Asset (Yes / No) | Failure Class | Warranty Duration (Years) | Vendor | Serial Number | Model Number | Life Expectancy (Years) | Purchase Price | Replacement Cost (Including Labor) | Install Date | ENGINE MANUFACTURER | ENGINE MODEL NUMBER | ENGINE SERIAL NUMBER | ENGINE HP | OIL TYPE | GEN MFG | GEN MODEL | GEN SERIAL NUMBER | GEN KW | GEN LUB TYP | FUEL TYPE | FUEL TANK CAPACITY (GAL) | LAT - LONG
NW-04 | BLDG 4 / GENERATOR NORTHWEST WTP |  |  | GEN-1 | GENERATOR - MAIN, 2500 AMP, NORTHWEST WTP (601-G-1-1) | WW-STBYGEN | [5 empty] | GEN
Location | Location Description | Parent Asset ID | Asset Description | Parent or Child Asset ID | Asset Description | Spec Table | ASSET GROUP | CATEGORY 1 | CATEGORY 2 | ATTRIBUTE GROUP | Capital Asset (Yes / No) | Failure Class | Warranty Duration (Years) | Vendor | Serial Number | Model Number | Life Expectancy (Years) | Purchase Price | Replacement Cost (Including Labor) | Install Date | Manufacturer | Size | Material
WT-039 | NORTHWEST WTP |  |  | INJECT-1 | HYPO CHLORITE INJECTOR #1, NORTHWEST WTP | WW-INJECTOR | WW-INJECTOR |  |  | WW-INJECTOR |  | METER
WT-039 | NORTHWEST WTP |  |  | INJECT-2 | HYPO CHLORITE INJECTOR #2, NORTHWEST WTP | WW-INJECTOR | WW-INJECTOR |  |  | WW-INJECTOR |  | METER
Location | Location Description | Parent Asset ID | Asset Description | Parent or Child Asset ID | Asset Description | Spec Table | ASSET GROUP | CATEGORY 1 | CATEGORY 2 | ATTRIBUTE GROUP | Capital Asset (Yes / No) | Failure Class | Warranty Duration (Years) | Vendor | Serial Number | Model Number | Life Expectancy (Years) | Purchase Price | Replacement Cost (Including Labor) | Install Date | VOLTAGE | PHASE | NUMBER OF PUMPS | PUMP TYPE | PUMP OUT VALVE SIZE | LS-CLASS
WT-039 | NORTHWEST WTP |  |  | LS-1 | SEWAGE PUMP STATION NORTHWEST WTP | WW-PUMPSTA | WW-LOCATION | STATION | REPUMP | WW-LOCATION-S-PMPS-PUMPSTA |  | PUMPSTA | [13 empty] | 1
Location | Location Description | Parent Asset ID | Asset Description | Parent or Child Asset ID | Asset Description | Spec Table | ASSET GROUP | CATEGORY 1 | CATEGORY 2 | ATTRIBUTE GROUP | Capital Asset (Yes / No) | Failure Class | Warranty Duration (Years) | Vendor | Serial Number | Model Number | Life Expectancy (Years) | Purchase Price | Replacement Cost (Including Labor) | Install Date | MANUFACTURER | TYPE | SIZE | MAX FLOW RATE | DIFFERENTIAL LOW | DIFFERENTIAL MAX | HEAD LOSS MAX | METER ACCURACY | TAG NUMBER
GRS-223644 | WELL #1, NORTHWEST WTP |  |  | METER-16 | WELL PUMP #1 FLOW METER & TRANSMITTER, NORTHWEST WTP (NWFE/FIT-1-1-1) | WW-FLOWMETER | WW-METER | FLOW | WATER | WW-FLOWMETER |  | METER
GRS-230910 | WELL #2, NORTHWEST WTP |  |  | METER-19 | WELL PUMP #2 FLOW METER & TRANSMITTER, NORTHWEST WTP (NWFE/FIT-1-1-2) | WW-FLOWMETER | WW-METER | FLOW | WATER | WW-FLOWMETER |  | METER
NW-01 | BLDG 1 / PUMP ROOM NORTHWEST WTP | ASBLY-5 | HIGH SERVICE PUMPS DISCHARGE MANIFOLD PIPING, NORTHWEST WTP | METER-2 | EFF. FLOW METER, NORTHWEST WTP (301-FE/FIT-7-1) | WW-FLOWMETER | WW-METER | FLOW | WATER | WW-FLOWMETER |  | METER
NW-03 | BLDG 3 / HYPO CHLORITE NORTHWEST WTP | TANK-2 | HYPO CHLORITE TANK #1, BUILDING 3 (401-T) | METER-4 | HYPOCHLORITE FLOW METER AND TRANSMITTER, HYPOCHORITE TANK #1, NORTHWEST WTP (401 FE/FIT 8-1) | WW-FLOWMETER | WW-METER | FLOW | WATER | WW-FLOWMETER |  | METER
Location | Location Description | Parent Asset ID | Asset Description | Parent or Child Asset ID | Asset Description | Spec Table | ASSET GROUP | CATEGORY 1 | CATEGORY 2 | ATTRIBUTE GROUP | Capital Asset (Yes / No) | Failure Class | Warranty Duration (Years) | Vendor | Serial Number | Model Number | Life Expectancy (Years) | Purchase Price | Replacement Cost (Including Labor) | Install Date | MANUFACTURER | TYPE | PHASE | SIZE | DISPLAY RANGE | DISPLAY RANGE LOWER | DISPLAY RANGE UPPER | OUTPUT RANGE | OUTPUT RANGE LOWER | OUTPUT RANGE UPPER | METER ACCURACY
GRS-223644 | WELL #1, NORTHWEST WTP |  |  | METER-15 | WELL PUMP #1 CONDUCTIVITY METER, NORTHWEST WTP (NWCE/CIT-1-1-1) | WW-METER | WW-METER | METER | PROCESS | WW-METER |  | METER
GRS-230910 | WELL #2, NORTHWEST WTP |  |  | METER-18 | WELL PUMP #2 CONDUCTIVITY METER, NORTHWEST WTP (NWCE/CIT-1-1-2) | WW-METER | WW-METER | METER | PROCESS | WW-METER |  | METER
NW-01 | BLDG 1 / PUMP ROOM NORTHWEST WTP | ASBLY-5 | HIGH SERVICE PUMPS DISCHARGE MANIFOLD PIPING, NORTHWEST WTP | METER-3 | EFFLUENT CHLORINE & PH ANALYZER, NORTHWEST WTP (301-AE/AIT-6-1) | WW-METER | WW-METER | METER | PROCESS | WW-METER |  | METER
Location | Location Description | Parent Asset ID | Asset Description | Parent or Child Asset ID | Asset Description | Spec Table | ASSET GROUP | CATEGORY 1 | CATEGORY 2 | ATTRIBUTE GROUP | Capital Asset (Yes / No) | Failure Class | Warranty Duration (Years) | Vendor | Serial Number | Model Number | Life Expectancy (Years) | Purchase Price | Replacement Cost (Including Labor) | Install Date | MANUFACTURER | TYPE | PIPE SIZE | TRANSDUCER DEPTH | VENDOR
GRS-223644 | WELL #1, NORTHWEST WTP |  |  | METER-17 | WELL PUMP #1 LEVEL SENSOR AND TRANSMITTER, NORTHWEST WTP (NWLE/LIT-1-1-1) | WW-TRANSDUCER | WW-TRANSDUCER | TRANDUCER | LEVEL | WW-TRANSDUCER |  | METER
GRS-230910 | WELL #2, NORTHWEST WTP |  |  | METER-20 | WELL PUMP #2 LEVEL SENSOR AND TRANSMITTER, NORTHWEST WTP (NWLE/LIT-1-1-2) | WW-TRANSDUCER | WW-TRANSDUCER | TRANDUCER | LEVEL | WW-TRANSDUCER |  | METER
NW-03 | BLDG 3 / HYPO CHLORITE NORTHWEST WTP | TANK-2 | HYPO CHLORITE TANK #1, BUILDING 3 (401-T) | METER-5 | LEVEL METER AND TRANSMITTER, HYPOCHORITE TANK #1, NORTHWEST WTP (401 LE/LIT 2-1) | WW-TRANSDUCER | WW-TRANSDUCER | TRANDUCER | LEVEL | WW-TRANSDUCER |  | METER
WT-039 | NORTHWEST WTP | TANK-3 | RESERVOIR 1, NORTHWEST WTP (201-T-1-1) | METER-6 | LEVEL METER AND TRANSMITTER, RESERVOIR #1, NORTHWEST WTP (201LE/LIT 3-1) | WW-TRANSDUCER | WW-TRANSDUCER | TRANDUCER | LEVEL | WW-TRANSDUCER |  | METER
NW-01 | BLDG 1 / PUMP ROOM NORTHWEST WTP |  |  | METER-1 | EFFLUENT PRESSURE METER AND TRANSMITTER, NORTHWEST WTP (301-PI/PIT-6-1) | WW-TRANSDUCER | WW-TRANSDUCER | TRANDUCER | PRESSURE | WW-TRANSDUCER |  | METER
NW-01 | BLDG 1 / PUMP ROOM NORTHWEST WTP | ASBLY-4 | HIGH SERVICE PUMP ASSEMBLY #4 | METER-10 | PRESSURE METER DOWNSTREAM OF HSP #4, NORTHWEST WTP (301-PI/PIT-3-4) | WW-TRANSDUCER | WW-TRANSDUCER | TRANDUCER | PRESSURE | WW-TRANSDUCER |  | METER
NW-01 | BLDG 1 / PUMP ROOM NORTHWEST WTP | ASBLY-1 | HIGH SERVICE PUMP ASSEMBLY #1 | METER-11 | PRESSURE METER UPSTREAM OF HSP #1, NORTHWEST WTP (301-PI/PIT-2-1) | WW-TRANSDUCER | WW-TRANSDUCER | TRANDUCER | PRESSURE | WW-TRANSDUCER |  | METER
NW-01 | BLDG 1 / PUMP ROOM NORTHWEST WTP | ASBLY-2 | HIGH SERVICE PUMP ASSEMBLY #2 | METER-12 | PRESSURE METER UPSTREAM OF HSP #2, NORTHWEST WTP (301-PI/PIT-2-2) | WW-TRANSDUCER | WW-TRANSDUCER | TRANDUCER | PRESSURE | WW-TRANSDUCER |  | METER
NW-01 | BLDG 1 / PUMP ROOM NORTHWEST WTP | ASBLY-3 | HIGH SERVICE PUMP ASSEMBLY #3 | METER-13 | PRESSURE METER UPSTREAM OF HSP #3, NORTHWEST WTP (301-PI/PIT-2-3) | WW-TRANSDUCER | WW-TRANSDUCER | TRANDUCER | PRESSURE | WW-TRANSDUCER |  | METER
NW-01 | BLDG 1 / PUMP ROOM NORTHWEST WTP | ASBLY-4 | HIGH SERVICE PUMP ASSEMBLY #4 | METER-14 | PRESSURE METER UPSTREAM OF HSP #4, NORTHWEST WTP (301-PI/PIT-2-4) | WW-TRANSDUCER | WW-TRANSDUCER | TRANDUCER | PRESSURE | WW-TRANSDUCER |  | METER
NW-01 | BLDG 1 / PUMP ROOM NORTHWEST WTP | ASBLY-1 | HIGH SERVICE PUMP ASSEMBLY #1 | METER-7 | PRESSURE METER DOWNSTREAM OF HSP #1, NORTHWEST WTP (301-PI/PIT-3-1) | WW-TRANSDUCER | WW-TRANSDUCER | TRANDUCER | PRESSURE | WW-TRANSDUCER |  | METER
NW-01 | BLDG 1 / PUMP ROOM NORTHWEST WTP | ASBLY-2 | HIGH SERVICE PUMP ASSEMBLY #2 | METER-8 | PRESSURE METER DOWNSTREAM OF HSP #2, NORTHWEST WTP (301-PI/PIT-3-2) | WW-TRANSDUCER | WW-TRANSDUCER | TRANDUCER | PRESSURE | WW-TRANSDUCER |  | METER
NW-01 | BLDG 1 / PUMP ROOM NORTHWEST WTP | ASBLY-3 | HIGH SERVICE PUMP ASSEMBLY #3 | METER-9 | PRESSURE METER DOWNSTREAM OF HSP #3, NORTHWEST WTP (301-PI/PIT-3-3) | WW-TRANSDUCER | WW-TRANSDUCER | TRANDUCER | PRESSURE | WW-TRANSDUCER |  | METER
Location | Location Description | Parent Asset ID | Asset Description | Parent or Child Asset ID | Asset Description | Spec Table | ASSET GROUP | CATEGORY 1 | CATEGORY 2 | ATTRIBUTE GROUP | Capital Asset (Yes / No) | Failure Class | Warranty Duration (Years) | Vendor | Serial Number | Model Number | Life Expectancy (Years) | Purchase Price | Replacement Cost (Including Labor) | Install Date | Manufacturer | Part Number | Type | Use of Module
GRS-223644 | WELL #1, NORTHWEST WTP | SCADA-2 | SCADA ASSEMBLY, WELL PUMP #1 | MOD-1 | COMMUNICATION MODULE, WELL #1 NORTHWEST | WW-MODULE | WW-MODULE | MODULE | MODULE | WW-MODULE | Y | MODULE
GRS-230910 | WELL #2, NORTHWEST WTP | SCADA-3 | SCADA ASSEMBLY, WELL PUMP #2 | MOD-2 | COMMUNICATION MODULE, WELL #2 NORTHWEST | WW-MODULE | WW-MODULE | MODULE | MODULE | WW-MODULE | Y | MODULE
NW-02 | BLDG 2 / ELECTRICAL ROOM NORTHWEST WTP | SCADA-1 | SCADA ASSEMBLY PLANT | MOD-3 | COMMUNICATION MODULE, NORTHWEST WTP | WW-MODULE | WW-MODULE | MODULE | MODULE | WW-MODULE | Y | MODULE
NW-02 | BLDG 2 / ELECTRICAL ROOM NORTHWEST WTP | SCADA-1 | SCADA ASSEMBLY PLANT | MOD-4 | ETHERNET MODULE, NORTHWEST WTP | WW-MODULE | WW-MODULE | MODULE | MODULE | WW-MODULE | N | MODULE
NW-02 | BLDG 2 / ELECTRICAL ROOM NORTHWEST WTP | SCADA-1 | SCADA ASSEMBLY PLANT | MOD-5 | INTERFACE MODULE #, NORTHWEST WTP | WW-MODULE | WW-MODULE | MODULE | MODULE | WW-MODULE | N | MODULE
NW-02 | BLDG 2 / ELECTRICAL ROOM NORTHWEST WTP | SCADA-1 | SCADA ASSEMBLY PLANT | MOD-6 | TELECOM MODULE, NORTHWEST WTP | WW-MODULE | WW-MODULE | MODULE | MODULE | WW-MODULE | Y | MODULE
Location | Location Description | Parent Asset ID | Asset Description | Parent or Child Asset ID | Asset Description | Spec Table | ASSET GROUP | CATEGORY 1 | CATEGORY 2 | ATTRIBUTE GROUP | Capital Asset (Yes / No) | Failure Class | Warranty Duration (Years) | Vendor | Serial Number | Model Number | Life Expectancy (Years) | Purchase Price | Replacement Cost (Including Labor) | Install Date | MANUFACTURER | HP | VOLTAGE | PHASE | FULL LOAD AMPS | RPM | TYPE | DUTY | FRAME | LUBE OIL-GREASE
TANK- | RESERVOIR 1, NORTHWEST WTP | FAN-1 | FAN 1, RESERVOIR #1, NORTHWEST WTP | MOTOR-1 | FAN 1 MOTOR, RESERVOIR #1, NORTHWEST WTP | WW-MOTORS | WW-MOTOR |  |  | WW-MOTORS | > 15 HP Only | MOTOR
GRS-230910 | WELL #2, NORTHWEST WTP | ASBLY-9 | WELL PUMP #2 ASSEMBLY, NORTHWEST WTP | MOTOR-10 | WELL PUMP #2, MOTOR, NORTHWEST WTP | WW-MOTORS | WW-MOTOR |  |  | WW-MOTORS | > 15 HP Only | MOTOR
TANK- | RESERVOIR 1, NORTHWEST WTP | FAN-2 | FAN 2, RESERVOIR #1, NORTHWEST WTP | MOTOR-2 | FAN 2 MOTOR, RESERVOIR #1, NORTHWEST WTP | WW-MOTORS | WW-MOTOR |  |  | WW-MOTORS | > 15 HP Only | MOTOR
TANK- | RESERVOIR 1, NORTHWEST WTP | FAN-3 | FAN 3, RESERVOIR #1, NORTHWEST WTP | MOTOR-3 | FAN 3 MOTOR, RESERVOIR #1, NORTHWEST WTP | WW-MOTORS | WW-MOTOR |  |  | WW-MOTORS | > 15 HP Only | MOTOR
TANK- | RESERVOIR 1, NORTHWEST WTP | FAN-4 | FAN 4, RESERVOIR #1, NORTHWEST WTP | MOTOR-4 | FAN 4 MOTOR, RESERVOIR #1, NORTHWEST WTP | WW-MOTORS | WW-MOTOR |  |  | WW-MOTORS | > 15 HP Only | MOTOR
NW-01 | BLDG 1 / PUMP ROOM NORTHWEST WTP | ASBLY-1 | HIGH SERVICE PUMP ASSEMBLY #1 | MOTOR-5 | MOTOR, SERVICE PUMP #1, 250 HP, NORTHWEST WTP (301-P-1-1) | WW-MOTORS | WW-MOTOR |  |  | WW-MOTORS | > 15 HP Only | MOTOR
NW-01 | BLDG 1 / PUMP ROOM NORTHWEST WTP | ASBLY-2 | HIGH SERVICE PUMP ASSEMBLY #2 | MOTOR-6 | MOTOR, SERVICE PUMP #2, 125 HP, NORTHWEST WTP (301-P-1-2) | WW-MOTORS | WW-MOTOR |  |  | WW-MOTORS | > 15 HP Only | MOTOR
NW-01 | BLDG 1 / PUMP ROOM NORTHWEST WTP | ASBLY-3 | HIGH SERVICE PUMP ASSEMBLY #3 | MOTOR-7 | MOTOR, SERVICE PUMP #3, 250 HP, NORTHWEST WTP (301-P-1-3) | WW-MOTORS | WW-MOTOR |  |  | WW-MOTORS | > 15 HP Only | MOTOR
NW-01 | BLDG 1 / PUMP ROOM NORTHWEST WTP | ASBLY-4 | HIGH SERVICE PUMP ASSEMBLY #4 | MOTOR-8 | MOTOR, SERVICE PUMP #4 , 125 HP, NORTHWEST WTP (301-P-1-4) | WW-MOTORS | WW-MOTOR |  |  | WW-MOTORS | > 15 HP Only | MOTOR
GRS-223644 | WELL #1, NORTHWEST WTP | ASBLY-8 | WELL PUMP #1 ASSEMBLY, NORTHWEST WTP | MOTOR-9 | WELL PUMP #1, MOTOR, 125 HP, NORTHWEST WTP | WW-MOTORS | WW-MOTOR |  |  | WW-MOTORS | > 15 HP Only | MOTOR
Location | Location Description | Parent Asset ID | Asset Description | Parent or Child Asset ID | Asset Description | Spec Table | ASSET GROUP | CATEGORY 1 | CATEGORY 2 | ATTRIBUTE GROUP | Capital Asset (Yes / No) | Failure Class | Warranty Duration (Years) | Vendor | Serial Number | Model Number | Life Expectancy (Years) | Purchase Price | Replacement Cost (Including Labor) | Install Date | Length | Material | Width
GRS-223644 | WELL #1, NORTHWEST WTP |  |  | PAD-1 | WELL PUMP #1 PAD, NORTHWEST WTP | WW-PAD | WW-PAD |  |  | WW-PAD | > 3 CY Only | CONCRETE
GRS-230910 | WELL #2, NORTHWEST WTP |  |  | PAD-2 | WELL PUMP #2 PAD, NORTHWEST WTP | WW-PAD | WW-PAD |  |  | WW-PAD | > 3 CY Only | CONCRETE
Location | Location Description | Parent Asset ID | Asset Description | Parent or Child Asset ID | Asset Description | Spec Table | ASSET GROUP | CATEGORY 1 | CATEGORY 2 | ATTRIBUTE GROUP | Capital Asset (Yes / No) | Failure Class | Warranty Duration (Years) | Vendor | Serial Number | Model Number | Life Expectancy (Years) | Purchase Price | Replacement Cost (Including Labor) | Install Date | Length | Material | Size | Lining Material
NW-01 | BLDG 1 / PUMP ROOM NORTHWEST WTP | ASBLY-1 | HIGH SERVICE PUMP ASSEMBLY #1 | PIPE-1 | 16" PIPING, SERVICE PUMP #1, NORTHWEST WTP | WW-PIPE | WW-PIPE | PIPE | WATER | WW-PIPE | Y | PIPE
GRS-230910 | WELL #2, NORTHWEST WTP | ASBLY-6 | IRRIGATION ASSEMBLY | PIPE-10 | IRRIGATION PIPE, 2", NORHTWEST WTP | WW-PIPE | WW-PIPE | PIPE | WATER | WW-PIPE | Y | PIPE
WT-039 | NORTHWEST WTP |  |  | PIPE-11 | OVERFLOW PIPE, 24" AT RESERVIOR #1, NORTHWEST WTP (24"-V135) | WW-PIPE | WW-PIPE | PIPE | WATER | WW-PIPE | Y | PIPE
WT-039 | NORTHWEST WTP |  |  | PIPE-12 | RAW WATER YARD PIPING, 24", NORTHWEST WTP | WW-PIPE | WW-PIPE | PIPE | WATER | WW-PIPE | Y | PIPE
TANK- | RESERVOIR 1, NORTHWEST WTP | ASBLY-7 | SUMP PUMP ASSEMBLY OVERFLOW RESERVOIR #1, NORTHWEST WTP | PIPE-13 | SUMP PUMP PIPE, NORTHWEST WTP | WW-PIPE | WW-PIPE | PIPE | WATER | WW-PIPE | Y | PIPE
GRS-223644 | WELL #1, NORTHWEST WTP |  |  | PIPE-14 | WELL PUMP #1 COLUMN PIPE, NORTHWEST WTP | WW-PIPE | WW-PIPE | PIPE | WATER | WW-PIPE | Y | PIPE
GRS-223644 | WELL #1, NORTHWEST WTP |  |  | PIPE-15 | WELL PUMP #1 SITE PIPING, 12", 16", NORTHWEST WTP | WW-PIPE | WW-PIPE | PIPE | WATER | WW-PIPE | Y | PIPE
GRS-223644 | WELL #1, NORTHWEST WTP | ASBLY-8 | WELL PUMP #1 ASSEMBLY, NORTHWEST WTP | PIPE-16 | WELL PUMP #1, COLUMN PIPE, 1300 FT., NORTHWEST WTP | WW-PIPE | WW-PIPE | PIPE | WATER | WW-PIPE | Y | PIPE
GRS-230910 | WELL #2, NORTHWEST WTP |  |  | PIPE-17 | WELL PUMP #2 COLUMN PIPE, NORTHWEST WTP | WW-PIPE | WW-PIPE | PIPE | WATER | WW-PIPE | Y | PIPE
GRS-230910 | WELL #2, NORTHWEST WTP |  |  | PIPE-18 | WELL PUMP #2 SITE PIPING, 16", NORTHWEST WTP | WW-PIPE | WW-PIPE | PIPE | WATER | WW-PIPE | Y | PIPE
GRS-230910 | WELL #2, NORTHWEST WTP | ASBLY-9 | WELL PUMP #2 ASSEMBLY, NORTHWEST WTP | PIPE-19 | WELL PUMP #2, COLUMN PIPE, 1300 FT., NORTHWEST WTP | WW-PIPE | WW-PIPE | PIPE | WATER | WW-PIPE | Y | PIPE
NW-01 | BLDG 1 / PUMP ROOM NORTHWEST WTP | ASBLY-2 | HIGH SERVICE PUMP ASSEMBLY #2 | PIPE-2 | 16" PIPING, SERVICE PUMP #2, NORTHWEST WTP | WW-PIPE | WW-PIPE | PIPE | WATER | WW-PIPE | Y | PIPE
NW-01 | BLDG 1 / PUMP ROOM NORTHWEST WTP | ASBLY-3 | HIGH SERVICE PUMP ASSEMBLY #3 | PIPE-3 | 16" PIPING, SERVICE PUMP #3, NORTHWEST WTP | WW-PIPE | WW-PIPE | PIPE | WATER | WW-PIPE | Y | PIPE
NW-01 | BLDG 1 / PUMP ROOM NORTHWEST WTP | ASBLY-4 | HIGH SERVICE PUMP ASSEMBLY #4 | PIPE-4 | 16" PIPING, SERVICE PUMP #4, NORTHWEST WTP | WW-PIPE | WW-PIPE | PIPE | WATER | WW-PIPE | Y | PIPE
WT-039 | NORTHWEST WTP |  |  | PIPE-5 | DRAIN PIPE, 10" AT RESERVIOR #1, NORTHWEST WTP (24"-V135) | WW-PIPE | WW-PIPE | PIPE | WATER | WW-PIPE | Y | PIPE
WT-039 | NORTHWEST WTP |  |  | PIPE-6 | FINISHED WATER YARD PIPING, 36", 42", NORHTWEST WTP | WW-PIPE | WW-PIPE | PIPE | WATER | WW-PIPE | Y | PIPE
LS- | SEWAGE PUMP STATION NORTHWEST WTP | SPA-1 | SEWAGE PUMP ASSEMBLY | PIPE-7 | FORCE MAIN PIPING AND VALVES, 2" NORTHWEST WTP | WW-PIPE | WW-PIPE | PIPE | WATER | WW-PIPE | Y | PIPE
NW-01 | BLDG 1 / PUMP ROOM NORTHWEST WTP | ASBLY-5 | HIGH SERVICE PUMPS DISCHARGE MANIFOLD PIPING, NORTHWEST WTP | PIPE-8 | HIGH SERVICE PUMPS DISCHARGE MANIFOLD PIPING, 30", NORTHWEST WTP (30") | WW-PIPE | WW-PIPE | PIPE | WATER | WW-PIPE | Y | PIPE
NW-03 | BLDG 3 / HYPO CHLORITE NORTHWEST WTP |  |  | PIPE-9 | HYPO PIPING 1" THRU 2",NORTHWEST WTP | WW-PIPE | WW-PIPE | PIPE | WATER | WW-PIPE | Y | PIPE
Location | Location Description | Parent Asset ID | Asset Description | Parent or Child Asset ID | Asset Description | Spec Table | ASSET GROUP | CATEGORY 1 | CATEGORY 2 | ATTRIBUTE GROUP | Capital Asset (Yes / No) | Failure Class | Warranty Duration (Years) | Vendor | Serial Number | Model Number | Life Expectancy (Years) | Purchase Price | Replacement Cost (Including Labor) | Install Date | Number of Analog Inputs | Number of Digital Inputs | Manufacturer
GRS-223644 | WELL #1, NORTHWEST WTP | SCADA-2 | SCADA ASSEMBLY, WELL PUMP #1 | PLC-1 | PLC, WELL #1 NORTHWEST | WW-PLC | WW-PLC |  |  | WW-PLC |  | PLC
GRS-230910 | WELL #2, NORTHWEST WTP | SCADA-3 | SCADA ASSEMBLY, WELL PUMP #2 | PLC-2 | PLC, WELL #2 NORTHWEST | WW-PLC | WW-PLC |  |  | WW-PLC |  | PLC
NW-02 | BLDG 2 / ELECTRICAL ROOM NORTHWEST WTP | SCADA-1 | SCADA ASSEMBLY PLANT | PLC-3 | PLC, NORTHWEST WTP | WW-PLC | WW-PLC |  |  | WW-PLC |  | PLC
Location | Location Description | Parent Asset ID | Asset Description | Parent or Child Asset ID | Asset Description | Spec Table | ASSET GROUP | CATEGORY 1 | CATEGORY 2 | ATTRIBUTE GROUP | Capital Asset (Yes / No) | Failure Class | Warranty Duration (Years) | Vendor | Serial Number | Model Number | Life Expectancy (Years) | Purchase Price | Replacement Cost (Including Labor) | Install Date | Manufacturer
NW-02 | BLDG 2 / ELECTRICAL ROOM NORTHWEST WTP | SWGR-1 | MCC SWGR (SWGR-1) | PM-1 | POWER MONITOR #1, NORTHWEST WTP | WW-POWER MONITOR | WW-POWER MONITOR
NW-02 | BLDG 2 / ELECTRICAL ROOM NORTHWEST WTP | SWGR-1 | MCC SWGR (SWGR-1) | PM-2 | POWER MONITOR #2, NORTHWEST WTP | WW-POWER MONITOR | WW-POWER MONITOR
GRS-230910 | WELL #2, NORTHWEST WTP | MCC-1 | MCC WELL #2 (102-MCC-1) | PM-3 | WELL PUMP #2, POWER MONITOR, NORTHWEST WTP | WW-POWER MONITOR | WW-POWER MONITOR
Location | Location Description | Parent Asset ID | Asset Description | Parent or Child Asset ID | Asset Description | Spec Table | ASSET GROUP | CATEGORY 1 | CATEGORY 2 | ATTRIBUTE GROUP | Capital Asset (Yes / No) | Failure Class | Warranty Duration (Years) | Vendor | Serial Number | Model Number | Life Expectancy (Years) | Purchase Price | Replacement Cost (Including Labor) | Install Date | Manufacturer
GRS-223644 | WELL #1, NORTHWEST WTP | SCADA-2 | SCADA ASSEMBLY, WELL PUMP #1 | PS-1 | POWER SUPPLY, WELL #1 NORTHWEST | WW-POWER SUPPLY | WW-POWER SUPPLY |  |  |  | N
GRS-230910 | WELL #2, NORTHWEST WTP | SCADA-3 | SCADA ASSEMBLY, WELL PUMP #2 | PS-2 | POWER SUPPLY, WELL #2 NORTHWEST | WW-POWER SUPPLY | WW-POWER SUPPLY |  |  |  | N
Location | Location Description | Parent Asset ID | Asset Description | Parent or Child Asset ID | Asset Description | Spec Table | ASSET GROUP | CATEGORY 1 | CATEGORY 2 | ATTRIBUTE GROUP | Capital Asset (Yes / No) | Failure Class | Warranty Duration (Years) | Vendor | Serial Number | Model Number | Life Expectancy (Years) | Purchase Price | Replacement Cost (Including Labor) | Install Date | MANUFACTURER | PUMP TYPE | HP | VOLTAGE | PHASE | FULL LOAD AMPS | RPM | SUCTION SIZE | DISCHARGE SIZE | IMPELLER | IMPELLER DIAMETER | GPM | SUCTION HEAD | DISCHARGE HEAD | TDH
NW-03 | BLDG 3 / HYPO CHLORITE NORTHWEST WTP |  |  | PUMP-1 | HYPO CHLORINATOR PUMP #1, TANK #1, NORTHWEST WTP (40-P-3-1) | WW-PUMP | WW-PUMP | PUMP | CHEMICAL | WW-PA | > 15 HP Only | PUMP
TANK- | RESERVOIR 1, NORTHWEST WTP | ASBLY-7 | SUMP PUMP ASSEMBLY OVERFLOW RESERVOIR #1, NORTHWEST WTP | PUMP-10 | SUMP PUMP PUMP, NORTHWEST WTP (201-P-1-1) | WW-PUMP | WW-PUMP | PUMP | SUMP | WW-PA | > 15 HP Only | PUMP
GRS-223644 | WELL #1, NORTHWEST WTP | ASBLY-8 | WELL PUMP #1 ASSEMBLY, NORTHWEST WTP | PUMP-11 | WELL PUMP #1, PUMP, NORTHWEST WTP (NW-P-1-1) | WW-PUMP | WW-PUMP | WATER | WELL | WW-PA | Y | PUMP
GRS-230910 | WELL #2, NORTHWEST WTP | ASBLY-9 | WELL PUMP #2 ASSEMBLY, NORTHWEST WTP | PUMP-12 | WELL PUMP #2, PUMP, NORTHWEST WTP (NW-P-1-2) | WW-PUMP | WW-PUMP | WATER | WELL | WW-PA | Y | PUMP
NW-03 | BLDG 3 / HYPO CHLORITE NORTHWEST WTP |  |  | PUMP-2 | HYPO CHLORINATOR PUMP #2, TANK #1, NORTHWEST WTP (40-P-3-2) | WW-PUMP | WW-PUMP | PUMP | CHEMICAL | WW-PA | > 15 HP Only | PUMP
GRS-230910 | WELL #2, NORTHWEST WTP | ASBLY-6 | IRRIGATION ASSEMBLY | PUMP-3 | IRRIGATION PUMP (NW-P-2) | WW-PUMP | WW-PUMP | WATER | WATER | WW-PA | > 15 HP Only | PUMP
NW-01 | BLDG 1 / PUMP ROOM NORTHWEST WTP | ASBLY-1 | HIGH SERVICE PUMP ASSEMBLY #1 | PUMP-4 | SERVICE PUMP #1, NORTHWEST WTP (301-P-1-1) | WW-PUMP | WW-PUMP | WATER | WATER | WW-PA | Y | PUMP
NW-01 | BLDG 1 / PUMP ROOM NORTHWEST WTP | ASBLY-2 | HIGH SERVICE PUMP ASSEMBLY #2 | PUMP-5 | SERVICE PUMP #2, NORTHWEST WTP (301-P-1-2) | WW-PUMP | WW-PUMP | WATER | WATER | WW-PA | Y | PUMP
NW-01 | BLDG 1 / PUMP ROOM NORTHWEST WTP | ASBLY-3 | HIGH SERVICE PUMP ASSEMBLY #3 | PUMP-6 | SERVICE PUMP #3, NORTHWEST WTP (301-P-1-3) | WW-PUMP | WW-PUMP | WATER | WATER | WW-PA | Y | PUMP
NW-01 | BLDG 1 / PUMP ROOM NORTHWEST WTP | ASBLY-4 | HIGH SERVICE PUMP ASSEMBLY #4 | PUMP-7 | SERVICE PUMP #4, NORTHWEST WTP (301-P-1-4) | WW-PUMP | WW-PUMP | WATER | WATER | WW-PA | Y | PUMP
LS- | SEWAGE PUMP STATION NORTHWEST WTP | SPA-1 | SEWAGE PUMP ASSEMBLY | PUMP-8 | SEWAGE PUMP #1, GRINDER, NORTHWEST WTP (801-P-1-1) | WW-PA | WW-PUMP | PUMP | GRINDER | WW-PA | > 15 HP Only | PUMP
LS- | SEWAGE PUMP STATION NORTHWEST WTP | SPA-1 | SEWAGE PUMP ASSEMBLY | PUMP-9 | SEWAGE PUMP #1, GRINDER, NORTHWEST WTP (801-P-1-2) | WW-PA | WW-PUMP | PUMP | GRINDER | WW-PA | > 15 HP Only | PUMP
Location | Location Description | Parent Asset ID | Asset Description | Parent or Child Asset ID | Asset Description | Spec Table | ASSET GROUP | CATEGORY 1 | CATEGORY 2 | ATTRIBUTE GROUP | Capital Asset (Yes / No) | Failure Class | Warranty Duration (Years) | Vendor | Serial Number | Model Number | Life Expectancy (Years) | Purchase Price | Replacement Cost (Including Labor) | Install Date | MANUFACTURER
NW-01 | BLDG 1 / PUMP ROOM NORTHWEST WTP | ASBLY-1 | HIGH SERVICE PUMP ASSEMBLY #1 | ROTEL-1 | ROTATING ELEMENT, SERVICE PUMP #1, NORTHWEST WTP | WW-ROTEL | WW-ROTELEM |  |  | WW-ROTEL | N | PUMP
NW-01 | BLDG 1 / PUMP ROOM NORTHWEST WTP | ASBLY-2 | HIGH SERVICE PUMP ASSEMBLY #2 | ROTEL-2 | ROTATING ELEMENT, SERVICE PUMP #2, NORTHWEST WTP | WW-ROTEL | WW-ROTELEM |  |  | WW-ROTEL | N | PUMP
NW-01 | BLDG 1 / PUMP ROOM NORTHWEST WTP | ASBLY-3 | HIGH SERVICE PUMP ASSEMBLY #3 | ROTEL-3 | ROTATING ELEMENT, SERVICE PUMP #3, NORTHWEST WTP | WW-ROTEL | WW-ROTELEM |  |  | WW-ROTEL | N | PUMP
NW-01 | BLDG 1 / PUMP ROOM NORTHWEST WTP | ASBLY-4 | HIGH SERVICE PUMP ASSEMBLY #4 | ROTEL-4 | ROTATING ELEMENT, SERVICE PUMP #4, NORTHWEST WTP | WW-ROTEL | WW-ROTELEM |  |  | WW-ROTEL | N | PUMP
Location | Location Description | Parent Asset ID | Asset Description | Parent or Child Asset ID | Asset Description | Spec Table | ASSET GROUP | CATEGORY 1 | CATEGORY 2 | ATTRIBUTE GROUP | Capital Asset (Yes / No) | Failure Class | Warranty Duration (Years) | Vendor | Serial Number | Model Number | Life Expectancy (Years) | Purchase Price | Replacement Cost (Including Labor) | Install Date | Diameter | Length | Material
GRS-223644 | WELL #1, NORTHWEST WTP | ASBLY-8 | WELL PUMP #1 ASSEMBLY, NORTHWEST WTP | SHAFT-1 | WELL PUMP #1, LINE SHAFT, NORTHWEST WTP | WW-SHAFT | WW-SHAFT |  |  | WW-SHAFT | N | PUMP
GRS-230910 | WELL #2, NORTHWEST WTP | ASBLY-9 | WELL PUMP #2 ASSEMBLY, NORTHWEST WTP | SHAFT-2 | WELL PUMP #2, LINE SHAFT, NORTHWEST WTP | WW-SHAFT | WW-SHAFT |  |  | WW-SHAFT | N | PUMP
Location | Location Description | Parent Asset ID | Asset Description | Parent or Child Asset ID | Asset Description | Spec Table | ASSET GROUP | CATEGORY 1 | CATEGORY 2 | ATTRIBUTE GROUP | Capital Asset (Yes / No) | Failure Class | Warranty Duration (Years) | Vendor | Serial Number | Model Number | Life Expectancy (Years) | Purchase Price | Replacement Cost (Including Labor) | Install Date | AMP Rating | Manufacturer | Model Number | Serial Number | Starter Size | Volts
NW-02 | BLDG 2 / ELECTRICAL ROOM NORTHWEST WTP | MCC-2 | MCC-1 (MCC-1) | STRTR-1 | WELL PUMP #1, STARTER, NORTHWEST WTP | WW-STARTER | WW-STARTER | STARTER | SOFT | WW-STARTER | Y | MOT-STR
GRS-230910 | WELL #2, NORTHWEST WTP | MCC-1 | MCC WELL #2 (102-MCC-1) | STRTR-2 | WELL PUMP #2, STARTER, NORTHWEST WTP | WW-STARTER | WW-STARTER | STARTER | SOFT | WW-STARTER | Y | MOT-STR
Location | Location Description | Parent Asset ID | Asset Description | Parent or Child Asset ID | Asset Description | Spec Table | ASSET GROUP | CATEGORY 1 | CATEGORY 2 | ATTRIBUTE GROUP | Capital Asset (Yes / No) | Failure Class | Warranty Duration (Years) | Vendor | Serial Number | Model Number | Life Expectancy (Years) | Purchase Price | Replacement Cost (Including Labor) | Install Date | Manufacturer
GRS-230910 | WELL #2, NORTHWEST WTP | MCC-1 | MCC WELL #2 (102-MCC-1) | SUPRES- | WELL PUMP #2, SURGE SUPPRESSOR, NORTHWEST WTP | WW-SURPRESSOR | WW-SUPPRESSOR |  |  |  | N
Location | Location Description | Parent Asset ID | Asset Description | Parent or Child Asset ID | Asset Description | Spec Table | ASSET GROUP | CATEGORY 1 | CATEGORY 2 | ATTRIBUTE GROUP | Capital Asset (Yes / No) | Failure Class | Warranty Duration (Years) | Vendor | Serial Number | Model Number | Life Expectancy (Years) | Purchase Price | Replacement Cost (Including Labor) | Install Date | AMP Rating | Manufacturer | Model Number | Bulletin | Catalog Number | Cycles | Issue | Manufacturer Date | Phase | Serial Number | Item Number | Type | Nominal Voltage | Number of Wires | Wiring Diagram Number
NW-04 | BLDG 4 / GENERATOR NORTHWEST WTP | GEN-1 | GENERATOR - MAIN, 2500 AMP, NORTHWEST WTP (601-G-1-1) | SWITCH-1 | AUTO TRANSFER SWITCH, 2500 AMP, MAIN GENERATOR, NORTHWEST WTP (601-ATS-5-1) | WW-ATS | WW-SWITCH | SWITCH | ATS | WW-ATS | Y | SWITCH
Location | Location Description | Parent Asset ID | Asset Description | Parent or Child Asset ID | Asset Description | Spec Table | ASSET GROUP | CATEGORY 1 | CATEGORY 2 | ATTRIBUTE GROUP | Capital Asset (Yes / No) | Failure Class | Warranty Duration (Years) | Vendor | Serial Number | Model Number | Life Expectancy (Years) | Purchase Price | Replacement Cost (Including Labor) | Install Date | Manufacturer | Material | Operating Pressure | Pressure Rating | Tank Capacity | Type
NW-04 | BLDG 4 / GENERATOR NORTHWEST WTP | GEN-1 | GENERATOR - MAIN, 2500 AMP, NORTHWEST WTP (601-G-1-1) | TANK-1 | FUEL TANK, MAIN GENERATOR, NORTHWEST WTP | WW-TANK | WW-TANK | TANK | FUEL | WW-TANK | Y | TANK
NW-03 | BLDG 3 / HYPO CHLORITE NORTHWEST WTP |  |  | TANK-2 | HYPO CHLORITE TANK #1, BUILDING 3 (401-T) | WW-TANK | WW-TANK | TANK | CHEMICAL | WW-TANK | Y | TANK
WT-039 | NORTHWEST WTP |  |  | TANK-3 | RESERVOIR 1, NORTHWEST WTP (201-T-1-1) | WW-TANK | WW-TANK | TANK | WATER | WW-TANK | Y | TANK
Location | Location Description | Parent Asset ID | Asset Description | Parent or Child Asset ID | Asset Description | Spec Table | ASSET GROUP | CATEGORY 1 | CATEGORY 2 | ATTRIBUTE GROUP | Capital Asset (Yes / No) | Failure Class | Warranty Duration (Years) | Vendor | Serial Number | Model Number | Life Expectancy (Years) | Purchase Price | Replacement Cost (Including Labor) | Install Date | Cooling | HV Compart/ Conservator Oil | Impedence | LTC Manufacturer | LTC Oil | Manufacture Date | Main Tank Oil | MVA Base | MVA Secondary | MVA Third | PrimaryOP Voltage | Radiator Oil | Secondary OP Voltage | Tap Type | Total Oil | Manufacturer | Primary 1 Volt | Primary 2 Volt | Secondary 1 Volt | Secondary 2 Volt
GRS-230910 | WELL #2, NORTHWEST WTP | MCC-1 | MCC WELL #2 (102-MCC-1) | TRANSFORMER-1 | WELL PUMP #2, CONTROL TRANSFORMER, NORTHWEST WTP | WW-TRANSFMR | WW-TRANSFORMER |  |  | WW-TRANSFMR | N | TRANSFMR
Location | Location Description | Parent Asset ID | Asset Description | Parent or Child Asset ID | Asset Description | Spec Table | ASSET GROUP | CATEGORY 1 | CATEGORY 2 | ATTRIBUTE GROUP | Capital Asset (Yes / No) | Failure Class | Warranty Duration (Years) | Vendor | Serial Number | Model Number | Life Expectancy (Years) | Purchase Price | Replacement Cost (Including Labor) | Install Date | Body Material | Bore Diameter | Manufacturer | Model Number | OP Max | OP Min | Packing Size | Port Size | Pressure Rating | Seat Material | Serial Number | Type | Valve Size
GRS-230910 | WELL #2, NORTHWEST WTP |  |  | VALVE-1 | 16" VALVE, WELL #2 (16"V) | WW-VALVE | WW-VALVE | VALVE | GATE | WW-VALVE | Y | VALVE
WT-039 | NORTHWEST WTP |  |  | VALVE-10 | FINISHED WATER VALVE TO HYDRANTS, 8", NORTHWEST WTP (8"-V135) | WW-VALVE | WW-VALVE | VALVE | GATE | WW-VALVE | Y | VALVE
WT-039 | NORTHWEST WTP |  |  | VALVE-11 | FINISHED WATER VALVE, 36" AT RESERVIOR #1, NORTHWEST WTP (24"-V135) | WW-VALVE | WW-VALVE | VALVE | GATE | WW-VALVE | Y | VALVE
NW-01 | BLDG 1 / PUMP ROOM NORTHWEST WTP | ASBLY-5 | HIGH SERVICE PUMPS DISCHARGE MANIFOLD PIPING, NORTHWEST WTP | VALVE-12 | GATE VALVE DOWNSTREAM OF FLOW METER, 30", NORTHWEST WTP (30"-V134) | WW-VALVE | WW-VALVE | VALVE | GATE | WW-VALVE | Y | VALVE
NW-01 | BLDG 1 / PUMP ROOM NORTHWEST WTP | ASBLY-5 | HIGH SERVICE PUMPS DISCHARGE MANIFOLD PIPING, NORTHWEST WTP | VALVE-13 | GATE VALVE ON BYPASS PIPING, 30", NORTHWEST WTP (30"-V134) | WW-VALVE | WW-VALVE | VALVE | GATE | WW-VALVE | Y | VALVE
NW-01 | BLDG 1 / PUMP ROOM NORTHWEST WTP | ASBLY-5 | HIGH SERVICE PUMPS DISCHARGE MANIFOLD PIPING, NORTHWEST WTP | VALVE-14 | GATE VALVE UPSTREAM OF FLOW METER, 30", NORTHWEST WTP (30"-V134) | WW-VALVE | WW-VALVE | VALVE | GATE | WW-VALVE | Y | VALVE
WT-039 | NORTHWEST WTP |  |  | VALVE-15 | RAW WATER VALVE, 24" AT RESERVIOR #1, NORTHWEST WTP (24"-V135) | WW-VALVE | WW-VALVE | VALVE | GATE | WW-VALVE | Y | VALVE
NW-01 | BLDG 1 / PUMP ROOM NORTHWEST WTP | ASBLY-1 | HIGH SERVICE PUMP ASSEMBLY #1 | VALVE-16 | SUCTION VALVE 16", SERVICE PUMP #1 NORTHWEST WTP (16" V134) | WW-VALVE | WW-VALVE | VALVE | GATE | WW-VALVE | Y | VALVE
NW-01 | BLDG 1 / PUMP ROOM NORTHWEST WTP | ASBLY-2 | HIGH SERVICE PUMP ASSEMBLY #2 | VALVE-17 | SUCTION VALVE 16", SERVICE PUMP #2 NORTHWEST WTP (16" V134) | WW-VALVE | WW-VALVE | VALVE | GATE | WW-VALVE | Y | VALVE
NW-01 | BLDG 1 / PUMP ROOM NORTHWEST WTP | ASBLY-3 | HIGH SERVICE PUMP ASSEMBLY #3 | VALVE-18 | SUCTION VALVE 16", SERVICE PUMP #3 NORTHWEST WTP (16" V134) | WW-VALVE | WW-VALVE | VALVE | GATE | WW-VALVE | Y | VALVE
NW-01 | BLDG 1 / PUMP ROOM NORTHWEST WTP | ASBLY-4 | HIGH SERVICE PUMP ASSEMBLY #4 | VALVE-19 | SUCTION VALVE 16", SERVICE PUMP #4 NORTHWEST WTP (16" V134) | WW-VALVE | WW-VALVE | VALVE | GATE | WW-VALVE | Y | VALVE
NW-01 | BLDG 1 / PUMP ROOM NORTHWEST WTP | ASBLY-1 | HIGH SERVICE PUMP ASSEMBLY #1 | VALVE-2 | CHECK VALVE 16", SERVICE PUMP #1, NORTHWEST WTP (16"-V608) | WW-VALVE | WW-VALVE | VALVE | CHECK | WW-VALVE | Y | VALVE
TANK- | RESERVOIR 1, NORTHWEST WTP | ASBLY-7 | SUMP PUMP ASSEMBLY OVERFLOW RESERVOIR #1, NORTHWEST WTP | VALVE-20 | SUMP PUMP VALVE, NORTHWEST WTP | WW-VALVE | WW-VALVE | VALVE | GATE | WW-VALVE | Y | VALVE
WT-039 | NORTHWEST WTP |  |  | VALVE-21 | VALVE 10" ON DRAINAGE PIPE, RESERVIOR #1, NORTHWEST WTP (24"-V135) | WW-VALVE | WW-VALVE | VALVE | GATE | WW-VALVE | Y | VALVE
WT-039 | NORTHWEST WTP |  |  | VALVE-22 | VALVE, 24" ON BYPASS RAW WATER (24"-V135) | WW-VALVE | WW-VALVE | VALVE | GATE | WW-VALVE | Y | VALVE
WT-039 | NORTHWEST WTP |  |  | VALVE-23 | VALVE, 24" ON RAW WATER EASTERN FACING STUB (24"-V135) | WW-VALVE | WW-VALVE | VALVE | GATE | WW-VALVE | Y | VALVE
WT-039 | NORTHWEST WTP |  |  | VALVE-24 | VALVE, 24" ON RAW WATER NORTHERN STUB (WEST FACING) (24"-V135) | WW-VALVE | WW-VALVE | VALVE | GATE | WW-VALVE | Y | VALVE
WT-039 | NORTHWEST WTP |  |  | VALVE-25 | VALVE, 24" ON RAW WATER SOUTHERN STUB (WEST FACING) (24"-V135) | WW-VALVE | WW-VALVE | VALVE | GATE | WW-VALVE | Y | VALVE
WT-039 | NORTHWEST WTP |  |  | VALVE-26 | VALVE, 36" ON FINISHED WATER STUB AT RESERVIOR #1 FACING EAST (36"-V135) | WW-VALVE | WW-VALVE | VALVE | GATE | WW-VALVE | Y | VALVE
GRS-223644 | WELL #1, NORTHWEST WTP | ASBLY-8 | WELL PUMP #1 ASSEMBLY, NORTHWEST WTP | VALVE-27 | WELL PUMP #1, CHECK VALVE 12", NORTHWEST WTP (12"-V614) | WW-VALVE | WW-VALVE | VALVE | CHECK | WW-VALVE | Y | VALVE
GRS-223644 | WELL #1, NORTHWEST WTP | ASBLY-8 | WELL PUMP #1 ASSEMBLY, NORTHWEST WTP | VALVE-28 | WELL PUMP #1, VALVE DOWNSTREAM OF METER, BUTTERFLY 12", NORTHWEST WTP (12"-V500) | WW-VALVE | WW-VALVE | VALVE | BUTTERFLY | WW-VALVE | Y | VALVE
GRS-223644 | WELL #1, NORTHWEST WTP | ASBLY-8 | WELL PUMP #1 ASSEMBLY, NORTHWEST WTP | VALVE-29 | WELL PUMP #1, VALVE UPSTREAM OF METER, BUTTERFLY 12", NORTHWEST WTP (12"-V500) | WW-VALVE | WW-VALVE | VALVE | BUTTERFLY | WW-VALVE | Y | VALVE
NW-01 | BLDG 1 / PUMP ROOM NORTHWEST WTP | ASBLY-2 | HIGH SERVICE PUMP ASSEMBLY #2 | VALVE-3 | CHECK VALVE 16", SERVICE PUMP #2, NORTHWEST WTP (16"-V608) | WW-VALVE | WW-VALVE | VALVE | CHECK | WW-VALVE | Y | VALVE
GRS-230910 | WELL #2, NORTHWEST WTP | ASBLY-9 | WELL PUMP #2 ASSEMBLY, NORTHWEST WTP | VALVE-30 | WELL PUMP #2, CHECK VALVE 12", NORTHWEST WTP (12"-V614) | WW-VALVE | WW-VALVE | VALVE | CHECK | WW-VALVE | Y | VALVE
GRS-230910 | WELL #2, NORTHWEST WTP | ASBLY-9 | WELL PUMP #2 ASSEMBLY, NORTHWEST WTP | VALVE-31 | WELL PUMP #2, VALVE DOWNSTREAM OF METER, BUTTERFLY 12", NORTHWEST WTP (12"-V500) | WW-VALVE | WW-VALVE | VALVE | BUTTERFLY | WW-VALVE | Y | VALVE
GRS-230910 | WELL #2, NORTHWEST WTP | ASBLY-9 | WELL PUMP #2 ASSEMBLY, NORTHWEST WTP | VALVE-32 | WELL PUMP #2, VALVE UPSTREAM OF METER, BUTTERFLY 12", NORTHWEST WTP (12"-V500) | WW-VALVE | WW-VALVE | VALVE | BUTTERFLY | WW-VALVE | Y | VALVE
NW-01 | BLDG 1 / PUMP ROOM NORTHWEST WTP | ASBLY-3 | HIGH SERVICE PUMP ASSEMBLY #3 | VALVE-4 | CHECK VALVE 16", SERVICE PUMP #3, NORTHWEST WTP (16"-V608) | WW-VALVE | WW-VALVE | VALVE | CHECK | WW-VALVE | Y | VALVE
NW-01 | BLDG 1 / PUMP ROOM NORTHWEST WTP | ASBLY-4 | HIGH SERVICE PUMP ASSEMBLY #4 | VALVE-5 | CHECK VALVE 16", SERVICE PUMP #4, NORTHWEST WTP (16"-V608) | WW-VALVE | WW-VALVE | VALVE | CHECK | WW-VALVE | Y | VALVE
NW-01 | BLDG 1 / PUMP ROOM NORTHWEST WTP | ASBLY-1 | HIGH SERVICE PUMP ASSEMBLY #1 | VALVE-6 | DISCHARGE VALVE 16", SERVICE PUMP #1 NORTHWEST WTP (16" V134) | WW-VALVE | WW-VALVE | VALVE | GATE | WW-VALVE | Y | VALVE
NW-01 | BLDG 1 / PUMP ROOM NORTHWEST WTP | ASBLY-2 | HIGH SERVICE PUMP ASSEMBLY #2 | VALVE-7 | DISCHARGE VALVE 16", SERVICE PUMP #2 NORTHWEST WTP (16" V134) | WW-VALVE | WW-VALVE | VALVE | GATE | WW-VALVE | Y | VALVE
NW-01 | BLDG 1 / PUMP ROOM NORTHWEST WTP | ASBLY-3 | HIGH SERVICE PUMP ASSEMBLY #3 | VALVE-8 | DISCHARGE VALVE 16", SERVICE PUMP #3 NORTHWEST WTP (16" V134) | WW-VALVE | WW-VALVE | VALVE | GATE | WW-VALVE | Y | VALVE
NW-01 | BLDG 1 / PUMP ROOM NORTHWEST WTP | ASBLY-4 | HIGH SERVICE PUMP ASSEMBLY #4 | VALVE-9 | DISCHARGE VALVE 16", SERVICE PUMP #4 NORTHWEST WTP (16" V134) | WW-VALVE | WW-VALVE | VALVE | GATE | WW-VALVE | Y | VALVE
Location | Location Description | Parent Asset ID | Asset Description | Parent or Child Asset ID | Asset Description | Spec Table | ASSET GROUP | CATEGORY 1 | CATEGORY 2 | ATTRIBUTE GROUP | Capital Asset (Yes / No) | Failure Class | Warranty Duration (Years) | Vendor | Serial Number | Model Number | Life Expectancy (Years) | Purchase Price | Replacement Cost (Including Labor) | Install Date | Amp Rating | HP | Manufacturer | Model Number | Size | Voltage
NW-02 | BLDG 2 / ELECTRICAL ROOM NORTHWEST WTP | SWGR-1 | MCC SWGR (SWGR-1) | VFD-1 | SERVICE PUMP #1 VFD, NORTHWEST WTP (301-AFD-1-1) | WW-VFD | WW-STARTER | STARTER | VFD | WW-VFD | Y | VFD
NW-02 | BLDG 2 / ELECTRICAL ROOM NORTHWEST WTP | SWGR-1 | MCC SWGR (SWGR-1) | VFD-2 | SERVICE PUMP #2 VFD, NORTHWEST WTP (301-AFD-1-2) | WW-VFD | WW-STARTER | STARTER | VFD | WW-VFD | Y | VFD
NW-02 | BLDG 2 / ELECTRICAL ROOM NORTHWEST WTP | SWGR-1 | MCC SWGR (SWGR-1) | VFD-3 | SERVICE PUMP #3 VFD, NORTHWEST WTP (301-AFD-1-3) | WW-VFD | WW-STARTER | STARTER | VFD | WW-VFD | Y | VFD
NW-02 | BLDG 2 / ELECTRICAL ROOM NORTHWEST WTP | SWGR-1 | MCC SWGR (SWGR-1) | VFD-4 | SERVICE PUMP #4 VFD, NORTHWEST WTP (301-AFD-1-4) | WW-VFD | WW-STARTER | STARTER | VFD | WW-VFD | Y | VFD
Location | Location Description | Parent Asset ID | Asset Description | Parent or Child Asset ID | Asset Description | Spec Table | ASSET GROUP | CATEGORY 1 | CATEGORY 2 | ATTRIBUTE GROUP | Capital Asset (Yes / No) | Failure Class | Warranty Duration (Years) | Vendor | Serial Number | Model Number | Life Expectancy (Years) | Purchase Price | Replacement Cost (Including Labor) | Install Date | WELL DIAMETER | WELL DEPTH | WELL SHAPE | MATERIAL | WELL LINED | WELL LINER TYPE
LS- | SEWAGE PUMP STATION NORTHWEST WTP |  |  | WELL-1 | WETWELL SEWAGE PUMP STATION, 4' FIBERGLASS, NORTHWEST WTP | WW-WETWELL | WW-WETWELL | WETWELL | PUMP STATION | WW-WET WELL | Y | WETWELL
Location | Location Description | Parent Asset ID | Asset Description | Parent or Child Asset ID | Asset Description | Spec Table | ASSET GROUP | CATEGORY 1 | CATEGORY 2 | ATTRIBUTE GROUP | Capital Asset (Yes / No) | Failure Class | Warranty Duration (Years) | Vendor | Serial Number | Model Number | Life Expectancy (Years) | Purchase Price | Replacement Cost (Including Labor) | Install Date | Device Depth | Manufacturer | Pipe Size | Type
NW-03 | BLDG 3 / HYPO CHLORITE NORTHWEST WTP | TANK-2 | HYPO CHLORITE TANK #1, BUILDING 3 (401-T) | XDUCER-1 | HYPO CHLORITE TANK #1 LEVEL TRANSDUCER, BUILDING 3, NORTHWEST WTP | WW-TRANSDUCER | WW-TRANSDUCER | TRANDUCER | LEVEL | WW-TRANSDUCER | Y (if with display) | TRANSDUCER
WT-039 | NORTHWEST WTP | TANK-3 | RESERVOIR 1, NORTHWEST WTP (201-T-1-1) | XDUCER-2 | LEVEL TRANSDUCER, RESERVOIR #1, NORTHWEST WTP | WW-TRANSDUCER | WW-TRANSDUCER | TRANDUCER | LEVEL | WW-TRANSDUCER | Y (if with display) | TRANSDUCER

## Vendor - Manufacturer
Vendor and Manufacturer Data
Vendor ID | VendorName | Address | City | State | ZIP | Phone | Fax | Contact Name | Contact Phone | Contact Fax | Contact email
4 | Vaughan

## Local Representative
Local Representative Data
Company Name | Address | City | State | ZIP | Contact Name | Contact Phone | Contact Fax | Contact email | Vendor ID / Man. ID
4

## Spare Parts
Spare Part Data
Spare Part or Kit ID | Spare Part / Kit Description | Vendor ID | Kit Contents | Asset ID(s)

## Preventative Maintenance
Preventive Maintenance Header
| PM ID | PM Description | Frequency - Calendar | Frequency - Runtime | Applicable Asset ID(s)
Preventive Maintenance Tasks
PM ID | Step | Step Description | Spare Part / Kit ID | Spare Part / Kit Quantify | Special Tools / Equipment Description

## Assets - Sample
Asset Data
Asset Data | Attributes required for all equipment | [6 empty] | Additional Attributes based on Classification
Asset Description | Vendor | Serial Number | Model | Life Expectancy (Years) | Purchase Price | Warranty Start Date | Warranty Duration (Years) | Horsepower | Ratio | Input | Output
AERATOR 1, RESERVOIR #1, GREENLAND WTP | VENDORA | RF77 | ABX | 25 | 5000 | 2012-05-01 | 1 Year | 25 | 7.22:1 | 1770 rpm | 245 rpm
Description | Vendor | Serial Number | Model | Life Expectancy (Years) | Purchase Price | Warranty Start Date | Warranty Duration (Years) | Service Factor | Frame | Horsepower | Phase | RPM | Hertz | Volts
Mechanical Bar Screen #1 Motor | VENDORA | 086811-01 |  |  | 10000 | 2012-05-01 | 2 Years | 1.15 | 447VP | 25 | 3 | 1770 | 60 | 460
Description | Vendor | Serial Number | Model | Life Expectancy (Years) | Purchase Price | Warranty Start Date | Warranty Duration (Years) | Service Factor | Frame | Horsepower | Phase | RPM | Hertz | Volts
Effluent Pump #1 Motor | VENDORA | 20080665-100R1 |  |  | 7000 | 2012-06-01 | 5 Years | 1.15 | 447VP | 100 | 3 | 885 | 60 | 460

## Vendor - Manufacturer Sample
Vendor and Manufacturer Data
Vendor ID / Man. ID | Vendor/ Manufacturer Name | Address | City | State | ZIP | Phone | Fax | Contact Name | Contact Phone | Contact Fax | Contact email
ACME | ACME Company | 1 Main St | Jacksonville | FL | 32210 | 9041234567 | 9041234568 | John Doe | 1234569 | 1234560 | john.doe@acme.com
VENDORA | Vendor A | 2 Main St | Jacksonville | FL | 32210 | 9042222222 | 9042222223 | Jane Doe | 2222224 | 2222225 | jane.doe@vendora.com

## Local Representative Sample
Local Representative Data
Company Name | Address | City | State | ZIP | Contact Name | Contact Phone | Contact Fax | Contact email
Rep Company A | 3 Main St | Jacksonville | FL | 32210 | John Smith | 1234569 | 1234560 | john.smith@rep-a.com
Rep Company B | 4 Main St | Jacksonville | FL | 32210 | Jane Smith | 2222224 | 2222225 | jane.smith@rep-b.com

## Spare Parts Sample
Spare Part Data
Spare Part or Kit ID | Spare Part / Kit Description | Vendor/Manufacturer ID | Kit Contents | Asset ID(s)
EXURXN2 | Exxon Mobil Unirex N2 Lithium Complex Grease, NLGI #2 with additives | VENDORA |  | GR0001, GR0002
ASCORBK | ASCO Rebuild Kit | ACME |  | VALVE111, VALVE112, VALVE113, VALVE114
1 Retaining cap
1 Retaining clip
1 Solenoid base sub-assembly
1 Bonnet gasket
1 Core spring
1 Core diaphragm sub-assembly
1 Body gasket
MOB600 | Mobilgear 600 XP-150, ISO 150 | VENDORA |  | GR0001, GR0002

## Preventative Maintenance Sample
Preventive Maintenance Header
| PM ID | PM Description | Frequency - Calendar | Frequency - Runtime | Applicable Asset ID(s)
| 1 | Mechanical Screen grease every 20,000 Hours or 5 Years whichever comes first | 5 YEARS | 20000 HOURS | GR0001
GR0002
| 2 | Mechanical Screen Drive Oil Change | 6 MONTHS | 2500 HOURS | GR0001
GR0002
| 3 | Mechanical Screen Monthly Maintenance | 1 MONTH |  | SCREEN001
SCREEN002
Preventive Maintenance Tasks
PM ID | Step | Step Description | Spare Part / Kit ID | Spare Part / Kit Quantity | Special Tools / Equipment Description
1 | 10 | Grease Screen Drive gear reducer (input section) | EXURXN2 | 0.5 Gallons
1 | 20 | Grease Brush Drive gear reducer (input section) | EXURXN2 | 0.5 Gallons
2 | 10 | Change Oil on Screen drive gear reducer (output section) | MOB600 | 0.87 Gallons
3 | 10 | Clean interior of Screen. Use high pressure washer to remove accumulated debris, particularly on the screen belt, spray system headers, and discharge chite seal. Do not apply high pressure wash to the brush bristles. |  |  | High Pressure Washer
3 | 20 | Clean exterior of reducers and motors. Check external temperature of drive gear reducers and motors. If high, check motor amp draw and insulation. Repair or replace drives as needed.
3 | 30 | Check all fasteners on the screen and brush drives. Check nuts on anchor bolts. Tighten as required.

## Asset Hierarchy
Location | Location Description | Parent Asset ID | Parent Asset Description | Parent or Child Asset ID | Asset Description | Spec Table | Tag
GRS-223644 | WELL #1, NORTHWEST WTP | SCADA-2 | SCADA ASSEMBLY, WELL PUMP #1 | CARD-1 | A I CARD, WELL #1 NORTHWEST | WW-CARD
GRS-223644 | WELL #1, NORTHWEST WTP | SCADA-2 | SCADA ASSEMBLY, WELL PUMP #1 | CARD-3 | A O CARD, WELL #1 NORTHWEST | WW-CARD
GRS-223644 | WELL #1, NORTHWEST WTP | SCADA-2 | SCADA ASSEMBLY, WELL PUMP #1 | MOD-1 | COMMUNICATION MODULE, WELL #1 NORTHWEST | WW-MODULE
GRS-223644 | WELL #1, NORTHWEST WTP | SCADA-2 | SCADA ASSEMBLY, WELL PUMP #1 | CARD-9 | D I CARD, WELL #1 NORTHWEST | WW-CARD
GRS-223644 | WELL #1, NORTHWEST WTP | SCADA-2 | SCADA ASSEMBLY, WELL PUMP #1 | CARD-11 | D O CARD, WELL #1 NORTHWEST | WW-CARD
GRS-223644 | WELL #1, NORTHWEST WTP | SCADA-2 | SCADA ASSEMBLY, WELL PUMP #1 | PLC-1 | PLC, WELL #1 NORTHWEST | WW-PLC
GRS-223644 | WELL #1, NORTHWEST WTP | SCADA-2 | SCADA ASSEMBLY, WELL PUMP #1 | PS-1 | POWER SUPPLY, WELL #1 NORTHWEST | WW-POWER SUPPLY
GRS-223644 | WELL #1, NORTHWEST WTP | SCADA-2 | SCADA ASSEMBLY, WELL PUMP #1 | CP-12 | WELL #1 SCADA PANEL (101-FP-1-1) | WW-CONTROL PANEL | 101-FP-1-1
GRS-223644 | WELL #1, NORTHWEST WTP | ASBLY-8 | WELL PUMP #1 ASSEMBLY, NORTHWEST WTP | CASING-1 | WELL CASING #1, 20" | WW-CASING
GRS-223644 | WELL #1, NORTHWEST WTP | ASBLY-8 | WELL PUMP #1 ASSEMBLY, NORTHWEST WTP | ARV-6 | WELL PUMP #1, AIR RELIEF VALVE A, NORTHWEST WTP (NWARV-1-1-1A) | WW-ARV | NWARV-1-1-1A
GRS-223644 | WELL #1, NORTHWEST WTP | ASBLY-8 | WELL PUMP #1 ASSEMBLY, NORTHWEST WTP | ARV-7 | WELL PUMP #1, AIR RELIEF VALVE B, NORTHWEST WTP (NWARV-1-1-1B) | WW-ARV | NWARV-1-1-1B
GRS-223644 | WELL #1, NORTHWEST WTP | ASBLY-8 | WELL PUMP #1 ASSEMBLY, NORTHWEST WTP | VALVE-27 | WELL PUMP #1, CHECK VALVE 12", NORTHWEST WTP (12"-V614) | WW-VALVE | 12"-V614
GRS-223644 | WELL #1, NORTHWEST WTP | ASBLY-8 | WELL PUMP #1 ASSEMBLY, NORTHWEST WTP | PIPE-16 | WELL PUMP #1, COLUMN PIPE, 1300 FT., NORTHWEST WTP | WW-PIPE
GRS-223644 | WELL #1, NORTHWEST WTP | ASBLY-8 | WELL PUMP #1 ASSEMBLY, NORTHWEST WTP | SHAFT-1 | WELL PUMP #1, LINE SHAFT, NORTHWEST WTP | WW-SHAFT
GRS-223644 | WELL #1, NORTHWEST WTP | ASBLY-8 | WELL PUMP #1 ASSEMBLY, NORTHWEST WTP | MOTOR-9 | WELL PUMP #1, MOTOR, 125 HP, NORTHWEST WTP | WW-MOTORS
GRS-223644 | WELL #1, NORTHWEST WTP | ASBLY-8 | WELL PUMP #1 ASSEMBLY, NORTHWEST WTP | PUMP-11 | WELL PUMP #1, PUMP, NORTHWEST WTP (NW-P-1-1) | WW-PUMP | NW-P-1-1
GRS-223644 | WELL #1, NORTHWEST WTP | ASBLY-8 | WELL PUMP #1 ASSEMBLY, NORTHWEST WTP | BEARING-1 | WELL PUMP #1, SHAFT BEARING, NORTHWESTWTP | WW-BEARING
GRS-223644 | WELL #1, NORTHWEST WTP | ASBLY-8 | WELL PUMP #1 ASSEMBLY, NORTHWEST WTP | VALVE-28 | WELL PUMP #1, VALVE DOWNSTREAM OF METER, BUTTERFLY 12", NORTHWEST WTP (12"-V500) | WW-VALVE | 12"-V500
GRS-223644 | WELL #1, NORTHWEST WTP | ASBLY-8 | WELL PUMP #1 ASSEMBLY, NORTHWEST WTP | VALVE-29 | WELL PUMP #1, VALVE UPSTREAM OF METER, BUTTERFLY 12", NORTHWEST WTP (12"-V500) | WW-VALVE | 12"-V500
GRS-223644 | WELL #1, NORTHWEST WTP |  |  | SCADA-2 | SCADA ASSEMBLY, WELL PUMP #1 | WW-SCADA
GRS-223644 | WELL #1, NORTHWEST WTP |  |  | CP-11 | WELL #1 INSTRUMENTATION PANEL (101-FP-1-2) | WW-CONTROL PANEL | 101-FP-1-2
GRS-223644 | WELL #1, NORTHWEST WTP |  |  | ASBLY-8 | WELL PUMP #1 ASSEMBLY, NORTHWEST WTP | WW-ASSEMBLY
GRS-223644 | WELL #1, NORTHWEST WTP |  |  | METER-15 | WELL PUMP #1 CONDUCTIVITY METER, NORTHWEST WTP (NWCE/CIT-1-1-1) | WW-METER | NWCE/CIT-1-1-1
GRS-223644 | WELL #1, NORTHWEST WTP |  |  | METER-16 | WELL PUMP #1 FLOW METER & TRANSMITTER, NORTHWEST WTP (NWFE/FIT-1-1-1) | WW-METER | NWFE/FIT-1-1-1
GRS-223644 | WELL #1, NORTHWEST WTP |  |  | METER-17 | WELL PUMP #1 LEVEL SENSOR AND TRANSMITTER, NORTHWEST WTP (NWLE/LIT-1-1-1) | WW-METER | NWLE/LIT-1-1-1
GRS-223644 | WELL #1, NORTHWEST WTP |  |  | PAD-1 | WELL PUMP #1 PAD, NORTHWEST WTP | WW-PAD
GRS-223644 | WELL #1, NORTHWEST WTP |  |  | PIPE-15 | WELL PUMP #1 SITE PIPING, 12", 16", NORTHWEST WTP | WW-PIPE
GRS-230910 | WELL #2, NORTHWEST WTP | ASBLY-6 | IRRIGATION ASSEMBLY | BFP-1 | 2" BACKFLOW PREVENTOR FOR IRRIGATION, NORTHWEST WTP | WW-BFP
GRS-230910 | WELL #2, NORTHWEST WTP | ASBLY-6 | IRRIGATION ASSEMBLY | CP-1 | CONTROL PANEL FOR IRRIGATION (102-FP-1-3) | WW-CONTROL PANEL | 102-FP-1-3
GRS-230910 | WELL #2, NORTHWEST WTP | ASBLY-6 | IRRIGATION ASSEMBLY | PIPE-10 | IRRIGATION PIPE, 2", NORHTWEST WTP | WW-PIPE
GRS-230910 | WELL #2, NORTHWEST WTP | ASBLY-6 | IRRIGATION ASSEMBLY | PUMP-3 | IRRIGATION PUMP (NW-P-2) | WW-PUMP | NW-P-2
GRS-230910 | WELL #2, NORTHWEST WTP | MCC-1 | MCC WELL #2 (102-MCC-1) | TRANSFORMER-1 | WELL PUMP #2, CONTROL TRANSFORMER, NORTHWEST WTP | WW-TRANSFMR
GRS-230910 | WELL #2, NORTHWEST WTP | MCC-1 | MCC WELL #2 (102-MCC-1) | BRKR-13 | WELL PUMP #2, GENERATOR BREAKER, 400 AMP, NORTHWEST WTP | WW-CIRCUIT BREAKER
GRS-230910 | WELL #2, NORTHWEST WTP | MCC-1 | MCC WELL #2 (102-MCC-1) | BRKR-14 | WELL PUMP #2, MAIN BREAKER, 600 AMP, NORTHWEST WTP | WW-CIRCUIT BREAKER
GRS-230910 | WELL #2, NORTHWEST WTP | MCC-1 | MCC WELL #2 (102-MCC-1) | BRKR-15 | WELL PUMP #2, MOTOR BREAKER, NORTHWEST WTP | WW-CIRCUIT BREAKER
GRS-230910 | WELL #2, NORTHWEST WTP | MCC-1 | MCC WELL #2 (102-MCC-1) | PM-3 | WELL PUMP #2, POWER MONITOR, NORTHWEST WTP | WW-POWER MONITOR
GRS-230910 | WELL #2, NORTHWEST WTP | MCC-1 | MCC WELL #2 (102-MCC-1) | STRTR-2 | WELL PUMP #2, STARTER, NORTHWEST WTP | WW-STARTER
GRS-230910 | WELL #2, NORTHWEST WTP | MCC-1 | MCC WELL #2 (102-MCC-1) | SUPRES- | WELL PUMP #2, SURGE SUPPRESSOR, NORTHWEST WTP | WW-SURPRESSOR
GRS-230910 | WELL #2, NORTHWEST WTP | SCADA-3 | SCADA ASSEMBLY, WELL PUMP #2 | CARD-2 | A I CARD, WELL #2 NORTHWEST | WW-CARD
GRS-230910 | WELL #2, NORTHWEST WTP | SCADA-3 | SCADA ASSEMBLY, WELL PUMP #2 | CARD-4 | A O CARD, WELL #2 NORTHWEST | WW-CARD
GRS-230910 | WELL #2, NORTHWEST WTP | SCADA-3 | SCADA ASSEMBLY, WELL PUMP #2 | MOD-2 | COMMUNICATION MODULE, WELL #2 NORTHWEST | WW-MODULE
GRS-230910 | WELL #2, NORTHWEST WTP | SCADA-3 | SCADA ASSEMBLY, WELL PUMP #2 | CARD-10 | D I CARD, WELL #2 NORTHWEST | WW-CARD
GRS-230910 | WELL #2, NORTHWEST WTP | SCADA-3 | SCADA ASSEMBLY, WELL PUMP #2 | CARD-12 | D O CARD, WELL #2 NORTHWEST | WW-CARD
GRS-230910 | WELL #2, NORTHWEST WTP | SCADA-3 | SCADA ASSEMBLY, WELL PUMP #2 | PLC-2 | PLC, WELL #2 NORTHWEST | WW-PLC
GRS-230910 | WELL #2, NORTHWEST WTP | SCADA-3 | SCADA ASSEMBLY, WELL PUMP #2 | PS-2 | POWER SUPPLY, WELL #2 NORTHWEST | WW-POWER SUPPLY
GRS-230910 | WELL #2, NORTHWEST WTP | SCADA-3 | SCADA ASSEMBLY, WELL PUMP #2 | CP-14 | WELL #2 SCADA PANEL (102-FP-1-1) | WW-CONTROL PANEL | 102-FP-1-1
GRS-230910 | WELL #2, NORTHWEST WTP | ASBLY-9 | WELL PUMP #2 ASSEMBLY, NORTHWEST WTP | CASING-2 | WELL CASING #2, 20" | WW-CASING
GRS-230910 | WELL #2, NORTHWEST WTP | ASBLY-9 | WELL PUMP #2 ASSEMBLY, NORTHWEST WTP | ARV-8 | WELL PUMP #2, AIR RELIEF VALVE #1, NORTHWEST WTP (NWARV-1-1-2A) | WW-ARV | NWARV-1-1-2A
GRS-230910 | WELL #2, NORTHWEST WTP | ASBLY-9 | WELL PUMP #2 ASSEMBLY, NORTHWEST WTP | ARV-9 | WELL PUMP #2, AIR RELIEF VALVE #2, NORTHWEST WTP (NWARV-1-1-2B) | WW-ARV | NWARV-1-1-2B
GRS-230910 | WELL #2, NORTHWEST WTP | ASBLY-9 | WELL PUMP #2 ASSEMBLY, NORTHWEST WTP | VALVE-30 | WELL PUMP #2, CHECK VALVE 12", NORTHWEST WTP (12"-V614) | WW-VALVE | 12"-V614
GRS-230910 | WELL #2, NORTHWEST WTP | ASBLY-9 | WELL PUMP #2 ASSEMBLY, NORTHWEST WTP | PIPE-19 | WELL PUMP #2, COLUMN PIPE, 1300 FT., NORTHWEST WTP | WW-PIPE
GRS-230910 | WELL #2, NORTHWEST WTP | ASBLY-9 | WELL PUMP #2 ASSEMBLY, NORTHWEST WTP | SHAFT-2 | WELL PUMP #2, LINE SHAFT, NORTHWEST WTP | WW-SHAFT
GRS-230910 | WELL #2, NORTHWEST WTP | ASBLY-9 | WELL PUMP #2 ASSEMBLY, NORTHWEST WTP | MOTOR-10 | WELL PUMP #2, MOTOR, NORTHWEST WTP | WW-MOTORS
GRS-230910 | WELL #2, NORTHWEST WTP | ASBLY-9 | WELL PUMP #2 ASSEMBLY, NORTHWEST WTP | PUMP-12 | WELL PUMP #2, PUMP, NORTHWEST WTP (NW-P-1-2) | WW-PUMP | NW-P-1-2
GRS-230910 | WELL #2, NORTHWEST WTP | ASBLY-9 | WELL PUMP #2 ASSEMBLY, NORTHWEST WTP | BEARING-2 | WELL PUMP #2, SHAFT BEARING, NORTHWESTWTP | WW-BEARING
GRS-230910 | WELL #2, NORTHWEST WTP | ASBLY-9 | WELL PUMP #2 ASSEMBLY, NORTHWEST WTP | VALVE-31 | WELL PUMP #2, VALVE DOWNSTREAM OF METER, BUTTERFLY 12", NORTHWEST WTP (12"-V500) | WW-VALVE | 12"-V500
GRS-230910 | WELL #2, NORTHWEST WTP | ASBLY-9 | WELL PUMP #2 ASSEMBLY, NORTHWEST WTP | VALVE-32 | WELL PUMP #2, VALVE UPSTREAM OF METER, BUTTERFLY 12", NORTHWEST WTP (12"-V500) | WW-VALVE | 12"-V500
GRS-230910 | WELL #2, NORTHWEST WTP |  |  | VALVE-1 | 16" VALVE, WELL #2 (16"V) | WW-VALVE | 16"V
GRS-230910 | WELL #2, NORTHWEST WTP |  |  | ASBLY-6 | IRRIGATION ASSEMBLY | WW-ASSEMBLY
GRS-230910 | WELL #2, NORTHWEST WTP |  |  | MCC-1 | MCC WELL #2 (102-MCC-1) | WW-MCC | 102-MCC-1
GRS-230910 | WELL #2, NORTHWEST WTP |  |  | SCADA-3 | SCADA ASSEMBLY, WELL PUMP #2 | WW-SCADA
GRS-230910 | WELL #2, NORTHWEST WTP |  |  | CP-13 | WELL #2 INSTRUMENTATION PANEL (101-FP-1-2) | WW-CONTROL PANEL | 101-FP-1-2
GRS-230910 | WELL #2, NORTHWEST WTP |  |  | ASBLY-9 | WELL PUMP #2 ASSEMBLY, NORTHWEST WTP | WW-ASSEMBLY
GRS-230910 | WELL #2, NORTHWEST WTP |  |  | METER-18 | WELL PUMP #2 CONDUCTIVITY METER, NORTHWEST WTP (NWCE/CIT-1-1-2) | WW-METER | NWCE/CIT-1-1-2
GRS-230910 | WELL #2, NORTHWEST WTP |  |  | METER-19 | WELL PUMP #2 FLOW METER & TRANSMITTER, NORTHWEST WTP (NWFE/FIT-1-1-2) | WW-METER | NWFE/FIT-1-1-2
GRS-230910 | WELL #2, NORTHWEST WTP |  |  | METER-20 | WELL PUMP #2 LEVEL SENSOR AND TRANSMITTER, NORTHWEST WTP (NWLE/LIT-1-1-2) | WW-METER | NWLE/LIT-1-1-2
GRS-230910 | WELL #2, NORTHWEST WTP |  |  | PAD-2 | WELL PUMP #2 PAD, NORTHWEST WTP | WW-PAD
GRS-230910 | WELL #2, NORTHWEST WTP |  |  | PIPE-18 | WELL PUMP #2 SITE PIPING, 16", NORTHWEST WTP | WW-PIPE
LS- | SEWAGE PUMP STATION NORTHWEST WTP | SPA-1 | SEWAGE PUMP ASSEMBLY | PIPE-7 | FORCE MAIN PIPING AND VALVES, 2" NORTHWEST WTP | WW-PIPE
LS- | SEWAGE PUMP STATION NORTHWEST WTP | SPA-1 | SEWAGE PUMP ASSEMBLY | PUMP-8 | SEWAGE PUMP #1, GRINDER, NORTHWEST WTP (801-P-1-1) | WW-PA | 801-P-1-1
LS- | SEWAGE PUMP STATION NORTHWEST WTP | SPA-1 | SEWAGE PUMP ASSEMBLY | PUMP-9 | SEWAGE PUMP #1, GRINDER, NORTHWEST WTP (801-P-1-2) | WW-PA | 801-P-1-2
LS- | SEWAGE PUMP STATION NORTHWEST WTP |  |  | CP-2 | CONTROL PANEL, SEWAGE PUMP STATION, NORTHWEST WTP (801-LCP-1) | WW-CONTROL PANEL | 801-LCP-1
LS- | SEWAGE PUMP STATION NORTHWEST WTP |  |  | SPA-1 | SEWAGE PUMP ASSEMBLY | WW-ASSEMBLY
LS- | SEWAGE PUMP STATION NORTHWEST WTP |  |  | WELL-1 | WETWELL SEWAGE PUMP STATION, 4' FIBERGLASS, NORTHWEST WTP | WW-WETWELL
NW-01 | BLDG 1 / PUMP ROOM NORTHWEST WTP | ASBLY-1 | HIGH SERVICE PUMP ASSEMBLY #1 | PIPE-1 | 16" PIPING, SERVICE PUMP #1, NORTHWEST WTP | WW-PIPE
NW-01 | BLDG 1 / PUMP ROOM NORTHWEST WTP | ASBLY-1 | HIGH SERVICE PUMP ASSEMBLY #1 | ARV-1 | AIR RELEASE VALVE, SERVICE PUMP #1, NORTHWEST WTP (301-ARV-1-1) | WW-ARV | 301-ARV-1-1
NW-01 | BLDG 1 / PUMP ROOM NORTHWEST WTP | ASBLY-1 | HIGH SERVICE PUMP ASSEMBLY #1 | VALVE-2 | CHECK VALVE 16", SERVICE PUMP #1, NORTHWEST WTP (16"-V608) | WW-VALVE | 16"-V608
NW-01 | BLDG 1 / PUMP ROOM NORTHWEST WTP | ASBLY-1 | HIGH SERVICE PUMP ASSEMBLY #1 | VALVE-6 | DISCHARGE VALVE 16", SERVICE PUMP #1 NORTHWEST WTP (16" V134) | WW-VALVE | 16" V134
NW-01 | BLDG 1 / PUMP ROOM NORTHWEST WTP | ASBLY-1 | HIGH SERVICE PUMP ASSEMBLY #1 | EXPJOINT-4 | EXPANSION JOINT 1, PUMP 1, SUCTION HEADER | WW-PIPE
NW-01 | BLDG 1 / PUMP ROOM NORTHWEST WTP | ASBLY-1 | HIGH SERVICE PUMP ASSEMBLY #1 | EXPJOINT-8 | EXPANSION JOINT 2, PUMP 1, DISCHARGE | WW-PIPE
NW-01 | BLDG 1 / PUMP ROOM NORTHWEST WTP | ASBLY-1 | HIGH SERVICE PUMP ASSEMBLY #1 | MOTOR-5 | MOTOR, SERVICE PUMP #1, 250 HP, NORTHWEST WTP (301-P-1-1) | WW-MOTORS | 301-P-1-1
NW-01 | BLDG 1 / PUMP ROOM NORTHWEST WTP | ASBLY-1 | HIGH SERVICE PUMP ASSEMBLY #1 | METER-7 | PRESSURE METER DOWNSTREAM OF HSP #1, NORTHWEST WTP (301-PI/PIT-3-1) | WW-METER | 301-PI/PIT-3-1
NW-01 | BLDG 1 / PUMP ROOM NORTHWEST WTP | ASBLY-1 | HIGH SERVICE PUMP ASSEMBLY #1 | METER-11 | PRESSURE METER UPSTREAM OF HSP #1, NORTHWEST WTP (301-PI/PIT-2-1) | WW-METER | 301-PI/PIT-2-1
NW-01 | BLDG 1 / PUMP ROOM NORTHWEST WTP | ASBLY-1 | HIGH SERVICE PUMP ASSEMBLY #1 | ROTEL-1 | ROTATING ELEMENT, SERVICE PUMP #1, NORTHWEST WTP | WW-ROTEL
NW-01 | BLDG 1 / PUMP ROOM NORTHWEST WTP | ASBLY-1 | HIGH SERVICE PUMP ASSEMBLY #1 | PUMP-4 | SERVICE PUMP #1, NORTHWEST WTP (301-P-1-1) | WW-PUMP | 301-P-1-1
NW-01 | BLDG 1 / PUMP ROOM NORTHWEST WTP | ASBLY-1 | HIGH SERVICE PUMP ASSEMBLY #1 | VALVE-16 | SUCTION VALVE 16", SERVICE PUMP #1 NORTHWEST WTP (16" V134) | WW-VALVE | 16" V134
NW-01 | BLDG 1 / PUMP ROOM NORTHWEST WTP | ASBLY-2 | HIGH SERVICE PUMP ASSEMBLY #2 | PIPE-2 | 16" PIPING, SERVICE PUMP #2, NORTHWEST WTP | WW-PIPE
NW-01 | BLDG 1 / PUMP ROOM NORTHWEST WTP | ASBLY-2 | HIGH SERVICE PUMP ASSEMBLY #2 | ARV-2 | AIR RELEASE VALVE, SERVICE PUMP #2, NORTHWEST WTP (301-ARV-1-2) | WW-ARV | 301-ARV-1-2
NW-01 | BLDG 1 / PUMP ROOM NORTHWEST WTP | ASBLY-2 | HIGH SERVICE PUMP ASSEMBLY #2 | VALVE-3 | CHECK VALVE 16", SERVICE PUMP #2, NORTHWEST WTP (16"-V608) | WW-VALVE | 16"-V608
NW-01 | BLDG 1 / PUMP ROOM NORTHWEST WTP | ASBLY-2 | HIGH SERVICE PUMP ASSEMBLY #2 | VALVE-7 | DISCHARGE VALVE 16", SERVICE PUMP #2 NORTHWEST WTP (16" V134) | WW-VALVE | 16" V134
NW-01 | BLDG 1 / PUMP ROOM NORTHWEST WTP | ASBLY-2 | HIGH SERVICE PUMP ASSEMBLY #2 | EXPJOINT-1 | EXPANSION JOINT 1, PUMP #2, SUCTION HEADER | WW-PIPE
NW-01 | BLDG 1 / PUMP ROOM NORTHWEST WTP | ASBLY-2 | HIGH SERVICE PUMP ASSEMBLY #2 | EXPJOINT-5 | EXPANSION JOINT 2, PUMP #2, DISCHARGE | WW-PIPE
NW-01 | BLDG 1 / PUMP ROOM NORTHWEST WTP | ASBLY-2 | HIGH SERVICE PUMP ASSEMBLY #2 | MOTOR-6 | MOTOR, SERVICE PUMP #2, 125 HP, NORTHWEST WTP (301-P-1-2) | WW-MOTORS | 301-P-1-2
NW-01 | BLDG 1 / PUMP ROOM NORTHWEST WTP | ASBLY-2 | HIGH SERVICE PUMP ASSEMBLY #2 | METER-8 | PRESSURE METER DOWNSTREAM OF HSP #2, NORTHWEST WTP (301-PI/PIT-3-2) | WW-METER | 301-PI/PIT-3-2
NW-01 | BLDG 1 / PUMP ROOM NORTHWEST WTP | ASBLY-2 | HIGH SERVICE PUMP ASSEMBLY #2 | METER-12 | PRESSURE METER UPSTREAM OF HSP #2, NORTHWEST WTP (301-PI/PIT-2-2) | WW-METER | 301-PI/PIT-2-2
NW-01 | BLDG 1 / PUMP ROOM NORTHWEST WTP | ASBLY-2 | HIGH SERVICE PUMP ASSEMBLY #2 | ROTEL-2 | ROTATING ELEMENT, SERVICE PUMP #2, NORTHWEST WTP | WW-ROTEL
NW-01 | BLDG 1 / PUMP ROOM NORTHWEST WTP | ASBLY-2 | HIGH SERVICE PUMP ASSEMBLY #2 | PUMP-5 | SERVICE PUMP #2, NORTHWEST WTP (301-P-1-2) | WW-PUMP | 301-P-1-2
NW-01 | BLDG 1 / PUMP ROOM NORTHWEST WTP | ASBLY-2 | HIGH SERVICE PUMP ASSEMBLY #2 | VALVE-17 | SUCTION VALVE 16", SERVICE PUMP #2 NORTHWEST WTP (16" V134) | WW-VALVE | 16" V134
NW-01 | BLDG 1 / PUMP ROOM NORTHWEST WTP | ASBLY-3 | HIGH SERVICE PUMP ASSEMBLY #3 | PIPE-3 | 16" PIPING, SERVICE PUMP #3, NORTHWEST WTP | WW-PIPE
NW-01 | BLDG 1 / PUMP ROOM NORTHWEST WTP | ASBLY-3 | HIGH SERVICE PUMP ASSEMBLY #3 | ARV-3 | AIR RELEASE VALVE, SERVICE PUMP #3, NORTHWEST WTP (301-ARV-1-3) | WW-ARV | 301-ARV-1-3
NW-01 | BLDG 1 / PUMP ROOM NORTHWEST WTP | ASBLY-3 | HIGH SERVICE PUMP ASSEMBLY #3 | VALVE-4 | CHECK VALVE 16", SERVICE PUMP #3, NORTHWEST WTP (16"-V608) | WW-VALVE | 16"-V608
NW-01 | BLDG 1 / PUMP ROOM NORTHWEST WTP | ASBLY-3 | HIGH SERVICE PUMP ASSEMBLY #3 | VALVE-8 | DISCHARGE VALVE 16", SERVICE PUMP #3 NORTHWEST WTP (16" V134) | WW-VALVE | 16" V134
NW-01 | BLDG 1 / PUMP ROOM NORTHWEST WTP | ASBLY-3 | HIGH SERVICE PUMP ASSEMBLY #3 | EXPJOINT-2 | EXPANSION JOINT 1, PUMP #3, SUCTION HEADER | WW-PIPE
NW-01 | BLDG 1 / PUMP ROOM NORTHWEST WTP | ASBLY-3 | HIGH SERVICE PUMP ASSEMBLY #3 | EXPJOINT-6 | EXPANSION JOINT 2, PUMP #3, DISCHARGE | WW-PIPE
NW-01 | BLDG 1 / PUMP ROOM NORTHWEST WTP | ASBLY-3 | HIGH SERVICE PUMP ASSEMBLY #3 | MOTOR-7 | MOTOR, SERVICE PUMP #3, 250 HP, NORTHWEST WTP (301-P-1-3) | WW-MOTORS | 301-P-1-3
NW-01 | BLDG 1 / PUMP ROOM NORTHWEST WTP | ASBLY-3 | HIGH SERVICE PUMP ASSEMBLY #3 | METER-9 | PRESSURE METER DOWNSTREAM OF HSP #3, NORTHWEST WTP (301-PI/PIT-3-3) | WW-METER | 301-PI/PIT-3-3
NW-01 | BLDG 1 / PUMP ROOM NORTHWEST WTP | ASBLY-3 | HIGH SERVICE PUMP ASSEMBLY #3 | METER-13 | PRESSURE METER UPSTREAM OF HSP #3, NORTHWEST WTP (301-PI/PIT-2-3) | WW-METER | 301-PI/PIT-2-3
NW-01 | BLDG 1 / PUMP ROOM NORTHWEST WTP | ASBLY-3 | HIGH SERVICE PUMP ASSEMBLY #3 | ROTEL-3 | ROTATING ELEMENT, SERVICE PUMP #3, NORTHWEST WTP | WW-ROTEL
NW-01 | BLDG 1 / PUMP ROOM NORTHWEST WTP | ASBLY-3 | HIGH SERVICE PUMP ASSEMBLY #3 | PUMP-6 | SERVICE PUMP #3, NORTHWEST WTP (301-P-1-3) | WW-PUMP | 301-P-1-3
NW-01 | BLDG 1 / PUMP ROOM NORTHWEST WTP | ASBLY-3 | HIGH SERVICE PUMP ASSEMBLY #3 | VALVE-18 | SUCTION VALVE 16", SERVICE PUMP #3 NORTHWEST WTP (16" V134) | WW-VALVE | 16" V134
NW-01 | BLDG 1 / PUMP ROOM NORTHWEST WTP | ASBLY-4 | HIGH SERVICE PUMP ASSEMBLY #4 | PIPE-4 | 16" PIPING, SERVICE PUMP #4, NORTHWEST WTP | WW-PIPE
NW-01 | BLDG 1 / PUMP ROOM NORTHWEST WTP | ASBLY-4 | HIGH SERVICE PUMP ASSEMBLY #4 | ARV-4 | AIR RELEASE VALVE, SERVICE PUMP #4, NORTHWEST WTP (301-ARV-1-4) | WW-ARV | 301-ARV-1-4
NW-01 | BLDG 1 / PUMP ROOM NORTHWEST WTP | ASBLY-4 | HIGH SERVICE PUMP ASSEMBLY #4 | VALVE-5 | CHECK VALVE 16", SERVICE PUMP #4, NORTHWEST WTP (16"-V608) | WW-VALVE | 16"-V608
NW-01 | BLDG 1 / PUMP ROOM NORTHWEST WTP | ASBLY-4 | HIGH SERVICE PUMP ASSEMBLY #4 | VALVE-9 | DISCHARGE VALVE 16", SERVICE PUMP #4 NORTHWEST WTP (16" V134) | WW-VALVE | 16" V134
NW-01 | BLDG 1 / PUMP ROOM NORTHWEST WTP | ASBLY-4 | HIGH SERVICE PUMP ASSEMBLY #4 | EXPJOINT-3 | EXPANSION JOINT 1, PUMP #4, SUCTION HEADER | WW-PIPE
NW-01 | BLDG 1 / PUMP ROOM NORTHWEST WTP | ASBLY-4 | HIGH SERVICE PUMP ASSEMBLY #4 | EXPJOINT-7 | EXPANSION JOINT 2, PUMP #4, DISCHARGE | WW-PIPE
NW-01 | BLDG 1 / PUMP ROOM NORTHWEST WTP | ASBLY-4 | HIGH SERVICE PUMP ASSEMBLY #4 | MOTOR-8 | MOTOR, SERVICE PUMP #4 , 125 HP, NORTHWEST WTP (301-P-1-4) | WW-MOTORS | 301-P-1-4
NW-01 | BLDG 1 / PUMP ROOM NORTHWEST WTP | ASBLY-4 | HIGH SERVICE PUMP ASSEMBLY #4 | METER-10 | PRESSURE METER DOWNSTREAM OF HSP #4, NORTHWEST WTP (301-PI/PIT-3-4) | WW-METER | 301-PI/PIT-3-4
NW-01 | BLDG 1 / PUMP ROOM NORTHWEST WTP | ASBLY-4 | HIGH SERVICE PUMP ASSEMBLY #4 | METER-14 | PRESSURE METER UPSTREAM OF HSP #4, NORTHWEST WTP (301-PI/PIT-2-4) | WW-METER | 301-PI/PIT-2-4
NW-01 | BLDG 1 / PUMP ROOM NORTHWEST WTP | ASBLY-4 | HIGH SERVICE PUMP ASSEMBLY #4 | ROTEL-4 | ROTATING ELEMENT, SERVICE PUMP #4, NORTHWEST WTP | WW-ROTEL
NW-01 | BLDG 1 / PUMP ROOM NORTHWEST WTP | ASBLY-4 | HIGH SERVICE PUMP ASSEMBLY #4 | PUMP-7 | SERVICE PUMP #4, NORTHWEST WTP (301-P-1-4) | WW-PUMP | 301-P-1-4
NW-01 | BLDG 1 / PUMP ROOM NORTHWEST WTP | ASBLY-4 | HIGH SERVICE PUMP ASSEMBLY #4 | VALVE-19 | SUCTION VALVE 16", SERVICE PUMP #4 NORTHWEST WTP (16" V134) | WW-VALVE | 16" V134
NW-01 | BLDG 1 / PUMP ROOM NORTHWEST WTP | ASBLY-5 | HIGH SERVICE PUMPS DISCHARGE MANIFOLD PIPING, NORTHWEST WTP | ARV-5 | ARV ON HIGH SERVICE PUMPS DISCHARGE MANIFOLD PIPING (ARV-7-1) | WW-ARV | ARV-7-1
NW-01 | BLDG 1 / PUMP ROOM NORTHWEST WTP | ASBLY-5 | HIGH SERVICE PUMPS DISCHARGE MANIFOLD PIPING, NORTHWEST WTP | METER-2 | EFF. FLOW METER, NORTHWEST WTP (301-FE/FIT-7-1) | WW-METER | 301-FE/FIT-7-1
NW-01 | BLDG 1 / PUMP ROOM NORTHWEST WTP | ASBLY-5 | HIGH SERVICE PUMPS DISCHARGE MANIFOLD PIPING, NORTHWEST WTP | METER-3 | EFFLUENT CHLORINE & PH ANALYZER, NORTHWEST WTP (301-AE/AIT-6-1) | WW-METER | 301-AE/AIT-6-1
NW-01 | BLDG 1 / PUMP ROOM NORTHWEST WTP | ASBLY-5 | HIGH SERVICE PUMPS DISCHARGE MANIFOLD PIPING, NORTHWEST WTP | VALVE-12 | GATE VALVE DOWNSTREAM OF FLOW METER, 30", NORTHWEST WTP (30"-V134) | WW-VALVE | 30"-V134
NW-01 | BLDG 1 / PUMP ROOM NORTHWEST WTP | ASBLY-5 | HIGH SERVICE PUMPS DISCHARGE MANIFOLD PIPING, NORTHWEST WTP | VALVE-13 | GATE VALVE ON BYPASS PIPING, 30", NORTHWEST WTP (30"-V134) | WW-VALVE | 30"-V134
NW-01 | BLDG 1 / PUMP ROOM NORTHWEST WTP | ASBLY-5 | HIGH SERVICE PUMPS DISCHARGE MANIFOLD PIPING, NORTHWEST WTP | VALVE-14 | GATE VALVE UPSTREAM OF FLOW METER, 30", NORTHWEST WTP (30"-V134) | WW-VALVE | 30"-V134
NW-01 | BLDG 1 / PUMP ROOM NORTHWEST WTP | ASBLY-5 | HIGH SERVICE PUMPS DISCHARGE MANIFOLD PIPING, NORTHWEST WTP | PIPE-8 | HIGH SERVICE PUMPS DISCHARGE MANIFOLD PIPING, 30", NORTHWEST WTP (30") | WW-PIPE | 30"
NW-01 | BLDG 1 / PUMP ROOM NORTHWEST WTP |  |  | METER-1 | EFFLUENT PRESSURE METER AND TRANSMITTER, NORTHWEST WTP (301-PI/PIT-6-1) | WW-METER | 301-PI/PIT-6-1
NW-01 | BLDG 1 / PUMP ROOM NORTHWEST WTP |  |  | ASBLY-1 | HIGH SERVICE PUMP ASSEMBLY #1 | WW-ASSEMBLY
NW-01 | BLDG 1 / PUMP ROOM NORTHWEST WTP |  |  | ASBLY-2 | HIGH SERVICE PUMP ASSEMBLY #2 | WW-ASSEMBLY
NW-01 | BLDG 1 / PUMP ROOM NORTHWEST WTP |  |  | ASBLY-3 | HIGH SERVICE PUMP ASSEMBLY #3 | WW-ASSEMBLY
NW-01 | BLDG 1 / PUMP ROOM NORTHWEST WTP |  |  | ASBLY-4 | HIGH SERVICE PUMP ASSEMBLY #4 | WW-ASSEMBLY
NW-01 | BLDG 1 / PUMP ROOM NORTHWEST WTP |  |  | ASBLY-5 | HIGH SERVICE PUMPS DISCHARGE MANIFOLD PIPING, NORTHWEST WTP | WW-ASSEMBLY
NW-01 | BLDG 1 / PUMP ROOM NORTHWEST WTP |  |  | CRANE-1 | HOIST, CRANE AND MOTOR ( 2 TON), PUMP ROOM, NORTHWEST WTP (301-BCH-1-1) | WW-CRANE | 301-BCH-1-1
NW-02 | BLDG 2 / ELECTRICAL ROOM NORTHWEST WTP | SWGR-1 | MCC SWGR (SWGR-1) | BRKR-2 | BREAKER TO MCC-1, 600 AMP, NORTHWEST WTP | WW-CIRCUIT BREAKER
NW-02 | BLDG 2 / ELECTRICAL ROOM NORTHWEST WTP | SWGR-1 | MCC SWGR (SWGR-1) | BRKR-3 | BREAKER TO MCC-2, 600 AMP, NORTHWEST WTP | WW-CIRCUIT BREAKER
NW-02 | BLDG 2 / ELECTRICAL ROOM NORTHWEST WTP | SWGR-1 | MCC SWGR (SWGR-1) | BRKR-4 | BREAKER, MAIN SWGR, 3200 AMP, NORTHWEST WTP | WW-CIRCUIT BREAKER
NW-02 | BLDG 2 / ELECTRICAL ROOM NORTHWEST WTP | SWGR-1 | MCC SWGR (SWGR-1) | BRKR-5 | BREAKER, SERVICE PUMP #1, 400 AMP, NORTHWEST WTP | WW-CIRCUIT BREAKER
NW-02 | BLDG 2 / ELECTRICAL ROOM NORTHWEST WTP | SWGR-1 | MCC SWGR (SWGR-1) | BRKR-6 | BREAKER, SERVICE PUMP #2, 250 AMP, NORTHWEST WTP | WW-CIRCUIT BREAKER
NW-02 | BLDG 2 / ELECTRICAL ROOM NORTHWEST WTP | SWGR-1 | MCC SWGR (SWGR-1) | BRKR-7 | BREAKER, SERVICE PUMP #3, 400 AMP, NORTHWEST WTP | WW-CIRCUIT BREAKER
NW-02 | BLDG 2 / ELECTRICAL ROOM NORTHWEST WTP | SWGR-1 | MCC SWGR (SWGR-1) | BRKR-8 | BREAKER, SERVICE PUMP #4, 250 AMP, NORTHWEST WTP | WW-CIRCUIT BREAKER
NW-02 | BLDG 2 / ELECTRICAL ROOM NORTHWEST WTP | SWGR-1 | MCC SWGR (SWGR-1) | BRKR-9 | GENERATOR (MAIN) BREAKER, 2500 AMP, NORTHWEST WTP | WW-CIRCUIT BREAKER
NW-02 | BLDG 2 / ELECTRICAL ROOM NORTHWEST WTP | SWGR-1 | MCC SWGR (SWGR-1) | PM-1 | POWER MONITOR #1, NORTHWEST WTP | WW-POWER MONITOR
NW-02 | BLDG 2 / ELECTRICAL ROOM NORTHWEST WTP | SWGR-1 | MCC SWGR (SWGR-1) | PM-2 | POWER MONITOR #2, NORTHWEST WTP | WW-POWER MONITOR
NW-02 | BLDG 2 / ELECTRICAL ROOM NORTHWEST WTP | SWGR-1 | MCC SWGR (SWGR-1) | VFD-1 | SERVICE PUMP #1 VFD, NORTHWEST WTP (301-AFD-1-1) | WW-VFD | 301-AFD-1-1
NW-02 | BLDG 2 / ELECTRICAL ROOM NORTHWEST WTP | SWGR-1 | MCC SWGR (SWGR-1) | VFD-2 | SERVICE PUMP #2 VFD, NORTHWEST WTP (301-AFD-1-2) | WW-VFD | 301-AFD-1-2
NW-02 | BLDG 2 / ELECTRICAL ROOM NORTHWEST WTP | SWGR-1 | MCC SWGR (SWGR-1) | VFD-3 | SERVICE PUMP #3 VFD, NORTHWEST WTP (301-AFD-1-3) | WW-VFD | 301-AFD-1-3
NW-02 | BLDG 2 / ELECTRICAL ROOM NORTHWEST WTP | SWGR-1 | MCC SWGR (SWGR-1) | VFD-4 | SERVICE PUMP #4 VFD, NORTHWEST WTP (301-AFD-1-4) | WW-VFD | 301-AFD-1-4
NW-02 | BLDG 2 / ELECTRICAL ROOM NORTHWEST WTP | MCC-2 | MCC-1 (MCC-1) | BRKR-1 | BREAKER TIE TO MMC-2, 400 AMP, NORTHWEST WTP | WW-CIRCUIT BREAKER
NW-02 | BLDG 2 / ELECTRICAL ROOM NORTHWEST WTP | MCC-2 | MCC-1 (MCC-1) | BRKR-10 | MAIN BREAKER 600 AMP, MCC-1 NORTHWEST WTP | WW-CIRCUIT BREAKER
NW-02 | BLDG 2 / ELECTRICAL ROOM NORTHWEST WTP | MCC-2 | MCC-1 (MCC-1) | BRKR-12 | WELL PUMP #1, MOTOR BREAKER 250 AMP, NORTHWEST WTP | WW-CIRCUIT BREAKER
NW-02 | BLDG 2 / ELECTRICAL ROOM NORTHWEST WTP | MCC-2 | MCC-1 (MCC-1) | STRTR-1 | WELL PUMP #1, STARTER, NORTHWEST WTP | WW-STARTER
NW-02 | BLDG 2 / ELECTRICAL ROOM NORTHWEST WTP | MCC-3 | MCC-2 (MCC-2) | BRKR-11 | MAIN BREAKER, MCC-2, 600 AMP | WW-CIRCUIT BREAKER
NW-02 | BLDG 2 / ELECTRICAL ROOM NORTHWEST WTP | SCADA-1 | SCADA ASSEMBLY PLANT | CARD-5 | CARD A I, NORTHWEST WTP | WW-CARD
NW-02 | BLDG 2 / ELECTRICAL ROOM NORTHWEST WTP | SCADA-1 | SCADA ASSEMBLY PLANT | CARD-6 | CARD A O, NORTHWEST WTP | WW-CARD
NW-02 | BLDG 2 / ELECTRICAL ROOM NORTHWEST WTP | SCADA-1 | SCADA ASSEMBLY PLANT | CARD-7 | CARD D I, NORTHWEST WTP | WW-CARD
NW-02 | BLDG 2 / ELECTRICAL ROOM NORTHWEST WTP | SCADA-1 | SCADA ASSEMBLY PLANT | CARD-8 | CARD D O, NORTHWEST WTP | WW-CARD
NW-02 | BLDG 2 / ELECTRICAL ROOM NORTHWEST WTP | SCADA-1 | SCADA ASSEMBLY PLANT | MOD-3 | COMMUNICATION MODULE, NORTHWEST WTP | WW-MODULE
NW-02 | BLDG 2 / ELECTRICAL ROOM NORTHWEST WTP | SCADA-1 | SCADA ASSEMBLY PLANT | MOD-4 | ETHERNET MODULE, NORTHWEST WTP | WW-MODULE
NW-02 | BLDG 2 / ELECTRICAL ROOM NORTHWEST WTP | SCADA-1 | SCADA ASSEMBLY PLANT | OP-1 | INTERFACE DISPLAY PANEL ( OP 277 ), NORTHWEST WTP | WW-PANEL
NW-02 | BLDG 2 / ELECTRICAL ROOM NORTHWEST WTP | SCADA-1 | SCADA ASSEMBLY PLANT | MOD-5 | INTERFACE MODULE #, NORTHWEST WTP | WW-MODULE
NW-02 | BLDG 2 / ELECTRICAL ROOM NORTHWEST WTP | SCADA-1 | SCADA ASSEMBLY PLANT | PLC-3 | PLC, NORTHWEST WTP | WW-PLC
NW-02 | BLDG 2 / ELECTRICAL ROOM NORTHWEST WTP | SCADA-1 | SCADA ASSEMBLY PLANT | CP-8 | SCADA PLANT PLC MAIN (101-MCP-1) | WW-SCADA | 101-MCP-1
NW-02 | BLDG 2 / ELECTRICAL ROOM NORTHWEST WTP | SCADA-1 | SCADA ASSEMBLY PLANT | MOD-6 | TELECOM MODULE, NORTHWEST WTP | WW-MODULE
NW-02 | BLDG 2 / ELECTRICAL ROOM NORTHWEST WTP |  |  | SWGR-1 | MCC SWGR (SWGR-1) | WW-MCC | SWGR-1
NW-02 | BLDG 2 / ELECTRICAL ROOM NORTHWEST WTP |  |  | MCC-2 | MCC-1 (MCC-1) | WW-MCC | MCC-1
NW-02 | BLDG 2 / ELECTRICAL ROOM NORTHWEST WTP |  |  | MCC-3 | MCC-2 (MCC-2) | WW-MCC | MCC-2
NW-02 | BLDG 2 / ELECTRICAL ROOM NORTHWEST WTP |  |  | SCADA-1 | SCADA ASSEMBLY PLANT | WW-SCADA
NW-03 | BLDG 3 / HYPO CHLORITE NORTHWEST WTP | TANK-2 | HYPO CHLORITE TANK #1, BUILDING 3 (401-T) | XDUCER-1 | HYPO CHLORITE TANK #1 LEVEL TRANSDUCER, BUILDING 3, NORTHWEST WTP | WW-TRANSDUCER
NW-03 | BLDG 3 / HYPO CHLORITE NORTHWEST WTP | TANK-2 | HYPO CHLORITE TANK #1, BUILDING 3 (401-T) | METER-4 | HYPOCHLORITE FLOW METER AND TRANSMITTER, HYPOCHORITE TANK #1, NORTHWEST WTP (401 FE/FIT 8-1) | WW-METER | 401 FE/FIT 8-1
NW-03 | BLDG 3 / HYPO CHLORITE NORTHWEST WTP | TANK-2 | HYPO CHLORITE TANK #1, BUILDING 3 (401-T) | METER-5 | LEVEL METER AND TRANSMITTER, HYPOCHORITE TANK #1, NORTHWEST WTP (401 LE/LIT 2-1) | WW-METER | 401 LE/LIT 2-1
NW-03 | BLDG 3 / HYPO CHLORITE NORTHWEST WTP |  |  | BFP-2 | BACK FLOW PREVENTOR #1, HYPO PIPING, 1 1/2" (V-642) | WW-BFP | V-642
NW-03 | BLDG 3 / HYPO CHLORITE NORTHWEST WTP |  |  | BFP-3 | BACK FLOW PREVENTOR #2, HYPO PIPING, 1 1/2" (V-642) | WW-BFP | V-642
NW-03 | BLDG 3 / HYPO CHLORITE NORTHWEST WTP |  |  | CP-3 | CONTROL PANEL, SODIUM HYPOCHORITE PUMPS, NORTHWEST WTP (401-FP-3-1) | WW-CONTROL PANEL | 401-FP-3-1
NW-03 | BLDG 3 / HYPO CHLORITE NORTHWEST WTP |  |  | CP-4 | CONTROL PANEL, SODIUM HYPOCHORITE, NORTHWEST WTP (401-FP-2-1) | WW-CONTROL PANEL | 401-FP-2-1
NW-03 | BLDG 3 / HYPO CHLORITE NORTHWEST WTP |  |  | EYEWASH-1 | EYEWASH STATION #1, NORTHWEST WTP (SSH-1) | N/A | SSH-1
NW-03 | BLDG 3 / HYPO CHLORITE NORTHWEST WTP |  |  | EYEWASH-2 | EYEWASH STATION #2, NORTHWEST WTP (SSH-2) | N/A | SSH-2
NW-03 | BLDG 3 / HYPO CHLORITE NORTHWEST WTP |  |  | PUMP-1 | HYPO CHLORINATOR PUMP #1, TANK #1, NORTHWEST WTP (40-P-3-1) | WW-PUMP | 40-P-3-1
NW-03 | BLDG 3 / HYPO CHLORITE NORTHWEST WTP |  |  | PUMP-2 | HYPO CHLORINATOR PUMP #2, TANK #1, NORTHWEST WTP (40-P-3-2) | WW-PUMP | 40-P-3-2
NW-03 | BLDG 3 / HYPO CHLORITE NORTHWEST WTP |  |  | TANK-2 | HYPO CHLORITE TANK #1, BUILDING 3 (401-T) | WW-TANK | 401-T
NW-03 | BLDG 3 / HYPO CHLORITE NORTHWEST WTP |  |  | CP-6 | HYPO FLOW METER PANEL (401-FP-1-1) | WW-CONTROL PANEL | 401-FP-1-1
NW-03 | BLDG 3 / HYPO CHLORITE NORTHWEST WTP |  |  | PIPE-9 | HYPO PIPING 1" THRU 2",NORTHWEST WTP | WW-PIPE
NW-04 | BLDG 4 / GENERATOR NORTHWEST WTP | GEN-1 | GENERATOR - MAIN, 2500 AMP, NORTHWEST WTP (601-G-1-1) | SWITCH-1 | AUTO TRANSFER SWITCH, 2500 AMP, MAIN GENERATOR, NORTHWEST WTP (601-ATS-5-1) | WW-ATS | 601-ATS-5-1
NW-04 | BLDG 4 / GENERATOR NORTHWEST WTP | GEN-1 | GENERATOR - MAIN, 2500 AMP, NORTHWEST WTP (601-G-1-1) | TANK-1 | FUEL TANK, MAIN GENERATOR, NORTHWEST WTP | WW-TANK
NW-04 | BLDG 4 / GENERATOR NORTHWEST WTP |  |  | GEN-1 | GENERATOR - MAIN, 2500 AMP, NORTHWEST WTP (601-G-1-1) | WW-STBYGEN | 601-G-1-1
NW-04 | BLDG 4 / GENERATOR NORTHWEST WTP |  |  | CP-5 | GENERATOR SCADA PANEL (601-FP-1-1) | WW-CONTROL PANEL | 601-FP-1-1
TANK- | RESERVOIR 1, NORTHWEST WTP | FAN-1 | FAN 1, RESERVOIR #1, NORTHWEST WTP | MOTOR-1 | FAN 1 MOTOR, RESERVOIR #1, NORTHWEST WTP | WW-MOTORS
TANK- | RESERVOIR 1, NORTHWEST WTP | FAN-2 | FAN 2, RESERVOIR #1, NORTHWEST WTP | MOTOR-2 | FAN 2 MOTOR, RESERVOIR #1, NORTHWEST WTP | WW-MOTORS
TANK- | RESERVOIR 1, NORTHWEST WTP | FAN-3 | FAN 3, RESERVOIR #1, NORTHWEST WTP | MOTOR-3 | FAN 3 MOTOR, RESERVOIR #1, NORTHWEST WTP | WW-MOTORS
TANK- | RESERVOIR 1, NORTHWEST WTP | FAN-4 | FAN 4, RESERVOIR #1, NORTHWEST WTP | MOTOR-4 | FAN 4 MOTOR, RESERVOIR #1, NORTHWEST WTP | WW-MOTORS
TANK- | RESERVOIR 1, NORTHWEST WTP | ASBLY-7 | SUMP PUMP ASSEMBLY OVERFLOW RESERVOIR #1, NORTHWEST WTP | CP-7 | RESERVOIR #1 SCADA PANEL, NORTHWEST WTP (201-FP-1) | WW-CONTROL PANEL | 201-FP-1
TANK- | RESERVOIR 1, NORTHWEST WTP | ASBLY-7 | SUMP PUMP ASSEMBLY OVERFLOW RESERVOIR #1, NORTHWEST WTP | CP-9 | SUMP PUMP CONTROL PANEL, NORTHWEST WTP (201-FP-1-2) | WW-CONTROL PANEL | 201-FP-1-2
TANK- | RESERVOIR 1, NORTHWEST WTP | ASBLY-7 | SUMP PUMP ASSEMBLY OVERFLOW RESERVOIR #1, NORTHWEST WTP | PIPE-13 | SUMP PUMP PIPE, NORTHWEST WTP | WW-PIPE
TANK- | RESERVOIR 1, NORTHWEST WTP | ASBLY-7 | SUMP PUMP ASSEMBLY OVERFLOW RESERVOIR #1, NORTHWEST WTP | PUMP-10 | SUMP PUMP PUMP, NORTHWEST WTP (201-P-1-1) | WW-PUMP | 201-P-1-1
TANK- | RESERVOIR 1, NORTHWEST WTP | ASBLY-7 | SUMP PUMP ASSEMBLY OVERFLOW RESERVOIR #1, NORTHWEST WTP | CP-10 | SUMP PUMP SCADA PANEL, NORTHWEST WTP (201-FP-1-1) | WW-CONTROL PANEL | 201-FP-1-1
TANK- | RESERVOIR 1, NORTHWEST WTP | ASBLY-7 | SUMP PUMP ASSEMBLY OVERFLOW RESERVOIR #1, NORTHWEST WTP | VALVE-20 | SUMP PUMP VALVE, NORTHWEST WTP | WW-VALVE
WT-039 | NORTHWEST WTP | TANK-3 | RESERVOIR 1, NORTHWEST WTP (201-T-1-1) | AERATOR-1 | AERATOR, RESERVOIR #1, NORTHWEST WTP | WW-AERATOR
WT-039 | NORTHWEST WTP | TANK-3 | RESERVOIR 1, NORTHWEST WTP (201-T-1-1) | FAN-1 | FAN 1, RESERVOIR #1, NORTHWEST WTP | WW-FAN
WT-039 | NORTHWEST WTP | TANK-3 | RESERVOIR 1, NORTHWEST WTP (201-T-1-1) | FAN-2 | FAN 2, RESERVOIR #1, NORTHWEST WTP | WW-FAN
WT-039 | NORTHWEST WTP | TANK-3 | RESERVOIR 1, NORTHWEST WTP (201-T-1-1) | FAN-3 | FAN 3, RESERVOIR #1, NORTHWEST WTP | WW-FAN
WT-039 | NORTHWEST WTP | TANK-3 | RESERVOIR 1, NORTHWEST WTP (201-T-1-1) | FAN-4 | FAN 4, RESERVOIR #1, NORTHWEST WTP | WW-FAN
WT-039 | NORTHWEST WTP | TANK-3 | RESERVOIR 1, NORTHWEST WTP (201-T-1-1) | METER-6 | LEVEL METER AND TRANSMITTER, RESERVOIR #1, NORTHWEST WTP (201LE/LIT 3-1) | WW-METER | 201LE/LIT 3-1
WT-039 | NORTHWEST WTP | TANK-3 | RESERVOIR 1, NORTHWEST WTP (201-T-1-1) | XDUCER-2 | LEVEL TRANSDUCER, RESERVOIR #1, NORTHWEST WTP | WW-TRANSDUCER
WT-039 | NORTHWEST WTP | TANK-3 | RESERVOIR 1, NORTHWEST WTP (201-T-1-1) | ASBLY-7 | SUMP PUMP ASSEMBLY OVERFLOW RESERVOIR #1, NORTHWEST WTP | WW-ASSEMBLY
WT-039 | NORTHWEST WTP |  |  | PIPE-5 | DRAIN PIPE, 10" AT RESERVIOR #1, NORTHWEST WTP (24"-V135) | WW-PIPE | 24"-V135
WT-039 | NORTHWEST WTP |  |  | VALVE-10 | FINISHED WATER VALVE TO HYDRANTS, 8", NORTHWEST WTP (8"-V135) | WW-VALVE | 8"-V135
WT-039 | NORTHWEST WTP |  |  | VALVE-11 | FINISHED WATER VALVE, 36" AT RESERVIOR #1, NORTHWEST WTP (24"-V135) | WW-VALVE | 24"-V135
WT-039 | NORTHWEST WTP |  |  | PIPE-6 | FINISHED WATER YARD PIPING, 36", 42", NORHTWEST WTP | WW-PIPE
WT-039 | NORTHWEST WTP |  |  | INJECT-1 | HYPO CHLORITE INJECTOR #1, NORTHWEST WTP
WT-039 | NORTHWEST WTP |  |  | INJECT-2 | HYPO CHLORITE INJECTOR #2, NORTHWEST WTP
WT-039 | NORTHWEST WTP |  |  | PIPE-11 | OVERFLOW PIPE, 24" AT RESERVIOR #1, NORTHWEST WTP (24"-V135) | WW-PIPE | 24"-V135
WT-039 | NORTHWEST WTP |  |  | VALVE-15 | RAW WATER VALVE, 24" AT RESERVIOR #1, NORTHWEST WTP (24"-V135) | WW-VALVE | 24"-V135
WT-039 | NORTHWEST WTP |  |  | PIPE-12 | RAW WATER YARD PIPING, 24", NORTHWEST WTP | WW-PIPE
WT-039 | NORTHWEST WTP |  |  | TANK-3 | RESERVOIR 1, NORTHWEST WTP (201-T-1-1) | WW-TANK | 201-T-1-1
WT-039 | NORTHWEST WTP |  |  | LS-1 | SEWAGE PUMP STATION NORTHWEST WTP | WW-PUMPSTA
WT-039 | NORTHWEST WTP |  |  | VALVE-21 | VALVE 10" ON DRAINAGE PIPE, RESERVIOR #1, NORTHWEST WTP (24"-V135) | WW-VALVE | 24"-V135
WT-039 | NORTHWEST WTP |  |  | VALVE-22 | VALVE, 24" ON BYPASS RAW WATER (24"-V135) | WW-VALVE | 24"-V135
WT-039 | NORTHWEST WTP |  |  | VALVE-23 | VALVE, 24" ON RAW WATER EASTERN FACING STUB (24"-V135) | WW-VALVE | 24"-V135
WT-039 | NORTHWEST WTP |  |  | VALVE-24 | VALVE, 24" ON RAW WATER NORTHERN STUB (WEST FACING) (24"-V135) | WW-VALVE | 24"-V135
WT-039 | NORTHWEST WTP |  |  | VALVE-25 | VALVE, 24" ON RAW WATER SOUTHERN STUB (WEST FACING) (24"-V135) | WW-VALVE | 24"-V135
WT-039 | NORTHWEST WTP |  |  | VALVE-26 | VALVE, 36" ON FINISHED WATER STUB AT RESERVIOR #1 FACING EAST (36"-V135) | WW-VALVE | 36"-V135