## Instructions
Instructions: Equipment Attribute Worksheets Rampart Rd. Booster Pump Station
JEA employs an Enterprise Asset Management system (EAM) to assist in efficient management of it's many assets. One component of the EAM is an Asset Management Database. JEA uses IBM's Maximo database software for this purpose. The data allows JEA to make sound business decisions regarding it's assets. Data collected includes specification information on assets and locations, Vendor and Manufacturer contact information, Local representatives for each asset, spare parts associated with each asset and preventative maintenance requirements for each asset.
Step One:
1. Go to the "Assets Costs" tab.
2. For each asset in column C, fill in the information indicated in Columns G through J.
3. Each section matches the pay request section and must sum to the pay request section total.
Step Two:
1. Go to the "Assets Data" tab.
2. For each asset in column G, fill in the information indicated in Columns L through X.
3. For reference, see "Assets Sample" tab for example of filled out form.
Step Two:
1. Go to the "Vendor-Manufacturer" tab.
2. For each Vendor and/or Manufacturer listed on the "Assets" tab, fill in a row with the Vendor and/or Manufacturer contact information.
3. Assign each Vendor/Manufacturer a unique Vendor ID.
4. For reference, see "Vendor/Manufacturer Sample" tab for example of filled out form.
Step Three:
1. Go to the "Local Representative" tab.
2. For each Vendor and/or Manufacturer listed on the "Vendor-Manufacturer" tab, fill in a row with the associated Local Representative contact information.
3. Indicate which Vendor is associated with each Local Representative by filling in the Vendor ID / Man. ID column.
4. For reference, see "Local Representative Sample" tab for example of filled out form.
Step Four:
1. Go to the "Spare Parts" tab.
2. For each Asset ID Description for which spare parts are required / provided, fill in a row with the spare part data requested.
3. For reference, see "Spare Parts Sample" tab for example of filled out form.
Step Five:
1. Go to the "Preventative Maintenance" tab.
2. For each Asset ID Description that requires preventative maintenance, fill in a row on the Preventative Maintenance Header Table.
3. Assign a PM ID number to each row. Reference the appropriate Asset ID Descriptions.
4. For reference, see "Preventative Maintenance Sample" tab for example of filled out form.
Step Six:
1. On the "Preventative Maintenance" Tab, for each PM listed in the Preventative Maintenance Header Table, provide a step by step description of the preventative maintenance required. Associate the Preventative Maintenance steps with the associated Preventative Maintenance with the PM ID.
2. For reference, see "Preventative Maintenance Sample" tab for example of filled out form.

## Assets Costs
New Location | Location Description | Asset Temp # | Asset Description | Tag Number | Capital Asset? | Equipment Purchase Price | Final Installed Cost, Modification Cost or Demo Cost | Install Date | Size | Oracle Project Number | Oracle Work Order Number
1. MOBILIZATION, GENERAL CONDITIONS, STARTUP, DEMOB
|  |  | MOBILIZATION | _ | _
|  |  | GENERAL CONDITIONS | _ | _
|  |  | BONDS AND INSURANCE | _ | _
|  |  | STARTUP | _ | _
|  |  | DEMOBILIZATION | _ | _
| 1. TOTAL SCHEDULED VALUE: MOBILIZATION, GENERAL CONDITIONS, STARTUP, DEMOB | [5 empty] | 0
2. PUMPS AND MOTORS
New Location | Location Description | Asset Temp # | Asset Description | Tag Number | Capital Asset? | Equipment Purchase Price | Final Installed Cost, Modification Cost or Demo Cost | Install Date | Size | Oracle Project Number | Oracle Work Order Number
BPS-X00001 | BRADLEY RD BOOSTER PUMP STATION | MOTOR-X00001 | MOTOR PRIMARY BOOSTER PUMP # 1 |  | Y |  |  |  | 140 HP
BPS-X00001 | BRADLEY RD BOOSTER PUMP STATION | MOTOR-X00002 | MOTOR PRIMARY BOOSTER PUMP # 2 |  | Y |  |  |  | 140 HP
BPS-X00001 | BRADLEY RD BOOSTER PUMP STATION | MOTOR-X00003 | MOTOR PRIMARY BOOSTER PUMP # 3 |  | Y |  |  |  | 140 HP
BPS-X00001 | BRADLEY RD BOOSTER PUMP STATION | MOTOR-X00004 | MOTOR PRIMARY BOOSTER PUMP # 4 |  | Y |  |  |  | 140 HP
BPS-X00001 | BRADLEY RD BOOSTER PUMP STATION | MOTOR-X00005 | MOTOR PRIMARY BOOSTER PUMP # 5 |  | Y
BPS-X00001 | BRADLEY RD BOOSTER PUMP STATION | MOTOR-X00006 | MOTOR PRIMARY BOOSTER PUMP # 6 |  | Y
BPS-X00001 | BRADLEY RD BOOSTER PUMP STATION | MOTOR-X00007 | MOTOR JOCKEY BOOSTER PUMP # 1 |  | Y
BPS-X00001 | BRADLEY RD BOOSTER PUMP STATION | MOTOR-X00008 | MOTOR JOCKEY BOOSTER PUMP # 2 |  | Y
BPS-X00001 | BRADLEY RD BOOSTER PUMP STATION | PUMP-X00001 | PRIMARY BOOSTER PUMP # 1 |  | Y
BPS-X00001 | BRADLEY RD BOOSTER PUMP STATION | PUMP-X00002 | PRIMARY BOOSTER PUMP # 2 |  | Y
BPS-X00001 | BRADLEY RD BOOSTER PUMP STATION | PUMP-X00003 | PRIMARY BOOSTER PUMP # 3 |  | Y |  |  |  | 140 HP
BPS-X00001 | BRADLEY RD BOOSTER PUMP STATION | PUMP-X00004 | PRIMARY BOOSTER PUMP # 4 |  | Y |  |  |  | 140 HP
BPS-X00001 | BRADLEY RD BOOSTER PUMP STATION | PUMP-X00005 | PRIMARY BOOSTER PUMP # 5 |  | Y |  |  |  | 140 HP
BPS-X00001 | BRADLEY RD BOOSTER PUMP STATION | PUMP-X00006 | PRIMARY BOOSTER PUMP # 6 |  | Y
BPS-X00001 | BRADLEY RD BOOSTER PUMP STATION | PUMP-X00007 | JOCKEY BOOSTER PUMP # 1 |  | Y
BPS-X00001 | BRADLEY RD BOOSTER PUMP STATION | PUMP-X00008 | JOCKEY BOOSTER PUMP # 2 |  | Y
2. TOTAL SCHEDULED VALUE: PUMPS AND MOTORS | [6 empty] | 0
3. PIPES AND VALVES
New Location | Location Description | Child Asset ID | Child Asset Description | Tag Number | Capital Asset? | Equipment Purchase Price | Final Installed Cost, Modification Cost or Demo Cost | Install Date | Size | Oracle Project Number | Oracle Work Order Number
BPS-X00001 | BRADLEY RD BOOSTER PUMP STATION | ARV-X00001 | AIR RELEASE VALVE, PRIMARY BOOSTER PUMP # 1, BRADLEY BPS |  | Y |  |  |  | 2"
BPS-X00001 | BRADLEY RD BOOSTER PUMP STATION | ARV-X00002 | AIR RELEASE VALVE, PRIMARY BOOSTER PUMP # 2, BRADLEY BPS |  | Y |  |  |  | 2"
BPS-X00001 | BRADLEY RD BOOSTER PUMP STATION | ARV-X00003 | AIR RELEASE VALVE, PRIMARY BOOSTER PUMP # 3, BRADLEY BPS |  | Y |  |  |  | 2"
BPS-X00001 | BRADLEY RD BOOSTER PUMP STATION | ARV-X00004 | AIR RELEASE VALVE, PRIMARY BOOSTER PUMP # 4, BRADLEY BPS |  | Y |  |  |  | 2"
BPS-X00001 | BRADLEY RD BOOSTER PUMP STATION | ARV-X00005 | AIR RELEASE VALVE, PRIMARY BOOSTER PUMP # 5, BRADLEY BPS |  | Y |  |  |  | 2"
BPS-X00001 | BRADLEY RD BOOSTER PUMP STATION | ARV-X00006 | AIR RELEASE VALVE, PRIMARY BOOSTER PUMP # 6, BRADLEY BPS |  | Y |  |  |  | 3"
BPS-X00001 | BRADLEY RD BOOSTER PUMP STATION | ARV-X00007 | AIR RELEASE VALVE, JOCKEY BOOSTER PUMP # 1, BRADLEY BPS |  | Y |  |  |  | 2"
BPS-X00001 | BRADLEY RD BOOSTER PUMP STATION | ARV-X00008 | AIR RELEASE VALVE, JOCKEY BOOSTER PUMP # 2, BRADLEY BPS |  | Y
BPS-X00001 | BRADLEY RD BOOSTER PUMP STATION | ARV-X00009 | AIR RELEASE VALVE, AUXILIARY BOOSTER PUMP # 1, BRADLEY BPS |  | Y
BPS-X00001 | BRADLEY RD BOOSTER PUMP STATION | ARV-X00010 | AIR RELEASE VALVE, AUXILIARY BOOSTER PUMP # 2, BRADLEY BPS |  | Y
BPS-X00001 | BRADLEY RD BOOSTER PUMP STATION | PIPE-X00001 | PIPING AND FITTINGS, SUCTION PIPING, 30" PVC PIPE DI FITTINGS |  | Y |  |  |  | 16"
BPS-X00001 | BRADLEY RD BOOSTER PUMP STATION | PIPE-X00002 | PIPING AND FITTINGS, SUCTION PIPING, 36" PVC PIPE DI FITTINGS |  | Y
BPS-X00001 | BRADLEY RD BOOSTER PUMP STATION | PIPE-X00003 | PIPING AND FITTINGS, DISCHARGE PIPING, 30" PVC PIPE DI FITTINGS |  | Y
BPS-X00001 | BRADLEY RD BOOSTER PUMP STATION | PIPE-X00004 | PIPE AND FITTINGS MAG METER 201, 20" DI |  | Y |  |  |  | 16"
BPS-X00001 | BRADLEY RD BOOSTER PUMP STATION | PIPE-X00005 | PIPE AND FITTINGS MAG METER 202, 20" DI |  | Y
BPS-X00001 | BRADLEY RD BOOSTER PUMP STATION | PIPE-X00006 | PIPE & FITTINGS BOOSTER PUMP STATION, UPSTREAM, 16" PVC AND DI FITTINGS |  | Y |  |  |  | 12"
BPS-X00001 | BRADLEY RD BOOSTER PUMP STATION | PIPE-X00007 | PIPE & FITTINGS BOOSTER PUMP STATION, UPSTREAM, 20" PVC PIPE AND DI FITTINGS |  | Y
BPS-X00001 | BRADLEY RD BOOSTER PUMP STATION | PIPE-X00008 | PIPE & FITTINGS BOOSTER PUMP STATION, UPSTREAM, 16" SST |  | Y
BPS-X00001 | BRADLEY RD BOOSTER PUMP STATION | PIPE-X00009 | PIPE & FITTINGS BOOSTER PUMP STATION, UPSTREAM, 20" SST |  | Y
BPS-X00001 | BRADLEY RD BOOSTER PUMP STATION | PIPE-X00010 | PIPE & FITTINGS BOOSTER PUMP STATION, DOWNSTREAM, 14" SST |  | Y
BPS-X00001 | BRADLEY RD BOOSTER PUMP STATION | PIPE-X00011 | PIPE & FITTINGS BOOSTER PUMP STATION, DOWNSTREAM, 16" SST |  | Y
BPS-X00001 | BRADLEY RD BOOSTER PUMP STATION | PIPE-X00012 | PIPE & FITTINGS BOOSTER PUMP STATION, DOWNSTREAM, 14" DI |  | Y
BPS-X00001 | BRADLEY RD BOOSTER PUMP STATION | PIPE-X00013 | PIPE & FITTINGS BOOSTER PUMP STATION, DOWNSTREAM, 16" DI |  | Y
BPS-X00001 | BRADLEY RD BOOSTER PUMP STATION | PIPE-X00014 | PIPE AND FITTINGS AUXILARY BOOSTER PUMP STATION, UPSTREAM, 24" SST |  | Y |  |  |  | 12"
BPS-X00001 | BRADLEY RD BOOSTER PUMP STATION | PIPE-X00015 | PIPE AND FITTINGS AUXILARY BOOSTER PUMP STATION, UPSTREAM, 24" DI |  | Y
BPS-X00001 | BRADLEY RD BOOSTER PUMP STATION | PIPE-X00016 | PIPE AND FITTINGS AUXILARY BOOSTER PUMP STATION, DOWNSTREAM, 18" SST |  | Y
BPS-X00001 | BRADLEY RD BOOSTER PUMP STATION | PIPE-X00017 | PIPE AND FITTINGS AUXILARY BOOSTER PUMP STATION, DOWNSTREAM, 18" DI |  | Y
BPS-X00001 | BRADLEY RD BOOSTER PUMP STATION | VALVE-X00001 | PLUG VALVE, 12", EMERGENCY PUMP OUT SUCTION |  | Y |  |  |  | 16"
BPS-X00001 | BRADLEY RD BOOSTER PUMP STATION | VALVE-X00002 | GATE VALVE, 12", EMERGENCY PUMP OUT SUCTION |  | Y |  |  |  | 16"
BPS-X00001 | BRADLEY RD BOOSTER PUMP STATION | VALVE-X00003 | PLUG VALVE, 12", EMERGENCY PUMP OUT DISCHARGE |  | Y
BPS-X00001 | BRADLEY RD BOOSTER PUMP STATION | VALVE-X00004 | GATE VALVE, 30", SUCTION PIPING TAP |  | Y
BPS-X00001 | BRADLEY RD BOOSTER PUMP STATION | VALVE-X00005 | PLUG VALVE, 36", SUCTION PIPING BPS |  | Y
BPS-X00001 | BRADLEY RD BOOSTER PUMP STATION | VALVE-X00006 | PLUG VALVE, 36", SUCTION PIPING AUXILIARY BPS |  | Y
BPS-X00001 | BRADLEY RD BOOSTER PUMP STATION | VALVE-X00007 | PLUG VALVE, 24", AUXILIARY BOOST PUMP #1, UPSTREAM |  | Y
BPS-X00001 | BRADLEY RD BOOSTER PUMP STATION | VALVE-X00008 | PLUG VALVE, 24", AUXILIARY BOOST PUMP #2, UPSTREAM |  | Y
BPS-X00001 | BRADLEY RD BOOSTER PUMP STATION | VALVE-X00009 | PLUG VALVE, 18", AUXILIARY BOOST PUMP #1, DOWNSTREAM |  | Y
BPS-X00001 | BRADLEY RD BOOSTER PUMP STATION | VALVE-X00010 | PLUG VALVE, 18", AUXILIARY BOOST PUMP #2, DOWNSTREAM |  | Y
BPS-X00001 | BRADLEY RD BOOSTER PUMP STATION | VALVE-X00011 | PLUG VALVE, 20", MAGMETER 201, UPSTREAM |  | Y
BPS-X00001 | BRADLEY RD BOOSTER PUMP STATION | VALVE-X00012 | PLUG VALVE, 20", MAGMETER 201, DOWNSTREAM |  | Y
BPS-X00001 | BRADLEY RD BOOSTER PUMP STATION | VALVE-X00013 | PLUG VALVE, 20", MAGMETER 202, UPSTREAM |  | Y
BPS-X00001 | BRADLEY RD BOOSTER PUMP STATION | VALVE-X00014 | PLUG VALVE, 30", MAGMETER 202, DOWNSTREAM |  | Y
BPS-X00001 | BRADLEY RD BOOSTER PUMP STATION | VALVE-X00015 | GATE VALVE, 30", FUTURE CONNECTION DISCHARGE |  | Y
BPS-X00001 | BRADLEY RD BOOSTER PUMP STATION | VALVE-X00016 | GATE VALVE, 30", DISCHARGE FORCE MAIN |  | Y
BPS-X00001 | BRADLEY RD BOOSTER PUMP STATION | VALVE-X00017 | PLUG VALVE, 30", DISCHARGE FORCE MAIN |  | Y
BPS-X00001 | BRADLEY RD BOOSTER PUMP STATION | VALVE-X00018 | PLUG VALVE, 30", DISCHARGE FORCE MAIN |  | Y
BPS-X00001 | BRADLEY RD BOOSTER PUMP STATION | VALVE-X00019 | PLUG VALVE, 30", DISCHARGE FORCE MAIN |  | Y
BPS-X00001 | BRADLEY RD BOOSTER PUMP STATION | VALVE-X00020 | PLUG VALVE, 36", SUCTION FORCE MAIN |  | Y
BPS-X00001 | BRADLEY RD BOOSTER PUMP STATION | VALVE-X00021 | PLUG VALVE, 20", SUCTION FORCE MAIN |  | Y
BPS-X00001 | BRADLEY RD BOOSTER PUMP STATION | VALVE-X00022 | PLUG VALVE, 30", SUCTION FORCE MAIN |  | Y
BPS-X00001 | BRADLEY RD BOOSTER PUMP STATION | VALVE-X00023 | PLUG VALVE, 30", SUCTION FORCE MAIN |  | Y
BPS-X00001 | BRADLEY RD BOOSTER PUMP STATION | VALVE-X00024 | PLUG VALVE, 20", PRIMARY PUMP #1, SUCTION |  | Y
BPS-X00001 | BRADLEY RD BOOSTER PUMP STATION | VALVE-X00025 | PLUG VALVE, 20", PRIMARY PUMP #2, SUCTION |  | Y
BPS-X00001 | BRADLEY RD BOOSTER PUMP STATION | VALVE-X00026 | PLUG VALVE, 20", PRIMARY PUMP #3, SUCTION |  | Y
BPS-X00001 | BRADLEY RD BOOSTER PUMP STATION | VALVE-X00027 | PLUG VALVE, 20", PRIMARY PUMP #4, SUCTION |  | Y
BPS-X00001 | BRADLEY RD BOOSTER PUMP STATION | VALVE-X00028 | PLUG VALVE, 20", PRIMARY PUMP #5, SUCTION |  | Y
BPS-X00001 | BRADLEY RD BOOSTER PUMP STATION | VALVE-X00029 | PLUG VALVE, 20", PRIMARY PUMP #6, SUCTION |  | Y
BPS-X00001 | BRADLEY RD BOOSTER PUMP STATION | VALVE-X00030 | PLUG VALVE, 16", JOCKEY PUMP #1, SUCTION |  | Y
BPS-X00001 | BRADLEY RD BOOSTER PUMP STATION | VALVE-X00031 | PLUG VALVE, 16", JOCKEY PUMP #2, SUCTION |  | Y
BPS-X00001 | BRADLEY RD BOOSTER PUMP STATION | VALVE-X00032 | PLUG VALVE, 16", PRIMARY PUMP #1, DISCHARGE |  | Y
BPS-X00001 | BRADLEY RD BOOSTER PUMP STATION | VALVE-X00033 | PLUG VALVE, 16", PRIMARY PUMP #2, DISCHARGE |  | Y
BPS-X00001 | BRADLEY RD BOOSTER PUMP STATION | VALVE-X00034 | PLUG VALVE, 16", PRIMARY PUMP #3, DISCHARGE |  | Y
BPS-X00001 | BRADLEY RD BOOSTER PUMP STATION | VALVE-X00035 | PLUG VALVE, 16", PRIMARY PUMP #4, DISCHARGE |  | Y
BPS-X00001 | BRADLEY RD BOOSTER PUMP STATION | VALVE-X00036 | PLUG VALVE, 16", PRIMARY PUMP #5, DISCHARGE |  | Y
BPS-X00001 | BRADLEY RD BOOSTER PUMP STATION | VALVE-X00037 | PLUG VALVE, 16", PRIMARY PUMP #6, DISCHARGE |  | Y
BPS-X00001 | BRADLEY RD BOOSTER PUMP STATION | VALVE-X00038 | PLUG VALVE, 14", JOCKEY PUMP #1, DISCHARGE |  | Y
BPS-X00001 | BRADLEY RD BOOSTER PUMP STATION | VALVE-X00039 | PLUG VALVE, 14", JOCKEY PUMP #2, DISCHARGE |  | Y
BPS-X00001 | BRADLEY RD BOOSTER PUMP STATION | VALVE-X00040 | CHECK VALVE, 18", AUXILIARYPUMP #1, DISCHARGE |  | Y
BPS-X00001 | BRADLEY RD BOOSTER PUMP STATION | VALVE-X00041 | CHECK VALVE, 18", AUXILIARY PUMP #2, DISCHARGE |  | Y
BPS-X00001 | BRADLEY RD BOOSTER PUMP STATION | VALVE-X00042 | CHECK VALVE, 16", PRIMARY PUMP #1, DISCHARGE |  | Y
BPS-X00001 | BRADLEY RD BOOSTER PUMP STATION | VALVE-X00043 | CHECK VALVE, 16", PRIMARY PUMP #2, DISCHARGE |  | Y
BPS-X00001 | BRADLEY RD BOOSTER PUMP STATION | VALVE-X00044 | CHECK VALVE, 16", PRIMARY PUMP #3, DISCHARGE |  | Y
BPS-X00001 | BRADLEY RD BOOSTER PUMP STATION | VALVE-X00045 | CHECK VALVE, 16", PRIMARY PUMP #4, DISCHARGE |  | Y
BPS-X00001 | BRADLEY RD BOOSTER PUMP STATION | VALVE-X00046 | CHECK VALVE, 16", PRIMARY PUMP #5, DISCHARGE |  | Y
BPS-X00001 | BRADLEY RD BOOSTER PUMP STATION | VALVE-X00047 | CHECK VALVE, 16", PRIMARY PUMP #6, DISCHARGE |  | Y
BPS-X00001 | BRADLEY RD BOOSTER PUMP STATION | VALVE-X00048 | CHECK VALVE, 14", JOCKEY PUMP #1, DISCHARGE |  | Y
BPS-X00001 | BRADLEY RD BOOSTER PUMP STATION | VALVE-X00049 | CHECK VALVE, 14", JOCKEY PUMP #2, DISCHARGE |  | Y
3. TOTAL SCHEDULED VALUE: PIPES AND VALVES | [6 empty] | 0
4. SCADA
New Location | Location Description | Asset Temp # | Asset Description | Tag Number | Capital Asset? | Equipment Purchase Price | Final Installed Cost, Modification Cost or Demo Cost | Install Date | Size | Oracle Project Number | Oracle Work Order Number
BPS-X00001 | BRADLEY RD BOOSTER PUMP STATION | ANT-X00001 | SCADA ANTENNA |  | Y
BPS-X00001 | BRADLEY RD BOOSTER PUMP STATION | CARD-X00001 | A I CARD |  | Y
BPS-X00001 | BRADLEY RD BOOSTER PUMP STATION | CARD-X00002 | A O CARD |  | Y
BPS-X00001 | BRADLEY RD BOOSTER PUMP STATION | CARD-X00003 | D I CARD |  | Y
BPS-X00001 | BRADLEY RD BOOSTER PUMP STATION | CARD-X00004 | D O CARD |  | Y
BPS-X00001 | BRADLEY RD BOOSTER PUMP STATION | MODULE-X00001 | INTERFACE MODULE 1, BRADLEY RD BPS |  | Y
BPS-X00001 | BRADLEY RD BOOSTER PUMP STATION | MODULE-X00002 | COMMUNICATION MODULE, BRADLEY RD BPS |  | Y
BPS-X00001 | BRADLEY RD BOOSTER PUMP STATION | MODULE-X00003 | INTERFACE MODULE O, BRADLEY RD BPS |  | Y
BPS-X00001 | BRADLEY RD BOOSTER PUMP STATION | MODULE-X00004 | ETHERNET MODULE, BRADLEY RD BPS |  | Y
BPS-X00001 | BRADLEY RD BOOSTER PUMP STATION | PLC-X00001 | PLC, PUMP ROOM, BRADLEY RD BPS |  | Y
BPS-X00001 | BRADLEY RD BOOSTER PUMP STATION | OP-X00001 | INTERFACE DISPLAY PANEL ( OP 270 ), BRADLEY RD BPS |  | Y
BPS-X00001 | BRADLEY RD BOOSTER PUMP STATION | MODULE-X00005 | TELECOMMUNICATION INTERFACE MODULE 1, BRADLEY RD BPS |  | Y
BPS-X00001 | BRADLEY RD BOOSTER PUMP STATION | MODULE-X00006 | TELECOMMUNICATION INTERFACE MODULE 2, BRADLEY RD BPS |  | Y
BPS-X00001 | BRADLEY RD BOOSTER PUMP STATION | RACK-X00001 | RACK 1 |  | Y
BPS-X00001 | BRADLEY RD BOOSTER PUMP STATION | RACK-X00002 | RACK O |  | Y
BPS-X00001 | BRADLEY RD BOOSTER PUMP STATION | RACK-X00003 | SCADA RADION |  | Y
4. TOTAL SCHEDULED VALUE: SCADA | [6 empty] | 0
5. ELECTRICAL
New Location | Location Description | Asset Temp # | Asset Description | Tag Number | Capital Asset? | Equipment Purchase Price | Final Installed Cost, Modification Cost or Demo Cost | Install Date | Size | Oracle Project Number | Oracle Work Order Number
BPS-X00001 | BRADLEY RD BOOSTER PUMP STATION | BRKR-X00001 | MAIN BREAKER MCC-1, 1200A |  | Y |  |  |  | 1200 A
BPS-X00001 | BRADLEY RD BOOSTER PUMP STATION | BRKR-X00002 | BREAKER TO PUMP - PRIMARY BOOSTER PUMP #1, 400 AMP |  | N |  |  |  | 300 A
BPS-X00001 | BRADLEY RD BOOSTER PUMP STATION | BRKR-X00003 | BREAKER TO PUMP - PRIMARY BOOSTER PUMP #2, 400 AMP |  | N |  |  |  | 300 A
BPS-X00001 | BRADLEY RD BOOSTER PUMP STATION | BRKR-X00004 | BREAKER TO PUMP - PRIMARY BOOSTER PUMP #3, 400 AMP |  | N |  |  |  | 300 A
BPS-X00001 | BRADLEY RD BOOSTER PUMP STATION | BRKR-X00005 | BREAKER TO PUMP - PRIMARY BOOSTER PUMP #4, 400 AMP |  | N |  |  |  | 300 A
BPS-X00001 | BRADLEY RD BOOSTER PUMP STATION | BRKR-X00006 | BREAKER TO PUMP - PRIMARY BOOSTER PUMP #5, 400 AMP |  | N
BPS-X00001 | BRADLEY RD BOOSTER PUMP STATION | BRKR-X00007 | BREAKER TO PUMP - PRIMARY BOOSTER PUMP #6, 400 AMP |  | N
BPS-X00001 | BRADLEY RD BOOSTER PUMP STATION | BRKR-X00008 | BREAKER TO PUMP - JOCKEY BOOSTER PUMP #1, 100 AMP |  | N
BPS-X00001 | BRADLEY RD BOOSTER PUMP STATION | BRKR-X00009 | BREAKER TO PUMP - JOCKEY BOOSTER PUMP #2, 100 AMP |  | N
BPS-X00001 | BRADLEY RD BOOSTER PUMP STATION | BRKR-X00011 | MAIN BREAKER MCC-2, 1200A |  | Y |  |  |  | 1200 A
BPS-X00001 | BRADLEY RD BOOSTER PUMP STATION | CP-X00001 | CONTROL PANEL, MAGNETIC FLOW METER 201 |  | Y
BPS-X00001 | BRADLEY RD BOOSTER PUMP STATION | CP-X00002 | CONTROL PANEL, MAGNETIC FLOW METER 202 |  | Y
B-FAC | BRADLEY RD BOOSTER PUMP STATION | CP-X00002 | GENERATOR CONTROL PANEL, BRADLEY RD BPS |  | Y
B-FAC | BRADLEY RD BOOSTER PUMP STATION | ATS-X00001 | AUTO TRANSFER SWITCH 1, BRADLEY RD BPS | ATS-1 | Y |  |  |  | 1200 A
B-FAC | BRADLEY RD BOOSTER PUMP STATION | ATS-X00002 | AUTO TRANSFER SWITCH 2, BRADLEY RD BPS | ATS-2 | Y
BPS-X00001 | BRADLEY RD BOOSTER PUMP STATION | MCC-X00001 | MCC-1 BRADLEY RD BPS | MCC-1 | Y
BPS-X00001 | BRADLEY RD BOOSTER PUMP STATION | MCC-X00002 | MCC-2 BRADLEY RD BPS | MCC-2 | Y
BPS-X00001 | BRADLEY RD BOOSTER PUMP STATION | VFD-X00001 | VFD PRIMARY BOOSTER PUMP # 1, BRADLEY RD BPS | VFD-120 | Y |  |  |  | 140 HP
BPS-X00001 | BRADLEY RD BOOSTER PUMP STATION | VFD-X00002 | VFD PRIMARY BOOSTER PUMP # 2, BRADLEY RD BPS | VFD-130 | Y |  |  |  | 140 HP
BPS-X00001 | BRADLEY RD BOOSTER PUMP STATION | VFD-X00003 | VFD PRIMARY BOOSTER PUMP # 3, BRADLEY RD BPS | VFD-140 | Y |  |  |  | 140 HP
BPS-X00001 | BRADLEY RD BOOSTER PUMP STATION | VFD-X00004 | VFD PRIMARY BOOSTER PUMP # 4, BRADLEY RD BPS | VFD-220 | Y
BPS-X00001 | BRADLEY RD BOOSTER PUMP STATION | VFD-X00005 | VFD PRIMARY BOOSTER PUMP # 5, BRADLEY RD BPS | VFD-230 | Y
BPS-X00001 | BRADLEY RD BOOSTER PUMP STATION | VFD-X00006 | VFD PRIMARY BOOSTER PUMP # 6, BRADLEY RD BPS | VFD-240 | Y
BPS-X00001 | BRADLEY RD BOOSTER PUMP STATION | VFD-X00007 | VFD JOCKEY BOOSTER PUMP # 1, BRADLEY RD BPS | VFD-110 | Y
BPS-X00001 | BRADLEY RD BOOSTER PUMP STATION | VFD-X00008 | VFD JOCKEY BOOSTER PUMP # 2, BRADLEY RD BPS | VFD-210 | Y |  |  |  | 140 HP
5. TOTAL SCHEDULED VALUE: ELECTRICAL | [6 empty] | 0
6. GENERATOR & DIESEL BACK UP PUMP
New Location | Location Description | Asset Temp # | Asset Description | Tag Number | Capital Asset? | Equipment Purchase Price | Final Installed Cost, Modification Cost or Demo Cost | Install Date | Size | Oracle Project Number | Oracle Work Order Number
B-FAC | BRADLEY RD BOOSTER PUMP STATION | GEN-X00001 | GENERATOR BRADLEY RD BPS |  | 800 KW | Y |  |  | 750 KW
B-FAC | BRADLEY RD BOOSTER PUMP STATION | TANK-X00001 | GENERATOR FUEL TANK, BRADLEY RD BPS, 4000 GAL |  | 4000 GAL | Y |  |  | 4000 GAL
BPS-X00001 | BRADLEY RD BOOSTER PUMP STATION | PUMP-X00005 | AUXILIARY PUMP #1 BRADLEY RD BPS |  |  | Y
BPS-X00001 | BRADLEY RD BOOSTER PUMP STATION | ENGINE-X00001 | AUXILIARY PUMP #1 PUMP ENGINE BRADLEY RD BPS |  |  | Y
BPS-X00001 | BRADLEY RD BOOSTER PUMP STATION | TANK-X00002 | AUXILIARY PUMP FUEL TANK, BRADLEY RD BPS, 1000 GAL |  | 1000 GAL | Y
BPS-X00001 | BRADLEY RD BOOSTER PUMP STATION | PUMP-X00006 | AUXILIARY PUMP #2 BRADLEY RD BPS |  |  | Y |  |  | 200 HP
BPS-X00001 | BRADLEY RD BOOSTER PUMP STATION | ENGINE-X00002 | AUXILIARY PUMP #2 PUMP ENGINE BRADLEY RD BPS |  |  | Y |  |  | 75 HP
BPS-X00001 | BRADLEY RD BOOSTER PUMP STATION | TANK-X00003 | AUXILIARY PUMP FUEL TANK, BRADLEY RD BPS, 1000 GAL |  | 1000 GAL | Y
6. TOTAL SCHEDULED VALUE: GENERATOR & DIESEL BACK UP PUMP | [6 empty] | 0
7. INSTRUMENTATION
New Location | Location Description | Asset Temp # | Asset Description | Tag Number | Capital Asset? | Equipment Purchase Price | Final Installed Cost, Modification Cost or Demo Cost | Install Date | Size | Oracle Project Number | Oracle Work Order Number
BPS-X00001 | BRADLEY RD BOOSTER PUMP STATION | METER-X00001 | PRESSURE METER/TRANSMITTER UPSTREAM AUXILIARY PUMP #1 | PE/PIT 310 | Y
BPS-X00001 | BRADLEY RD BOOSTER PUMP STATION | METER-X00002 | PRESSURE METER/TRANSMITTER UPSTREAM AUXILIARY PUMP #2 | PE/PIT 320 | Y
BPS-X00001 | BRADLEY RD BOOSTER PUMP STATION | METER-X00003 | PRESSURE METER/TRANSMITTER UPSTREAM JOCKEY PUMP #1 | PE/PIT 101 | Y
BPS-X00001 | BRADLEY RD BOOSTER PUMP STATION | METER-X00004 | PRESSURE METER/TRANSMITTER UPSTREAM JOCKEY PUMP #2 | PE/PIT 102 | Y
BPS-X00001 | BRADLEY RD BOOSTER PUMP STATION | METER-X00005 | PRESSURE METER/TRANSMITTER DOWNSTREAM JOCKEY PUMP #1 | PE/PIT 201 | Y
BPS-X00001 | BRADLEY RD BOOSTER PUMP STATION | METER-X00006 | PRESSURE METER/TRANSMITTER DOWNSTREAM JOCKEY PUMP #2 | PE/PIT 202 | Y
BPS-X00001 | BRADLEY RD BOOSTER PUMP STATION | METER-X00007 | MAGNETIC FLOW METER, 20" | FE/FIT 201 | Y |  |  |  | 16"
BPS-X00001 | BRADLEY RD BOOSTER PUMP STATION | METER-X00008 | MAGNETIC FLOW METER, 20" | FE/FIT 202 | Y
7. TOTAL SCHEDULED VALUE: INSTRUMENTATION | [6 empty] | 0
8. PUMP STATION BUILDING
New Location | Location Description | Asset Temp # | Asset Description | Tag Number | Capital Asset? | Equipment Purchase Price | Final Installed Cost, Modification Cost or Demo Cost | Install Date | Size | Oracle Project Number | Oracle Work Order Number
B-FAC | BRADLEY RD BOOSTER PUMP STATION | BLDG-X00001 | BUILDING 1, PUMP STATION BLDG, BRADLEY RD BPS |  | Y
B-FAC | BRADLEY RD BOOSTER PUMP STATION | FIRE-X00001 | FIRE PROTECTION SYSTEM, PUMP STATION BUILDING, BRADLEY RD BPS |  | Y
B-FAC | BRADLEY RD BOOSTER PUMP STATION | FOUNDATION-X00001 | FOUNDATION BUILDING 1, PUMP STATION BLDG, BRADLEY RD BPS |  | Y
B-FAC | BRADLEY RD BOOSTER PUMP STATION | LIGHTING-X00001 | LIGHTING BUILDING 1, PUMP STATION BLDG, BRADLEY RD BPS |  | Y
8. TOTAL SCHEDULED VALUE: ELECTRICAL BUILDING | [6 empty] | 0
9. SITE WORK
New Location | Location Description | Asset Temp # | Asset Description | Tag Number | Capital Asset? | Equipment Purchase Price | Final Installed Cost, Modification Cost or Demo Cost | Install Date | Size | Oracle Project Number | Oracle Work Order Number
B-FAC | BRADLEY RD BOOSTER PUMP STATION | FENCE-X00001 | FENCING BRADLEY RD BPS |  | Y
B-FAC | BRADLEY RD BOOSTER PUMP STATION | GATE-X00001 | 24' ROLLING GATE, BRADLEY RD BPS |  | Y |  |  |  | 24 FT
B-FAC | BRADLEY RD BOOSTER PUMP STATION | LANDSCAPING- | LANDSCAPING |  | Y
B-FAC | BRADLEY RD BOOSTER PUMP STATION | SPRINKLER- | SPRINKLER SYSTEM |  | Y
9. TOTAL SCHEDULED VALUE: SITE WORK | [6 empty] | 0
TOTAL COST BRADLEY RD BOOSTER PUMP STATION | [6 empty] | 0 | This amount must total the complete contract amount

## Assets Data
| Assets | [9 empty] | Attributes required for all equipment |  |  |  | Additional Attributes based on Classification
Location | Location Description | Grand Parent Asset ID | Grand Parent Asset Description | Parent Asset ID | Parent Asset Description | Child Asset ID | Child Asset Description | Tag | Size | Capital? | Warranty Duration (Years) | Vendor | Life Expectancy (Years) | Install Date | MANUFACTURER | MODEL NUMBER | SERIAL NUMBER | MOTOR HP | PHASE | TONNAGE
B-FAC | BRADLEY ROAD BOOSTER PUMP STATION |  |  |  |  | ACCU-X00001 | AIR COOLED CONDENSING UNIT, ELECTRICAL ROOM, BRADLEY RD BPS | ACCU-1 |  | Y
B-FAC | BRADLEY ROAD BOOSTER PUMP STATION |  |  |  |  | AHU-X00001 | AIR HANDLING UNIT, ELECTRICAL ROOM, BRADLEY RD BPS | AHU-1 |  | Y
BPS-X00001 | BRADLEY ROAD BOOSTER PUMP STATION |  |  |  |  | AHU-X00002 | EXHAUST FAN #1, BRADLEY ROAD PUMP STATION | EF-1 |  | Y
BPS-X00000 | BRADLEY ROAD BOOSTER PUMP STATION |  |  |  |  | AHU-X00004 | EXHAUST FAN #2, BRADLEY ROAD PUMP STATION | EF-2 |  | Y
BPS-X00001 | BRADLEY ROAD BOOSTER PUMP STATION |  |  |  |  | AHU-X00005 | EXHAUST FAN #3, BRADLEY ROAD PUMP STATION | EF-3 |  | Y
Location | Location Description | Grand Parent Asset ID | Grand Parent Asset Description | Parent Asset ID | Parent Asset Description | Child Asset ID | Child Asset Description | Tag | Size | Capital? | Warranty Duration (Years) | Vendor | Life Expectancy (Years) | Install Date | MANUFACTURER | SIZE
BPS-X00001 | BRADLEY ROAD BOOSTER PUMP STATION |  |  |  |  | ANT-X00001 | SCADA ANTENNA |  |  | Y
Location | Location Description | Grand Parent Asset ID | Grand Parent Asset Description | Parent Asset ID | Parent Asset Description | Child Asset ID | Child Asset Description | Tag | Size | Capital? | Warranty Duration (Years) | Vendor | Life Expectancy (Years) | Install Date | MANUFACTURER | SIZE | HOUSING TYPE
BPS-X00001 | BRADLEY ROAD BOOSTER PUMP STATION |  |  |  |  | ARV-X00001 | AIR RELEASE VALVE, PRIMARY BOOSTER PUMP # 1, BRADLEY BPS |  | 2" | Y
BPS-X00001 | BRADLEY ROAD BOOSTER PUMP STATION |  |  |  |  | ARV-X00002 | AIR RELEASE VALVE, PRIMARY BOOSTER PUMP # 2, BRADLEY BPS |  | 2" | Y
BPS-X00001 | BRADLEY ROAD BOOSTER PUMP STATION |  |  |  |  | ARV-X00003 | AIR RELEASE VALVE, PRIMARY BOOSTER PUMP # 3, BRADLEY BPS |  | 2" | Y
BPS-X00001 | BRADLEY ROAD BOOSTER PUMP STATION |  |  |  |  | ARV-X00004 | AIR RELEASE VALVE, PRIMARY BOOSTER PUMP # 4, BRADLEY BPS |  | 2" | Y
BPS-X00001 | BRADLEY ROAD BOOSTER PUMP STATION |  |  |  |  | ARV-X00005 | AIR RELEASE VALVE, PRIMARY BOOSTER PUMP # 5, BRADLEY BPS |  | 2" | Y
BPS-X00001 | BRADLEY ROAD BOOSTER PUMP STATION |  |  |  |  | ARV-X00006 | AIR RELEASE VALVE, PRIMARY BOOSTER PUMP # 6, BRADLEY BPS |  | 2" | Y
| BRADLEY ROAD BOOSTER PUMP STATION |  |  |  |  | ARV-X00007 | AIR RELEASE VALVE, JOCKEY BOOSTER PUMP # 1, BRADLEY BPS |  | 2" | Y
| BRADLEY ROAD BOOSTER PUMP STATION |  |  |  |  | ARV-X00008 | AIR RELEASE VALVE, JOCKEY BOOSTER PUMP # 2, BRADLEY BPS |  | 2" | Y
| BRADLEY ROAD BOOSTER PUMP STATION |  |  |  |  | ARV-X00009 | AIR RELEASE VALVE, AUXILIARY BOOSTER PUMP # 1, BRADLEY BPS |  | 3" | Y
BPS-X00001 | BRADLEY ROAD BOOSTER PUMP STATION |  |  |  |  | ARV-X00010 | AIR RELEASE VALVE, AUXILIARY BOOSTER PUMP # 2, BRADLEY BPS |  | 3" | Y
Location | Location Description | Grand Parent Asset ID | Grand Parent Asset Description | Parent Asset ID | Parent Asset Description | Child Asset ID | Child Asset Description | Tag | Size | Capital? | Warranty Duration (Years) | Vendor | Life Expectancy (Years) | Install Date | MANUFACTURER | MODEL NUMBER | SERIAL NUMBER | VOLTAGE | AMPS | PHASE | HZ | TYPE
B-FAC | BRADLEY ROAD BOOSTER PUMP STATION |  |  |  |  | ATS-X00001 | AUTO TRANSFER SWITCH 1, BRADLEY RD BPS |  | 1200 A | Y
[6 empty] | ATS-X00002 | AUTO TRANSFER SWITCH 2, BRADLEY RD BPS |  | 1200 A | Y
Location | Location Description | Grand Parent Asset ID | Grand Parent Asset Description | Parent Asset ID | Parent Asset Description | Child Asset ID | Child Asset Description | Tag | Size | Capital? | Warranty Duration (Years) | Vendor | Life Expectancy (Years) | Install Date
B-FAC | BRADLEY ROAD BOOSTER PUMP STATION |  |  |  |  | BLDG-X00001 | BUILDING 1, PUMP STATION BLDG, BRADLEY RD BPS |  |  | Y
Location | Location Description | Grand Parent Asset ID | Grand Parent Asset Description | Parent Asset ID | Parent Asset Description | Child Asset ID | Child Asset Description | Tag | Size | Capital? | Warranty Duration (Years) | Vendor | Life Expectancy (Years) | Install Date | AMP Rating | Phase | Volts | Manufacturer
BPS-X00001 | BRADLEY ROAD BOOSTER PUMP STATION |  |  |  |  | BRKR-X00001 | MAIN BREAKER MCC-1, 1200A |  | 1200 A | Y
BPS-X00001 | BRADLEY ROAD BOOSTER PUMP STATION |  |  |  |  | BRKR-X00002 | BREAKER TO PUMP - PRIMARY BOOSTER PUMP #1, 400 AMP |  | 400 A | N
BPS-X00001 | BRADLEY ROAD BOOSTER PUMP STATION |  |  |  |  | BRKR-X00003 | BREAKER TO PUMP - PRIMARY BOOSTER PUMP #2, 400 AMP |  | 400 A | N
BPS-X00001 | BRADLEY ROAD BOOSTER PUMP STATION |  |  |  |  | BRKR-X00004 | BREAKER TO PUMP - PRIMARY BOOSTER PUMP #3, 400 AMP |  | 400 A | N
BPS-X00001 | BRADLEY ROAD BOOSTER PUMP STATION |  |  |  |  | BRKR-X00005 | BREAKER TO PUMP - PRIMARY BOOSTER PUMP #4, 400 AMP |  | 400 A | N
BPS-X00001 | BRADLEY ROAD BOOSTER PUMP STATION |  |  |  |  | BRKR-X00006 | BREAKER TO PUMP - PRIMARY BOOSTER PUMP #5, 400 AMP |  | 400 A | N
BPS-X00001 | BRADLEY ROAD BOOSTER PUMP STATION |  |  |  |  | BRKR-X00007 | BREAKER TO PUMP - PRIMARY BOOSTER PUMP #6, 400 AMP |  | 400 A | N
BPS-X00001 | BRADLEY ROAD BOOSTER PUMP STATION |  |  |  |  | BRKR-X00008 | BREAKER TO PUMP - JOCKEY BOOSTER PUMP #1, 100 AMP |  | 100 A | N
BPS-X00001 | BRADLEY ROAD BOOSTER PUMP STATION |  |  |  |  | BRKR-X00009 | BREAKER TO PUMP - JOCKEY BOOSTER PUMP #2, 100 AMP |  | 100 A | N
BPS-X00001 | BRADLEY ROAD BOOSTER PUMP STATION |  |  |  |  | BRKR-X00010 | MAIN BREAKER MCC-2, 1200A |  | 1200 A | Y
Location | Location Description | Grand Parent Asset ID | Grand Parent Asset Description | Parent Asset ID | Parent Asset Description | Child Asset ID | Child Asset Description | Tag | Size | Capital? | Warranty Duration (Years) | Vendor | Life Expectancy (Years) | Install Date | MANUFACTURER | MODEL NUMBER | SERIAL NUMBER | VOLTAGE | PHASE | MAIN BREAKER SIZE
BPS-X00001 | BRADLEY ROAD BOOSTER PUMP STATION |  |  |  |  | CP-X00001 | CONTROL PANEL, MAGNETIC FLOW METER 201 |  |  | Y
B-FAC | BRADLEY ROAD BOOSTER PUMP STATION |  |  |  |  | CP-X00002 | CONTROL PANEL, MAGNETIC FLOW METER 202 |  |  | Y
BPS-X00001 | BRADLEY ROAD BOOSTER PUMP STATION |  |  |  |  | CP-X00003 | GENERATOR CONTROL PANEL, BRADLEY RD BPS |  |  | Y
BPS-X00001 | BRADLEY ROAD BOOSTER PUMP STATION |  |  |  |  | MCC-X00001 | MCC-1 BRADLEY RD BPS | MCC-1 |  | Y
BPS-X00001 | BRADLEY ROAD BOOSTER PUMP STATION |  |  |  |  | MCC-X00002 | MCC-2 BRADLEY RD BPS | MCC-1 |  | Y
Location | Location Description | Grand Parent Asset ID | Grand Parent Asset Description | Parent Asset ID | Parent Asset Description | Child Asset ID | Child Asset Description | Tag | Size | Capital? | Warranty Duration (Years) | Vendor | Life Expectancy (Years) | Install Date | MANUFACTURER | HEIGHT | MATERIAL | INSERTS
B-FAC | BRADLEY ROAD BOOSTER PUMP STATION |  |  |  |  | FENCE-X00001 | FENCING BRADLEY RD BPS |  |  | Y
Location | Location Description | Grand Parent Asset ID | Grand Parent Asset Description | Parent Asset ID | Parent Asset Description | Child Asset ID | Child Asset Description | Tag | Size | Capital? | Warranty Duration (Years) | Vendor | Life Expectancy (Years) | Install Date | MANUFACTURER
B-FAC | BRADLEY ROAD BOOSTER PUMP STATION |  |  |  |  | FIRE-X00001 | FIRE PROTECTION SYSTEM, ELECTRICAL ROOM, BRADLEY RD BPS |  |  | Y
Location | Location Description | Grand Parent Asset ID | Grand Parent Asset Description | Parent Asset ID | Parent Asset Description | Child Asset ID | Child Asset Description | Tag | Size | Capital? | Warranty Duration (Years) | Vendor | Life Expectancy (Years) | Install Date | LENGTH | WIDTH | THICHNESS | MATERIAL
B-FAC | BRADLEY ROAD BOOSTER PUMP STATION |  |  |  |  | FOUNDATION-X00001 | FOUNDATION BUILDING 1, PUMP STATION BLDG, BRADLEY RD BPS |  |  | Y
Location | Location Description | Grand Parent Asset ID | Grand Parent Asset Description | Parent Asset ID | Parent Asset Description | Child Asset ID | Child Asset Description | Tag | Size | Capital? | Warranty Duration (Years) | Vendor | Life Expectancy (Years) | Install Date | MANUFACTURER | MODEL NUMBER | SERIAL NUMBER
B-FAC | BRADLEY ROAD BOOSTER PUMP STATION |  |  |  |  | GATE-X00001 | 24' ROLLING GATE, BRADLEY RD BPS |  | 24 FT | Y
Location | Location Description | Grand Parent Asset ID | Grand Parent Asset Description | Parent Asset ID | Parent Asset Description | Child Asset ID | Child Asset Description | Tag | Size | Capital? | Warranty Duration (Years) | Vendor | Life Expectancy (Years) | Install Date | MANUFACTURER | MODEL NUMBER | SERIAL NUMBER | VOLTAGE
B-FAC | BRADLEY ROAD BOOSTER PUMP STATION |  |  |  |  | GEN-X00001 | GENERATOR BRADLEY RD BPS |  | 800 KW | Y
Location | Location Description | Grand Parent Asset ID | Grand Parent Asset Description | Parent Asset ID | Parent Asset Description | Child Asset ID | Child Asset Description | Tag | Size | Capital? | Warranty Duration (Years) | Vendor | Life Expectancy (Years) | Install Date | MANUFACTURER | MODEL NUMBER | CFM | SIZE
B-FAC | BRADLEY ROAD BOOSTER PUMP STATION |  |  |  |  | LIGHTING-X00001 | LIGHTING BUILDING 1, PUMP STATION BLDG, BRADLEY RD BPS |  |  | Y
Location | Location Description | Grand Parent Asset ID | Grand Parent Asset Description | Parent Asset ID | Parent Asset Description | Child Asset ID | Child Asset Description | Tag | Size | Capital? | Warranty Duration (Years) | Vendor | Life Expectancy (Years) | Install Date | MANUFACTURER | MODEL NUMBER | SERIAL NUMBER | TYPE | SIZE | DISPLAY RANGE | OUTPUT RANGE | ACCURACY | PHASE
BPS-X00001 | BRADLEY ROAD BOOSTER PUMP STATION |  |  |  |  | METER-X00001 | PRESSURE METER/TRANSMITTER UPSTREAM AUXILIARY PUMP #1 | PE/PIT 310 |  | Y
BPS-X00001 | BRADLEY ROAD BOOSTER PUMP STATION |  |  |  |  | METER-X00002 | PRESSURE METER/TRANSMITTER UPSTREAM AUXILIARY PUMP #2 | PE/PIT 320 |  | Y
BPS-X00001 | BRADLEY ROAD BOOSTER PUMP STATION |  |  |  |  | METER-X00003 | PRESSURE METER/TRANSMITTER UPSTREAM JOCKEY PUMP #1 | PE/PIT 101 |  | Y
BPS-X00001 | BRADLEY ROAD BOOSTER PUMP STATION |  |  |  |  | METER-X00004 | PRESSURE METER/TRANSMITTER UPSTREAM JOCKEY PUMP #2 | PE/PIT 102 |  | Y
BPS-X00001 | BRADLEY ROAD BOOSTER PUMP STATION |  |  |  |  | METER-X00005 | PRESSURE METER/TRANSMITTER DOWNSTREAM JOCKEY PUMP #1 | PE/PIT 201 |  | Y
BPS-X00001 | BRADLEY ROAD BOOSTER PUMP STATION |  |  |  |  | METER-X00006 | PRESSURE METER/TRANSMITTER DOWNSTREAM JOCKEY PUMP #2 | PE/PIT 202 |  | Y
BPS-X00001 | BRADLEY ROAD BOOSTER PUMP STATION |  |  |  |  | METER-X00007 | MAGNETIC FLOW METER, 20" | FE/FIT 201 | 20" | Y
BPS-X00001 | BRADLEY ROAD BOOSTER PUMP STATION |  |  |  |  | METER-X00008 | MAGNETIC FLOW METER, 20" | FE/FIT 202 | 20" | Y
Location | Location Description | Grand Parent Asset ID | Grand Parent Asset Description | Parent Asset ID | Parent Asset Description | Child Asset ID | Child Asset Description | Tag | Size | Capital? | Warranty Duration (Years) | Vendor | Life Expectancy (Years) | Install Date | MANUFACTURER | PART NUMBER | TYPE | USE OF MODULE | COMMENTS
BPS-X00001 | BRADLEY ROAD BOOSTER PUMP STATION |  |  |  |  | CARD-X00001 | A I CARD |  |  | Y
BPS-X00001 | BRADLEY ROAD BOOSTER PUMP STATION |  |  |  |  | CARD-X00002 | A O CARD |  |  | Y
BPS-X00001 | BRADLEY ROAD BOOSTER PUMP STATION |  |  |  |  | CARD-X00003 | D I CARD |  |  | Y
BPS-X00001 | BRADLEY ROAD BOOSTER PUMP STATION |  |  |  |  | CARD-X00004 | D O CARD |  |  | Y
BPS-X00001 | BRADLEY ROAD BOOSTER PUMP STATION |  |  |  |  | RACK-X00001 | RACK 1 |  |  | Y
BPS-X00001 | BRADLEY ROAD BOOSTER PUMP STATION |  |  |  |  | RACK-X00002 | RACK O |  |  | Y
BPS-X00001 | BRADLEY ROAD BOOSTER PUMP STATION |  |  |  |  | RACK-X00003 | SCADA RADION |  |  | Y
BPS-X00001 | BRADLEY ROAD BOOSTER PUMP STATION |  |  |  |  | MODULE-X00001 | INTERFACE MODULE 1, BRADLEY RD BPS |  |  | Y
BPS-X00001 | BRADLEY ROAD BOOSTER PUMP STATION |  |  |  |  | MODULE-X00002 | COMMUNICATION MODULE, BRADLEY RD BPS |  |  | Y
BPS-X00001 | BRADLEY ROAD BOOSTER PUMP STATION |  |  |  |  | MODULE-X00003 | INTERFACE MODULE O, BRADLEY RD BPS |  |  | Y
BPS-X00001 | BRADLEY ROAD BOOSTER PUMP STATION |  |  |  |  | MODULE-X00004 | ETHERNET MODULE, BRADLEY RD BPS |  |  | Y
BPS-X00001 | BRADLEY ROAD BOOSTER PUMP STATION |  |  |  |  | MODULE-X00005 | TELECOMMUNICATION INTERFACE MODULE 1, BRADLEY RD BPS |  |  | Y
BPS-X00001 | BRADLEY ROAD BOOSTER PUMP STATION |  |  |  |  | MODULE-X00006 | TELECOMMUNICATION INTERFACE MODULE 2, BRADLEY RD BPS |  |  | Y
Location | Location Description | Grand Parent Asset ID | Grand Parent Asset Description | Parent Asset ID | Parent Asset Description | Child Asset ID | Child Asset Description | Tag | Size | Capital? | Warranty Duration (Years) | Vendor | Life Expectancy (Years) | Install Date | MANUFACTURER | MODEL NUMBER | SERIAL NUMBER | VOLTAGE | PHASE | HP | RPM | TYPE
BPS-X00001 | BRADLEY ROAD BOOSTER PUMP STATION |  |  |  |  | MOTOR-X00001 | MOTOR PRIMARY BOOSTER PUMP # 1 |  | 140 HP | Y
BPS-X00001 | BRADLEY ROAD BOOSTER PUMP STATION |  |  |  |  | MOTOR-X00002 | MOTOR PRIMARY BOOSTER PUMP # 2 |  | 140 HP | Y
BPS-X00001 | BRADLEY ROAD BOOSTER PUMP STATION |  |  |  |  | MOTOR-X00003 | MOTOR PRIMARY BOOSTER PUMP # 3 |  | 140 HP | Y
BPS-X00001 | BRADLEY ROAD BOOSTER PUMP STATION |  |  |  |  | MOTOR-X00004 | MOTOR PRIMARY BOOSTER PUMP # 4 |  | 140 HP | Y
BPS-X00001 | BRADLEY ROAD BOOSTER PUMP STATION |  |  |  |  | MOTOR-X00005 | MOTOR PRIMARY BOOSTER PUMP # 5 |  | 140 HP | Y
BPS-X00001 | BRADLEY ROAD BOOSTER PUMP STATION |  |  |  |  | MOTOR-X00006 | MOTOR PRIMARY BOOSTER PUMP # 6 |  | 140 HP | Y
BPS-X00001 | BRADLEY ROAD BOOSTER PUMP STATION |  |  |  |  | MOTOR-X00007 | MOTOR JOCKEY BOOSTER PUMP # 1 |  | 35 HP | Y
BPS-X00001 | BRADLEY ROAD BOOSTER PUMP STATION |  |  |  |  | MOTOR-X00008 | MOTOR JOCKEY BOOSTER PUMP # 2 |  | 35 HP | Y
BPS-X00001 | BRADLEY ROAD BOOSTER PUMP STATION |  |  |  |  | ENGINE-X00001 | AUXILIARY PUMP #1 PUMP ENGINE RAMPART RD BPS |  |  | Y
BPS-X00001 | BRADLEY ROAD BOOSTER PUMP STATION |  |  |  |  | ENGINE-X00002 | AUXILIARY PUMP #2 PUMP ENGINE RAMPART RD BPS |  |  | Y
Location | Location Description | Grand Parent Asset ID | Grand Parent Asset Description | Parent Asset ID | Parent Asset Description | Child Asset ID | Child Asset Description | Tag | Size | Capital? | Warranty Duration (Years) | Vendor | Life Expectancy (Years) | Install Date | Length | Material | Size | Lining Material
BPS-X00001 | BRADLEY ROAD BOOSTER PUMP STATION |  |  |  |  | PIPE-X00001 | PIPING AND FITTINGS, SUCTION PIPING, 30" PVC PIPE DI FITTINGS |  | 30" | Y | [6 empty] | 16"
BPS-X00001 | BRADLEY ROAD BOOSTER PUMP STATION |  |  |  |  | PIPE-X00002 | PIPING AND FITTINGS, SUCTION PIPING, 36" PVC PIPE DI FITTINGS |  | 36" | Y | [6 empty] | 12"
BPS-X00001 | BRADLEY ROAD BOOSTER PUMP STATION |  |  |  |  | PIPE-X00003 | PIPING AND FITTINGS, DISCHARGE PIPING, 30" PVC PIPE DI FITTINGS |  | 30" | Y | [6 empty] | 16"
BPS-X00001 | BRADLEY ROAD BOOSTER PUMP STATION |  |  |  |  | PIPE-X00004 | PIPE AND FITTINGS MAG METER 201, 20" DI |  | 20" | Y | [6 empty] | 12"
BPS-X00001 | BRADLEY ROAD BOOSTER PUMP STATION |  |  |  |  | PIPE-X00005 | PIPE AND FITTINGS MAG METER 202, 20" DI |  | 20" | Y | [6 empty] | 16"
BPS-X00001 | BRADLEY ROAD BOOSTER PUMP STATION |  |  |  |  | PIPE-X00006 | PIPE & FITTINGS BOOSTER PUMP STATION, UPSTREAM, 16" PVC AND DI FITTINGS |  | 16" | Y
BPS-X00001 | BRADLEY ROAD BOOSTER PUMP STATION |  |  |  |  | PIPE-X00007 | PIPE & FITTINGS BOOSTER PUMP STATION, UPSTREAM, 20" PVC PIPE AND DI FITTINGS |  | 20" | Y
BPS-X00001 | BRADLEY ROAD BOOSTER PUMP STATION |  |  |  |  | PIPE-X00008 | PIPE & FITTINGS BOOSTER PUMP STATION, UPSTREAM, 16" SST |  | 16" | Y
BPS-X00001 | BRADLEY ROAD BOOSTER PUMP STATION |  |  |  |  | PIPE-X00009 | PIPE & FITTINGS BOOSTER PUMP STATION, UPSTREAM, 20" SST |  | 20" | Y
BPS-X00001 | BRADLEY ROAD BOOSTER PUMP STATION |  |  |  |  | PIPE-X00010 | PIPE & FITTINGS BOOSTER PUMP STATION, DOWNSTREAM, 14" SST |  | 14" | Y
BPS-X00001 | BRADLEY ROAD BOOSTER PUMP STATION |  |  |  |  | PIPE-X00011 | PIPE & FITTINGS BOOSTER PUMP STATION, DOWNSTREAM, 16" SST |  | 16" | Y
BPS-X00001 | BRADLEY ROAD BOOSTER PUMP STATION |  |  |  |  | PIPE-X00012 | PIPE & FITTINGS BOOSTER PUMP STATION, DOWNSTREAM, 14" DI |  | 14" | Y
BPS-X00001 | BRADLEY ROAD BOOSTER PUMP STATION |  |  |  |  | PIPE-X00013 | PIPE & FITTINGS BOOSTER PUMP STATION, DOWNSTREAM, 16" DI |  | 16" | Y | [6 empty] | 12"
BPS-X00001 | BRADLEY ROAD BOOSTER PUMP STATION |  |  |  |  | PIPE-X00014 | PIPE AND FITTINGS AUXILARY BOOSTER PUMP STATION, UPSTREAM, 24" SST |  | 24" | Y | [6 empty] | 16"
BPS-X00001 | BRADLEY ROAD BOOSTER PUMP STATION |  |  |  |  | PIPE-X00015 | PIPE AND FITTINGS AUXILARY BOOSTER PUMP STATION, UPSTREAM, 24" DI |  | 24" | Y | [6 empty] | 12"
BPS-X00001 | BRADLEY ROAD BOOSTER PUMP STATION |  |  |  |  | PIPE-X00016 | PIPE AND FITTINGS AUXILARY BOOSTER PUMP STATION, DOWNSTREAM, 18" SST |  | 18" | Y | [6 empty] | 16"
BPS-X00001 | BRADLEY ROAD BOOSTER PUMP STATION |  |  |  |  | PIPE-X00017 | PIPE AND FITTINGS AUXILARY BOOSTER PUMP STATION, DOWNSTREAM, 18" DI |  | 18" | Y | [6 empty] | 12"
Location | Location Description | Grand Parent Asset ID | Grand Parent Asset Description | Parent Asset ID | Parent Asset Description | Child Asset ID | Child Asset Description | Tag | Size | Capital? | Warranty Duration (Years) | Vendor | Life Expectancy (Years) | Install Date | MANUFACTURER | MODEL NUMBER | PART NUMBER | TYPE | DIGITAL INPUTS | ANALOG INPUTS
BPS-X00001 | BRADLEY ROAD BOOSTER PUMP STATION |  |  |  |  | PLC-X00001 | PLC, PUMP ROOM, BRADLEY RD BPS |  |  | Y
Location | Location Description | Grand Parent Asset ID | Grand Parent Asset Description | Parent Asset ID | Parent Asset Description | Child Asset ID | Child Asset Description | Tag | Size | Capital? | Warranty Duration (Years) | Vendor | Life Expectancy (Years) | Install Date | MANUFACTURER | MODEL NUMBER | SERIAL NUMBER | TYPE | HP | RPM | IMPELLER | IMPELLER DIAMETER | DISCHARGE SIZE
BPS-X00001 | BRADLEY ROAD BOOSTER PUMP STATION |  |  |  |  | PUMP-X00001 | PRIMARY BOOSTER PUMP # 1 |  | 140 HP | Y
BPS-X00001 | BRADLEY ROAD BOOSTER PUMP STATION |  |  |  |  | PUMP-X00002 | PRIMARY BOOSTER PUMP # 2 |  | 140 HP | Y
BPS-X00001 | BRADLEY ROAD BOOSTER PUMP STATION |  |  |  |  | PUMP-X00003 | PRIMARY BOOSTER PUMP # 3 |  | 140 HP | Y
BPS-X00001 | BRADLEY ROAD BOOSTER PUMP STATION |  |  |  |  | PUMP-X00004 | PRIMARY BOOSTER PUMP # 4 |  | 140 HP | Y
BPS-X00001 | BRADLEY ROAD BOOSTER PUMP STATION |  |  |  |  | PUMP-X00005 | PRIMARY BOOSTER PUMP # 5 |  | 140 HP | Y
BPS-X00001 | BRADLEY ROAD BOOSTER PUMP STATION |  |  |  |  | PUMP-X00006 | PRIMARY BOOSTER PUMP # 6 |  | 140 HP | Y
BPS-X00001 | BRADLEY ROAD BOOSTER PUMP STATION |  |  |  |  | PUMP-X00007 | JOCKEY BOOSTER PUMP # 1 |  | 35 HP | Y
BPS-X00001 | BRADLEY ROAD BOOSTER PUMP STATION |  |  |  |  | PUMP-X00008 | JOCKEY BOOSTER PUMP # 2 |  | 35 HP | Y
BPS-X00001 | BRADLEY ROAD BOOSTER PUMP STATION |  |  |  |  | PUMP-X00009 | AUXILIARY PUMP #1 BRADLEY RD BPS |  |  | Y
BPS-X00001 | BRADLEY ROAD BOOSTER PUMP STATION |  |  |  |  | PUMP-X00010 | AUXILIARY PUMP #2 BRADLEY RD BPS |  |  | Y
Location | Location Description | Grand Parent Asset ID | Grand Parent Asset Description | Parent Asset ID | Parent Asset Description | Child Asset ID | Child Asset Description | Tag | Size | Capital? | Warranty Duration (Years) | Vendor | Life Expectancy (Years) | Install Date | MANUFACTURER | TANK TYPE | TANK CAPACITY | MATERIAL | PRESSURE RATING | OPERATING PRESSURE
B-FAC | BRADLEY ROAD BOOSTER PUMP STATION |  |  |  |  | TANK-X00001 | GENERATOR FUEL TANK, BRADLEY RD BPS, 4000 GAL |  | 4000 GAL | Y
BPS-X00001 | BRADLEY ROAD BOOSTER PUMP STATION |  |  |  |  | TANK-X00002 | AUXILIARY PUMP #1 FUEL TANK, BRADLEY RD BPS, 1000 GAL |  | 1000 GAL | Y
BPS-X00001 | BRADLEY ROAD BOOSTER PUMP STATION |  |  |  |  | TANK-X00003 | AUXILIARY PUMP #2 FUEL TANK, BRADLEY RD BPS, 1000 GAL |  | 1000 GAL | Y
Location | Location Description | Grand Parent Asset ID | Grand Parent Asset Description | Parent Asset ID | Parent Asset Description | Child Asset ID | Child Asset Description | Tag | Size | Capital? | Warranty Duration (Years) | Vendor | Life Expectancy (Years) | Install Date | MANUFACTURER | MODEL NUMBER | SERIAL NUMBER | VALVE SIZE | VALVE TYPE
BPS-X00001 | BRADLEY ROAD BOOSTER PUMP STATION |  |  |  |  | VALVE-X00001 | PLUG VALVE, 12", EMERGENCY PUMP OUT SUCTION |  | 12" | Y | [7 empty] | 16"
BPS-X00001 | BRADLEY ROAD BOOSTER PUMP STATION |  |  |  |  | VALVE-X00002 | GATE VALVE, 12", EMERGENCY PUMP OUT SUCTION |  | 12" | Y | [7 empty] | 12"
BPS-X00001 | BRADLEY ROAD BOOSTER PUMP STATION |  |  |  |  | VALVE-X00003 | PLUG VALVE, 12", EMERGENCY PUMP OUT DISCHARGE |  | 12" | Y | [7 empty] | 16"
BPS-X00001 | BRADLEY ROAD BOOSTER PUMP STATION |  |  |  |  | VALVE-X00004 | GATE VALVE, 30", SUCTION PIPING TAP |  | 30" | Y | [7 empty] | 12"
BPS-X00001 | BRADLEY ROAD BOOSTER PUMP STATION |  |  |  |  | VALVE-X00005 | PLUG VALVE, 36", SUCTION PIPING BPS |  | 36" | Y | [7 empty] | 16"
BPS-X00001 | BRADLEY ROAD BOOSTER PUMP STATION |  |  |  |  | VALVE-X00006 | PLUG VALVE, 36", SUCTION PIPING AUXILIARY BPS |  | 36" | Y | [7 empty] | 12"
BPS-X00001 | BRADLEY ROAD BOOSTER PUMP STATION |  |  |  |  | VALVE-X00007 | PLUG VALVE, 24", AUXILIARY BOOST PUMP #1, UPSTREAM |  | 24" | Y | [7 empty] | 16"
BPS-X00001 | BRADLEY ROAD BOOSTER PUMP STATION |  |  |  |  | VALVE-X00008 | PLUG VALVE, 24", AUXILIARY BOOST PUMP #2, UPSTREAM |  | 24" | Y | [7 empty] | 12"
BPS-X00001 | BRADLEY ROAD BOOSTER PUMP STATION |  |  |  |  | VALVE-X00009 | PLUG VALVE, 18", AUXILIARY BOOST PUMP #1, DOWNSTREAM |  | 18" | Y
BPS-X00001 | BRADLEY ROAD BOOSTER PUMP STATION |  |  |  |  | VALVE-X00010 | PLUG VALVE, 18", AUXILIARY BOOST PUMP #2, DOWNSTREAM |  | 18" | Y
BPS-X00001 | BRADLEY ROAD BOOSTER PUMP STATION |  |  |  |  | VALVE-X00011 | PLUG VALVE, 20", MAGMETER 201, UPSTREAM |  | 20" | Y
BPS-X00001 | BRADLEY ROAD BOOSTER PUMP STATION |  |  |  |  | VALVE-X00012 | PLUG VALVE, 20", MAGMETER 201, DOWNSTREAM |  | 20" | Y
BPS-X00001 | BRADLEY ROAD BOOSTER PUMP STATION |  |  |  |  | VALVE-X00013 | PLUG VALVE, 20", MAGMETER 202, UPSTREAM |  | 20" | Y
BPS-X00001 | BRADLEY ROAD BOOSTER PUMP STATION |  |  |  |  | VALVE-X00014 | PLUG VALVE, 30", MAGMETER 202, DOWNSTREAM |  | 30" | Y
BPS-X00001 | BRADLEY ROAD BOOSTER PUMP STATION |  |  |  |  | VALVE-X00015 | GATE VALVE, 30", FUTURE CONNECTION DISCHARGE |  | 30" | Y
BPS-X00001 | BRADLEY ROAD BOOSTER PUMP STATION |  |  |  |  | VALVE-X00016 | GATE VALVE, 30", DISCHARGE FORCE MAIN |  | 30" | Y
BPS-X00001 | BRADLEY ROAD BOOSTER PUMP STATION |  |  |  |  | VALVE-X00017 | PLUG VALVE, 30", DISCHARGE FORCE MAIN |  | 30" | Y
BPS-X00001 | BRADLEY ROAD BOOSTER PUMP STATION |  |  |  |  | VALVE-X00018 | PLUG VALVE, 30", DISCHARGE FORCE MAIN |  | 30" | Y
BPS-X00001 | BRADLEY ROAD BOOSTER PUMP STATION |  |  |  |  | VALVE-X00019 | PLUG VALVE, 30", DISCHARGE FORCE MAIN |  | 30" | Y
BPS-X00001 | BRADLEY ROAD BOOSTER PUMP STATION |  |  |  |  | VALVE-X00020 | PLUG VALVE, 36", SUCTION FORCE MAIN |  | 36" | Y
BPS-X00001 | BRADLEY ROAD BOOSTER PUMP STATION |  |  |  |  | VALVE-X00021 | PLUG VALVE, 20", SUCTION FORCE MAIN |  | 20" | Y
BPS-X00001 | BRADLEY ROAD BOOSTER PUMP STATION |  |  |  |  | VALVE-X00022 | PLUG VALVE, 30", SUCTION FORCE MAIN |  | 30" | Y
BPS-X00001 | BRADLEY ROAD BOOSTER PUMP STATION |  |  |  |  | VALVE-X00023 | PLUG VALVE, 30", SUCTION FORCE MAIN |  | 30" | Y
BPS-X00001 | BRADLEY ROAD BOOSTER PUMP STATION |  |  |  |  | VALVE-X00024 | PLUG VALVE, 20", PRIMARY PUMP #1, SUCTION |  | 20" | Y
BPS-X00001 | BRADLEY ROAD BOOSTER PUMP STATION |  |  |  |  | VALVE-X00025 | PLUG VALVE, 20", PRIMARY PUMP #2, SUCTION |  | 20" | Y
BPS-X00001 | BRADLEY ROAD BOOSTER PUMP STATION |  |  |  |  | VALVE-X00026 | PLUG VALVE, 20", PRIMARY PUMP #3, SUCTION |  | 20" | Y
BPS-X00001 | BRADLEY ROAD BOOSTER PUMP STATION |  |  |  |  | VALVE-X00027 | PLUG VALVE, 20", PRIMARY PUMP #4, SUCTION |  | 20" | Y
BPS-X00001 | BRADLEY ROAD BOOSTER PUMP STATION |  |  |  |  | VALVE-X00028 | PLUG VALVE, 20", PRIMARY PUMP #5, SUCTION |  | 20" | Y
BPS-X00001 | BRADLEY ROAD BOOSTER PUMP STATION |  |  |  |  | VALVE-X00029 | PLUG VALVE, 20", PRIMARY PUMP #6, SUCTION |  | 20" | Y
BPS-X00001 | BRADLEY ROAD BOOSTER PUMP STATION |  |  |  |  | VALVE-X00030 | PLUG VALVE, 16", JOCKEY PUMP #1, SUCTION |  | 16" | Y
BPS-X00001 | BRADLEY ROAD BOOSTER PUMP STATION |  |  |  |  | VALVE-X00031 | PLUG VALVE, 16", JOCKEY PUMP #2, SUCTION |  | 16" | Y
BPS-X00001 | BRADLEY ROAD BOOSTER PUMP STATION |  |  |  |  | VALVE-X00032 | PLUG VALVE, 16", PRIMARY PUMP #1, DISCHARGE |  | 16" | Y
BPS-X00001 | BRADLEY ROAD BOOSTER PUMP STATION |  |  |  |  | VALVE-X00033 | PLUG VALVE, 16", PRIMARY PUMP #2, DISCHARGE |  | 16" | Y
BPS-X00001 | BRADLEY ROAD BOOSTER PUMP STATION |  |  |  |  | VALVE-X00034 | PLUG VALVE, 16", PRIMARY PUMP #3, DISCHARGE |  | 16" | Y
BPS-X00001 | BRADLEY ROAD BOOSTER PUMP STATION |  |  |  |  | VALVE-X00035 | PLUG VALVE, 16", PRIMARY PUMP #4, DISCHARGE |  | 16" | Y
BPS-X00001 | BRADLEY ROAD BOOSTER PUMP STATION |  |  |  |  | VALVE-X00036 | PLUG VALVE, 16", PRIMARY PUMP #5, DISCHARGE |  | 16" | Y | [7 empty] | 16"
BPS-X00001 | BRADLEY ROAD BOOSTER PUMP STATION |  |  |  |  | VALVE-X00037 | PLUG VALVE, 16", PRIMARY PUMP #6, DISCHARGE |  | 16" | Y | [7 empty] | 12"
BPS-X00001 | BRADLEY ROAD BOOSTER PUMP STATION |  |  |  |  | VALVE-X00038 | PLUG VALVE, 14", JOCKEY PUMP #1, DISCHARGE |  | 14" | Y | [7 empty] | 12"
BPS-X00001 | BRADLEY ROAD BOOSTER PUMP STATION |  |  |  |  | VALVE-X00039 | PLUG VALVE, 14", JOCKEY PUMP #2, DISCHARGE |  | 14" | Y | [7 empty] | 12"
BPS-X00001 | BRADLEY ROAD BOOSTER PUMP STATION |  |  |  |  | VALVE-X00040 | CHECK VALVE, 18", AUXILIARYPUMP #1, DISCHARGE |  | 18" | Y | [7 empty] | 12"
BPS-X00001 | BRADLEY ROAD BOOSTER PUMP STATION |  |  |  |  | VALVE-X00041 | CHECK VALVE, 18", AUXILIARY PUMP #2, DISCHARGE |  | 18" | Y | [7 empty] | 12"
BPS-X00001 | BRADLEY ROAD BOOSTER PUMP STATION |  |  |  |  | VALVE-X00042 | CHECK VALVE, 16", PRIMARY PUMP #1, DISCHARGE |  | 16" | Y | [7 empty] | 12"
BPS-X00001 | BRADLEY ROAD BOOSTER PUMP STATION |  |  |  |  | VALVE-X00043 | CHECK VALVE, 16", PRIMARY PUMP #2, DISCHARGE |  | 16" | Y | [7 empty] | 20"
BPS-X00001 | BRADLEY ROAD BOOSTER PUMP STATION |  |  |  |  | VALVE-X00044 | CHECK VALVE, 16", PRIMARY PUMP #3, DISCHARGE |  | 16" | Y | [7 empty] | 20"
BPS-X00001 | BRADLEY ROAD BOOSTER PUMP STATION |  |  |  |  | VALVE-X00045 | CHECK VALVE, 16", PRIMARY PUMP #4, DISCHARGE |  | 16" | Y | [7 empty] | 24"
BPS-X00001 | BRADLEY ROAD BOOSTER PUMP STATION |  |  |  |  | VALVE-X00046 | CHECK VALVE, 16", PRIMARY PUMP #5, DISCHARGE |  | 16" | Y | [7 empty] | 20"
BPS-X00001 | BRADLEY ROAD BOOSTER PUMP STATION |  |  |  |  | VALVE-X00047 | CHECK VALVE, 16", PRIMARY PUMP #6, DISCHARGE |  | 16" | Y | [7 empty] | 20"
BPS-X00001 | BRADLEY ROAD BOOSTER PUMP STATION |  |  |  |  | VALVE-X00048 | CHECK VALVE, 14", JOCKEY PUMP #1, DISCHARGE |  | 14" | Y | [7 empty] | 20"
BPS-X00001 | BRADLEY ROAD BOOSTER PUMP STATION |  |  |  |  | VALVE-X00049 | CHECK VALVE, 14", JOCKEY PUMP #2, DISCHARGE |  | 14" | Y | [7 empty] | 24"
Location | Location Description | Grand Parent Asset ID | Grand Parent Asset Description | Parent Asset ID | Parent Asset Description | Child Asset ID | Child Asset Description | Tag | Size | Capital? | Warranty Duration (Years) | Vendor | Life Expectancy (Years) | Install Date | Amp Rating | HP | Manufacturer | Seriel Number | Size | Voltage
BPS-X00001 | BRADLEY ROAD BOOSTER PUMP STATION |  |  |  |  | VFD-X00001 | VFD PRIMARY BOOSTER PUMP # 1, BRADLEY RD BPS | VFD-120 | 140 HP | Y
BPS-X00001 | BRADLEY ROAD BOOSTER PUMP STATION |  |  |  |  | VFD-X00002 | VFD PRIMARY BOOSTER PUMP # 2, BRADLEY RD BPS | VFD-130 | 140 HP | Y
BPS-X00001 | BRADLEY ROAD BOOSTER PUMP STATION |  |  |  |  | VFD-X00003 | VFD PRIMARY BOOSTER PUMP # 3, BRADLEY RD BPS | VFD-140 | 140 HP | Y
BPS-X00001 | BRADLEY ROAD BOOSTER PUMP STATION |  |  |  |  | VFD-X00004 | VFD PRIMARY BOOSTER PUMP # 4, BRADLEY RD BPS | VFD-220 | 140 HP | Y
BPS-X00001 | BRADLEY ROAD BOOSTER PUMP STATION |  |  |  |  | VFD-X00005 | VFD PRIMARY BOOSTER PUMP # 5, BRADLEY RD BPS | VFD-230 | 140 HP | Y
BPS-X00001 | BRADLEY ROAD BOOSTER PUMP STATION |  |  |  |  | VFD-X00006 | VFD PRIMARY BOOSTER PUMP # 6, BRADLEY RD BPS | VFD-240 | 140 HP | Y
BPS-X00001 | BRADLEY ROAD BOOSTER PUMP STATION |  |  |  |  | VFD-X00007 | VFD JOCKEY BOOSTER PUMP # 1, BRADLEY RD BPS | VFD-110 | 35 HP | Y
BPS-X00001 | BRADLEY ROAD BOOSTER PUMP STATION |  |  |  |  | VFD-X00008 | VFD JOCKEY BOOSTER PUMP # 2, BRADLEY RD BPS | VFD-210 | 35 HP | Y

## Hierarchy
Location | Location Description | Grand Parent Asset ID | Grand Parent Asset Description | Parent Asset ID | Parent Asset Description | Child Asset ID | Child Asset Description | Tag | Size | Capital? | Sort
BPS-X00001 | BRADLEY ROAD BOOSTER PUMP STATION |  |  |  |  | ACCU-X00001 | AIR COOLED CONDENSING UNIT, ELECTRICAL ROOM, BRADLEY RD BPS | ACCU-1 |  | Y | 1
BPS-X00001 | BRADLEY ROAD BOOSTER PUMP STATION |  |  |  |  | AHU-X00001 | AIR HANDLING UNIT, ELECTRICAL ROOM, BRADLEY RD BPS | AHU-1 |  | Y | 2
BPS-X00001 | BRADLEY ROAD BOOSTER PUMP STATION |  |  |  |  | AHU-X00003 | EXHAUST FAN #1, BRADLEY ROAD PUMP STATION | EF-1 |  | Y | 4
BPS-X00001 | BRADLEY ROAD BOOSTER PUMP STATION |  |  |  |  | AHU-X00004 | EXHAUST FAN #2, BRADLEY ROAD PUMP STATION | EF-2 |  | Y | 5
BPS-X00001 | BRADLEY ROAD BOOSTER PUMP STATION |  |  |  |  | AHU-X00005 | EXHAUST FAN #3, BRADLEY ROAD PUMP STATION | EF-3 |  | Y | 6
BPS-X00001 | BRADLEY ROAD BOOSTER PUMP STATION |  |  |  |  | ANT-X00001 | SCADA ANTENNA |  |  | Y | 7
BPS-X00001 | BRADLEY ROAD BOOSTER PUMP STATION |  |  |  |  | ARV-X00001 | AIR RELEASE VALVE, PRIMARY BOOSTER PUMP # 1, BRADLEY BPS |  | 2" | Y | 8
BPS-X00001 | BRADLEY ROAD BOOSTER PUMP STATION |  |  |  |  | ARV-X00002 | AIR RELEASE VALVE, PRIMARY BOOSTER PUMP # 2, BRADLEY BPS |  | 2" | Y | 9
BPS-X00001 | BRADLEY ROAD BOOSTER PUMP STATION |  |  |  |  | ARV-X00003 | AIR RELEASE VALVE, PRIMARY BOOSTER PUMP # 3, BRADLEY BPS |  | 2" | Y | 10
BPS-X00001 | BRADLEY ROAD BOOSTER PUMP STATION |  |  |  |  | ARV-X00004 | AIR RELEASE VALVE, PRIMARY BOOSTER PUMP # 4, BRADLEY BPS |  | 2" | Y | 11
BPS-X00001 | BRADLEY ROAD BOOSTER PUMP STATION |  |  |  |  | ARV-X00005 | AIR RELEASE VALVE, PRIMARY BOOSTER PUMP # 5, BRADLEY BPS |  | 2" | Y | 12
BPS-X00001 | BRADLEY ROAD BOOSTER PUMP STATION |  |  |  |  | ARV-X00006 | AIR RELEASE VALVE, PRIMARY BOOSTER PUMP # 6, BRADLEY BPS |  | 2" | Y | 13
BPS-X00001 | BRADLEY ROAD BOOSTER PUMP STATION |  |  |  |  | ARV-X00007 | AIR RELEASE VALVE, JOCKEY BOOSTER PUMP # 1, BRADLEY BPS |  | 2" | Y | 14
BPS-X00001 | BRADLEY ROAD BOOSTER PUMP STATION |  |  |  |  | ARV-X00008 | AIR RELEASE VALVE, JOCKEY BOOSTER PUMP # 2, BRADLEY BPS |  | 2" | Y | 15
BPS-X00001 | BRADLEY ROAD BOOSTER PUMP STATION |  |  |  |  | ARV-X00009 | AIR RELEASE VALVE, AUXILIARY BOOSTER PUMP # 1, BRADLEY BPS |  | 3" | Y | 16
BPS-X00001 | BRADLEY ROAD BOOSTER PUMP STATION |  |  |  |  | ARV-X00010 | AIR RELEASE VALVE, AUXILIARY BOOSTER PUMP # 2, BRADLEY BPS |  | 3" | Y | 17
B-FAC | BRADLEY ROAD BOOSTER PUMP STATION |  |  |  |  | ATS-X00001 | AUTO TRANSFER SWITCH 1, BRADLEY RD BPS |  | 1200 A | Y | 18
B-FAC | BRADLEY ROAD BOOSTER PUMP STATION |  |  |  |  | ATS-X00002 | AUTO TRANSFER SWITCH 2, BRADLEY RD BPS |  | 1200 A | Y | 19
B-FAC | BRADLEY ROAD BOOSTER PUMP STATION |  |  |  |  | BLDG-X00001 | BUILDING 1, PUMP STATION BLDG, BRADLEY RD BPS |  |  | Y | 20
BPS-X00001 | BRADLEY ROAD BOOSTER PUMP STATION |  |  |  |  | BRKR-X00001 | MAIN BREAKER MCC-1, 1200A |  | 1200 A | Y | 21
BPS-X00001 | BRADLEY ROAD BOOSTER PUMP STATION |  |  |  |  | BRKR-X00002 | BREAKER TO PUMP - PRIMARY BOOSTER PUMP #1, 400 AMP |  | 400 A | N | 22
BPS-X00001 | BRADLEY ROAD BOOSTER PUMP STATION |  |  |  |  | BRKR-X00003 | BREAKER TO PUMP - PRIMARY BOOSTER PUMP #2, 400 AMP |  | 400 A | N | 23
BPS-X00001 | BRADLEY ROAD BOOSTER PUMP STATION |  |  |  |  | BRKR-X00004 | BREAKER TO PUMP - PRIMARY BOOSTER PUMP #3, 400 AMP |  | 400 A | N | 24
BPS-X00001 | BRADLEY ROAD BOOSTER PUMP STATION |  |  |  |  | BRKR-X00005 | BREAKER TO PUMP - PRIMARY BOOSTER PUMP #4, 400 AMP |  | 400 A | N | 25
BPS-X00001 | BRADLEY ROAD BOOSTER PUMP STATION |  |  |  |  | BRKR-X00006 | BREAKER TO PUMP - PRIMARY BOOSTER PUMP #5, 400 AMP |  | 400 A | N | 26
BPS-X00001 | BRADLEY ROAD BOOSTER PUMP STATION |  |  |  |  | BRKR-X00007 | BREAKER TO PUMP - PRIMARY BOOSTER PUMP #6, 400 AMP |  | 400 A | N | 27
BPS-X00001 | BRADLEY ROAD BOOSTER PUMP STATION |  |  |  |  | BRKR-X00008 | BREAKER TO PUMP - JOCKEY BOOSTER PUMP #1, 100 AMP |  | 100 A | N | 28
BPS-X00001 | BRADLEY ROAD BOOSTER PUMP STATION |  |  |  |  | BRKR-X00009 | BREAKER TO PUMP - JOCKEY BOOSTER PUMP #2, 100 AMP |  | 100 A | N | 29
BPS-X00001 | BRADLEY ROAD BOOSTER PUMP STATION |  |  |  |  | BRKR-X00010 | MAIN BREAKER MCC-2, 1200A |  | 1200 A | Y | 30
BPS-X00001 | BRADLEY ROAD BOOSTER PUMP STATION |  |  |  |  | CP-X00001 | CONTROL PANEL, MAGNETIC FLOW METER 201 |  |  | Y | 31
BPS-X00001 | BRADLEY ROAD BOOSTER PUMP STATION |  |  |  |  | CP-X00002 | CONTROL PANEL, MAGNETIC FLOW METER 202 |  |  | Y | 32
B-FAC | BRADLEY ROAD BOOSTER PUMP STATION |  |  |  |  | CP-X00003 | GENERATOR CONTROL PANEL, BRADLEY RD BPS |  |  | Y | 33
BPS-X00001 | BRADLEY ROAD BOOSTER PUMP STATION |  |  |  |  | MCC-X00001 | MCC-1 BRADLEY RD BPS | MCC-1 |  | Y | 34
BPS-X00001 | BRADLEY ROAD BOOSTER PUMP STATION |  |  |  |  | MCC-X00002 | MCC-2 BRADLEY RD BPS | MCC-1 |  | Y | 35
B-FAC | BRADLEY ROAD BOOSTER PUMP STATION |  |  |  |  | FENCE-X00001 | FENCING BRADLEY RD BPS |  |  | Y | 36
B-FAC | BRADLEY ROAD BOOSTER PUMP STATION |  |  |  |  | FIRE-X00001 | FIRE PROTECTION SYSTEM, ELECTRICAL ROOM, BRADLEY RD BPS |  |  | Y | 37
B-FAC | BRADLEY ROAD BOOSTER PUMP STATION |  |  |  |  | FOUNDATION-X00001 | FOUNDATION BUILDING 1, PUMP STATION BLDG, BRADLEY RD BPS |  |  | Y | 38
B-FAC | BRADLEY ROAD BOOSTER PUMP STATION |  |  |  |  | GATE-X00001 | 24' ROLLING GATE, BRADLEY RD BPS |  | 24 FT | Y | 39
B-FAC | BRADLEY ROAD BOOSTER PUMP STATION |  |  |  |  | GEN-X00001 | GENERATOR BRADLEY RD BPS |  | 800 KW | Y | 40
B-FAC | BRADLEY ROAD BOOSTER PUMP STATION |  |  |  |  | LIGHTING-X00001 | LIGHTING BUILDING 1, PUMP STATION BLDG, BRADLEY RD BPS |  |  | Y | 41
BPS-X00001 | BRADLEY ROAD BOOSTER PUMP STATION |  |  |  |  | METER-X00001 | PRESSURE METER/TRANSMITTER UPSTREAM AUXILIARY PUMP #1 | PE/PIT 310 |  | Y | 42
BPS-X00001 | BRADLEY ROAD BOOSTER PUMP STATION |  |  |  |  | METER-X00002 | PRESSURE METER/TRANSMITTER UPSTREAM AUXILIARY PUMP #2 | PE/PIT 320 |  | Y | 43
BPS-X00001 | BRADLEY ROAD BOOSTER PUMP STATION |  |  |  |  | METER-X00003 | PRESSURE METER/TRANSMITTER UPSTREAM JOCKEY PUMP #1 | PE/PIT 101 |  | Y | 44
BPS-X00001 | BRADLEY ROAD BOOSTER PUMP STATION |  |  |  |  | METER-X00004 | PRESSURE METER/TRANSMITTER UPSTREAM JOCKEY PUMP #2 | PE/PIT 102 |  | Y | 45
BPS-X00001 | BRADLEY ROAD BOOSTER PUMP STATION |  |  |  |  | METER-X00005 | PRESSURE METER/TRANSMITTER DOWNSTREAM JOCKEY PUMP #1 | PE/PIT 201 |  | Y | 46
BPS-X00001 | BRADLEY ROAD BOOSTER PUMP STATION |  |  |  |  | METER-X00006 | PRESSURE METER/TRANSMITTER DOWNSTREAM JOCKEY PUMP #2 | PE/PIT 202 |  | Y | 47
BPS-X00001 | BRADLEY ROAD BOOSTER PUMP STATION |  |  |  |  | METER-X00007 | MAGNETIC FLOW METER, 20" | FE/FIT 201 | 20" | Y | 48
BPS-X00001 | BRADLEY ROAD BOOSTER PUMP STATION |  |  |  |  | METER-X00008 | MAGNETIC FLOW METER, 20" | FE/FIT 202 | 20" | Y | 49
BPS-X00001 | BRADLEY ROAD BOOSTER PUMP STATION |  |  |  |  | CARD-X00001 | A I CARD |  |  | Y | 50
BPS-X00001 | BRADLEY ROAD BOOSTER PUMP STATION |  |  |  |  | CARD-X00002 | A O CARD |  |  | Y | 51
BPS-X00001 | BRADLEY ROAD BOOSTER PUMP STATION |  |  |  |  | CARD-X00003 | D I CARD |  |  | Y | 52
BPS-X00001 | BRADLEY ROAD BOOSTER PUMP STATION |  |  |  |  | CARD-X00004 | D O CARD |  |  | Y | 53
BPS-X00001 | BRADLEY ROAD BOOSTER PUMP STATION |  |  |  |  | RACK-X00001 | RACK 1 |  |  | Y | 54
BPS-X00001 | BRADLEY ROAD BOOSTER PUMP STATION |  |  |  |  | RACK-X00002 | RACK O |  |  | Y | 55
BPS-X00001 | BRADLEY ROAD BOOSTER PUMP STATION |  |  |  |  | RACK-X00003 | SCADA RADION |  |  | Y | 56
BPS-X00001 | BRADLEY ROAD BOOSTER PUMP STATION |  |  |  |  | MODULE-X00001 | INTERFACE MODULE 1, BRADLEY RD BPS |  |  | Y | 57
BPS-X00001 | BRADLEY ROAD BOOSTER PUMP STATION |  |  |  |  | MODULE-X00002 | COMMUNICATION MODULE, BRADLEY RD BPS |  |  | Y | 58
BPS-X00001 | BRADLEY ROAD BOOSTER PUMP STATION |  |  |  |  | MODULE-X00003 | INTERFACE MODULE O, BRADLEY RD BPS |  |  | Y | 59
BPS-X00001 | BRADLEY ROAD BOOSTER PUMP STATION |  |  |  |  | MODULE-X00004 | ETHERNET MODULE, BRADLEY RD BPS |  |  | Y | 60
BPS-X00001 | BRADLEY ROAD BOOSTER PUMP STATION |  |  |  |  | MODULE-X00005 | TELECOMMUNICATION INTERFACE MODULE 1, BRADLEY RD BPS |  |  | Y | 61
BPS-X00001 | BRADLEY ROAD BOOSTER PUMP STATION |  |  |  |  | MODULE-X00006 | TELECOMMUNICATION INTERFACE MODULE 2, BRADLEY RD BPS |  |  | Y | 62
BPS-X00001 | BRADLEY ROAD BOOSTER PUMP STATION |  |  |  |  | MOTOR-X00001 | MOTOR PRIMARY BOOSTER PUMP # 1 |  | 140 HP | Y | 63
BPS-X00001 | BRADLEY ROAD BOOSTER PUMP STATION |  |  |  |  | MOTOR-X00002 | MOTOR PRIMARY BOOSTER PUMP # 2 |  | 140 HP | Y | 64
BPS-X00001 | BRADLEY ROAD BOOSTER PUMP STATION |  |  |  |  | MOTOR-X00003 | MOTOR PRIMARY BOOSTER PUMP # 3 |  | 140 HP | Y | 65
BPS-X00001 | BRADLEY ROAD BOOSTER PUMP STATION |  |  |  |  | MOTOR-X00004 | MOTOR PRIMARY BOOSTER PUMP # 4 |  | 140 HP | Y | 66
BPS-X00001 | BRADLEY ROAD BOOSTER PUMP STATION |  |  |  |  | MOTOR-X00005 | MOTOR PRIMARY BOOSTER PUMP # 5 |  | 140 HP | Y | 67
BPS-X00001 | BRADLEY ROAD BOOSTER PUMP STATION |  |  |  |  | MOTOR-X00006 | MOTOR PRIMARY BOOSTER PUMP # 6 |  | 140 HP | Y | 68
BPS-X00001 | BRADLEY ROAD BOOSTER PUMP STATION |  |  |  |  | MOTOR-X00007 | MOTOR JOCKEY BOOSTER PUMP # 1 |  | 35 HP | Y | 69
BPS-X00001 | BRADLEY ROAD BOOSTER PUMP STATION |  |  |  |  | MOTOR-X00008 | MOTOR JOCKEY BOOSTER PUMP # 2 |  | 35 HP | Y | 70
BPS-X00001 | BRADLEY ROAD BOOSTER PUMP STATION |  |  |  |  | ENGINE-X00001 | AUXILIARY PUMP #1 PUMP ENGINE BRADLEY RD BPS |  |  | Y | 71
BPS-X00001 | BRADLEY ROAD BOOSTER PUMP STATION |  |  |  |  | ENGINE-X00002 | AUXILIARY PUMP #2 PUMP ENGINE BRADLEY RD BPS |  |  | Y | 72
BPS-X00001 | BRADLEY ROAD BOOSTER PUMP STATION |  |  |  |  | PIPE-X00001 | PIPING AND FITTINGS, SUCTION PIPING, 30" PVC PIPE DI FITTINGS |  | 30" | Y | 73
BPS-X00001 | BRADLEY ROAD BOOSTER PUMP STATION |  |  |  |  | PIPE-X00002 | PIPING AND FITTINGS, SUCTION PIPING, 36" PVC PIPE DI FITTINGS |  | 36" | Y | 74
BPS-X00001 | BRADLEY ROAD BOOSTER PUMP STATION |  |  |  |  | PIPE-X00003 | PIPING AND FITTINGS, DISCHARGE PIPING, 30" PVC PIPE DI FITTINGS |  | 30" | Y | 75
BPS-X00001 | BRADLEY ROAD BOOSTER PUMP STATION |  |  |  |  | PIPE-X00004 | PIPE AND FITTINGS MAG METER 201, 20" DI |  | 20" | Y | 76
BPS-X00001 | BRADLEY ROAD BOOSTER PUMP STATION |  |  |  |  | PIPE-X00005 | PIPE AND FITTINGS MAG METER 202, 20" DI |  | 20" | Y | 77
BPS-X00001 | BRADLEY ROAD BOOSTER PUMP STATION |  |  |  |  | PIPE-X00006 | PIPE & FITTINGS BOOSTER PUMP STATION, UPSTREAM, 16" PVC AND DI FITTINGS |  | 16" | Y | 78
BPS-X00001 | BRADLEY ROAD BOOSTER PUMP STATION |  |  |  |  | PIPE-X00007 | PIPE & FITTINGS BOOSTER PUMP STATION, UPSTREAM, 20" PVC PIPE AND DI FITTINGS |  | 20" | Y | 79
BPS-X00001 | BRADLEY ROAD BOOSTER PUMP STATION |  |  |  |  | PIPE-X00008 | PIPE & FITTINGS BOOSTER PUMP STATION, UPSTREAM, 16" SST |  | 16" | Y | 80
BPS-X00001 | BRADLEY ROAD BOOSTER PUMP STATION |  |  |  |  | PIPE-X00009 | PIPE & FITTINGS BOOSTER PUMP STATION, UPSTREAM, 20" SST |  | 20" | Y | 81
BPS-X00001 | BRADLEY ROAD BOOSTER PUMP STATION |  |  |  |  | PIPE-X00010 | PIPE & FITTINGS BOOSTER PUMP STATION, DOWNSTREAM, 14" SST |  | 14" | Y | 82
BPS-X00001 | BRADLEY ROAD BOOSTER PUMP STATION |  |  |  |  | PIPE-X00011 | PIPE & FITTINGS BOOSTER PUMP STATION, DOWNSTREAM, 16" SST |  | 16" | Y | 83
BPS-X00001 | BRADLEY ROAD BOOSTER PUMP STATION |  |  |  |  | PIPE-X00012 | PIPE & FITTINGS BOOSTER PUMP STATION, DOWNSTREAM, 14" DI |  | 14" | Y | 84
BPS-X00001 | BRADLEY ROAD BOOSTER PUMP STATION |  |  |  |  | PIPE-X00013 | PIPE & FITTINGS BOOSTER PUMP STATION, DOWNSTREAM, 16" DI |  | 16" | Y | 85
BPS-X00001 | BRADLEY ROAD BOOSTER PUMP STATION |  |  |  |  | PIPE-X00014 | PIPE AND FITTINGS AUXILARY BOOSTER PUMP STATION, UPSTREAM, 24" SST |  | 24" | Y | 86
BPS-X00001 | BRADLEY ROAD BOOSTER PUMP STATION |  |  |  |  | PIPE-X00015 | PIPE AND FITTINGS AUXILARY BOOSTER PUMP STATION, UPSTREAM, 24" DI |  | 24" | Y | 87
BPS-X00001 | BRADLEY ROAD BOOSTER PUMP STATION |  |  |  |  | PIPE-X00016 | PIPE AND FITTINGS AUXILARY BOOSTER PUMP STATION, DOWNSTREAM, 18" SST |  | 18" | Y | 88
BPS-X00001 | BRADLEY ROAD BOOSTER PUMP STATION |  |  |  |  | PIPE-X00017 | PIPE AND FITTINGS AUXILARY BOOSTER PUMP STATION, DOWNSTREAM, 18" DI |  | 18" | Y | 89
BPS-X00001 | BRADLEY ROAD BOOSTER PUMP STATION |  |  |  |  | PLC-X00001 | PLC, PUMP ROOM, BRADLEY RD BPS |  |  | Y | 90
BPS-X00001 | BRADLEY ROAD BOOSTER PUMP STATION |  |  |  |  | PUMP-X00001 | PRIMARY BOOSTER PUMP # 1 |  | 140 HP | Y | 91
BPS-X00001 | BRADLEY ROAD BOOSTER PUMP STATION |  |  |  |  | PUMP-X00002 | PRIMARY BOOSTER PUMP # 2 |  | 140 HP | Y | 92
BPS-X00001 | BRADLEY ROAD BOOSTER PUMP STATION |  |  |  |  | PUMP-X00003 | PRIMARY BOOSTER PUMP # 3 |  | 140 HP | Y | 93
BPS-X00001 | BRADLEY ROAD BOOSTER PUMP STATION |  |  |  |  | PUMP-X00004 | PRIMARY BOOSTER PUMP # 4 |  | 140 HP | Y | 94
BPS-X00001 | BRADLEY ROAD BOOSTER PUMP STATION |  |  |  |  | PUMP-X00005 | PRIMARY BOOSTER PUMP # 5 |  | 140 HP | Y | 95
BPS-X00001 | BRADLEY ROAD BOOSTER PUMP STATION |  |  |  |  | PUMP-X00006 | PRIMARY BOOSTER PUMP # 6 |  | 140 HP | Y | 96
BPS-X00001 | BRADLEY ROAD BOOSTER PUMP STATION |  |  |  |  | PUMP-X00007 | JOCKEY BOOSTER PUMP # 1 |  | 35 HP | Y | 97
BPS-X00001 | BRADLEY ROAD BOOSTER PUMP STATION |  |  |  |  | PUMP-X00008 | JOCKEY BOOSTER PUMP # 2 |  | 35 HP | Y | 98
BPS-X00001 | BRADLEY ROAD BOOSTER PUMP STATION |  |  |  |  | PUMP-X00009 | AUXILIARY PUMP #1 BRADLEY RD BPS |  |  | Y | 99
BPS-X00001 | BRADLEY ROAD BOOSTER PUMP STATION |  |  |  |  | PUMP-X00010 | AUXILIARY PUMP #2 BRADLEY RD BPS |  |  | Y | 100
B-FAC | BRADLEY ROAD BOOSTER PUMP STATION |  |  |  |  | TANK-X00001 | GENERATOR FUEL TANK, BRADLEY RD BPS, 4000 GAL |  | 4000 GAL | Y | 101
BPS-X00001 | BRADLEY ROAD BOOSTER PUMP STATION |  |  |  |  | TANK-X00002 | AUXILIARY PUMP #1 FUEL TANK, BRADLEY RD BPS, 1000 GAL |  | 1000 GAL | Y | 102
BPS-X00001 | BRADLEY ROAD BOOSTER PUMP STATION |  |  |  |  | TANK-X00003 | AUXILIARY PUMP #2 FUEL TANK, BRADLEY RD BPS, 1000 GAL |  | 1000 GAL | Y | 103
BPS-X00001 | BRADLEY ROAD BOOSTER PUMP STATION |  |  |  |  | VALVE-X00001 | PLUG VALVE, 12", EMERGENCY PUMP OUT SUCTION |  | 12" | Y | 104
BPS-X00001 | BRADLEY ROAD BOOSTER PUMP STATION |  |  |  |  | VALVE-X00002 | GATE VALVE, 12", EMERGENCY PUMP OUT SUCTION |  | 12" | Y | 105
BPS-X00001 | BRADLEY ROAD BOOSTER PUMP STATION |  |  |  |  | VALVE-X00003 | PLUG VALVE, 12", EMERGENCY PUMP OUT DISCHARGE |  | 12" | Y | 106
BPS-X00001 | BRADLEY ROAD BOOSTER PUMP STATION |  |  |  |  | VALVE-X00004 | GATE VALVE, 30", SUCTION PIPING TAP |  | 30" | Y | 107
BPS-X00001 | BRADLEY ROAD BOOSTER PUMP STATION |  |  |  |  | VALVE-X00005 | PLUG VALVE, 36", SUCTION PIPING BPS |  | 36" | Y | 108
BPS-X00001 | BRADLEY ROAD BOOSTER PUMP STATION |  |  |  |  | VALVE-X00006 | PLUG VALVE, 36", SUCTION PIPING AUXILIARY BPS |  | 36" | Y | 109
BPS-X00001 | BRADLEY ROAD BOOSTER PUMP STATION |  |  |  |  | VALVE-X00007 | PLUG VALVE, 24", AUXILIARY BOOST PUMP #1, UPSTREAM |  | 24" | Y | 110
BPS-X00001 | BRADLEY ROAD BOOSTER PUMP STATION |  |  |  |  | VALVE-X00008 | PLUG VALVE, 24", AUXILIARY BOOST PUMP #2, UPSTREAM |  | 24" | Y | 111
BPS-X00001 | BRADLEY ROAD BOOSTER PUMP STATION |  |  |  |  | VALVE-X00009 | PLUG VALVE, 18", AUXILIARY BOOST PUMP #1, DOWNSTREAM |  | 18" | Y | 112
BPS-X00001 | BRADLEY ROAD BOOSTER PUMP STATION |  |  |  |  | VALVE-X00010 | PLUG VALVE, 18", AUXILIARY BOOST PUMP #2, DOWNSTREAM |  | 18" | Y | 113
BPS-X00001 | BRADLEY ROAD BOOSTER PUMP STATION |  |  |  |  | VALVE-X00011 | PLUG VALVE, 20", MAGMETER 201, UPSTREAM |  | 20" | Y | 114
BPS-X00001 | BRADLEY ROAD BOOSTER PUMP STATION |  |  |  |  | VALVE-X00012 | PLUG VALVE, 20", MAGMETER 201, DOWNSTREAM |  | 20" | Y | 115
BPS-X00001 | BRADLEY ROAD BOOSTER PUMP STATION |  |  |  |  | VALVE-X00013 | PLUG VALVE, 20", MAGMETER 202, UPSTREAM |  | 20" | Y | 116
BPS-X00001 | BRADLEY ROAD BOOSTER PUMP STATION |  |  |  |  | VALVE-X00014 | PLUG VALVE, 30", MAGMETER 202, DOWNSTREAM |  | 30" | Y | 117
BPS-X00001 | BRADLEY ROAD BOOSTER PUMP STATION |  |  |  |  | VALVE-X00015 | GATE VALVE, 30", FUTURE CONNECTION DISCHARGE |  | 30" | Y | 118
BPS-X00001 | BRADLEY ROAD BOOSTER PUMP STATION |  |  |  |  | VALVE-X00016 | GATE VALVE, 30", DISCHARGE FORCE MAIN |  | 30" | Y | 119
BPS-X00001 | BRADLEY ROAD BOOSTER PUMP STATION |  |  |  |  | VALVE-X00017 | PLUG VALVE, 30", DISCHARGE FORCE MAIN |  | 30" | Y | 120
BPS-X00001 | BRADLEY ROAD BOOSTER PUMP STATION |  |  |  |  | VALVE-X00018 | PLUG VALVE, 30", DISCHARGE FORCE MAIN |  | 30" | Y | 121
BPS-X00001 | BRADLEY ROAD BOOSTER PUMP STATION |  |  |  |  | VALVE-X00019 | PLUG VALVE, 30", DISCHARGE FORCE MAIN |  | 30" | Y | 122
BPS-X00001 | BRADLEY ROAD BOOSTER PUMP STATION |  |  |  |  | VALVE-X00020 | PLUG VALVE, 36", SUCTION FORCE MAIN |  | 36" | Y | 123
BPS-X00001 | BRADLEY ROAD BOOSTER PUMP STATION |  |  |  |  | VALVE-X00021 | PLUG VALVE, 20", SUCTION FORCE MAIN |  | 20" | Y | 124
BPS-X00001 | BRADLEY ROAD BOOSTER PUMP STATION |  |  |  |  | VALVE-X00022 | PLUG VALVE, 30", SUCTION FORCE MAIN |  | 30" | Y | 125
BPS-X00001 | BRADLEY ROAD BOOSTER PUMP STATION |  |  |  |  | VALVE-X00023 | PLUG VALVE, 30", SUCTION FORCE MAIN |  | 30" | Y | 126
BPS-X00001 | BRADLEY ROAD BOOSTER PUMP STATION |  |  |  |  | VALVE-X00024 | PLUG VALVE, 20", PRIMARY PUMP #1, SUCTION |  | 20" | Y | 127
BPS-X00001 | BRADLEY ROAD BOOSTER PUMP STATION |  |  |  |  | VALVE-X00025 | PLUG VALVE, 20", PRIMARY PUMP #2, SUCTION |  | 20" | Y | 128
BPS-X00001 | BRADLEY ROAD BOOSTER PUMP STATION |  |  |  |  | VALVE-X00026 | PLUG VALVE, 20", PRIMARY PUMP #3, SUCTION |  | 20" | Y | 129
BPS-X00001 | BRADLEY ROAD BOOSTER PUMP STATION |  |  |  |  | VALVE-X00027 | PLUG VALVE, 20", PRIMARY PUMP #4, SUCTION |  | 20" | Y | 130
BPS-X00001 | BRADLEY ROAD BOOSTER PUMP STATION |  |  |  |  | VALVE-X00028 | PLUG VALVE, 20", PRIMARY PUMP #5, SUCTION |  | 20" | Y | 131
BPS-X00001 | BRADLEY ROAD BOOSTER PUMP STATION |  |  |  |  | VALVE-X00029 | PLUG VALVE, 20", PRIMARY PUMP #6, SUCTION |  | 20" | Y | 132
BPS-X00001 | BRADLEY ROAD BOOSTER PUMP STATION |  |  |  |  | VALVE-X00030 | PLUG VALVE, 16", JOCKEY PUMP #1, SUCTION |  | 16" | Y | 133
BPS-X00001 | BRADLEY ROAD BOOSTER PUMP STATION |  |  |  |  | VALVE-X00031 | PLUG VALVE, 16", JOCKEY PUMP #2, SUCTION |  | 16" | Y | 134
BPS-X00001 | BRADLEY ROAD BOOSTER PUMP STATION |  |  |  |  | VALVE-X00032 | PLUG VALVE, 16", PRIMARY PUMP #1, DISCHARGE |  | 16" | Y | 135
BPS-X00001 | BRADLEY ROAD BOOSTER PUMP STATION |  |  |  |  | VALVE-X00033 | PLUG VALVE, 16", PRIMARY PUMP #2, DISCHARGE |  | 16" | Y | 136
BPS-X00001 | BRADLEY ROAD BOOSTER PUMP STATION |  |  |  |  | VALVE-X00034 | PLUG VALVE, 16", PRIMARY PUMP #3, DISCHARGE |  | 16" | Y | 137
BPS-X00001 | BRADLEY ROAD BOOSTER PUMP STATION |  |  |  |  | VALVE-X00035 | PLUG VALVE, 16", PRIMARY PUMP #4, DISCHARGE |  | 16" | Y | 138
BPS-X00001 | BRADLEY ROAD BOOSTER PUMP STATION |  |  |  |  | VALVE-X00036 | PLUG VALVE, 16", PRIMARY PUMP #5, DISCHARGE |  | 16" | Y | 139
BPS-X00001 | BRADLEY ROAD BOOSTER PUMP STATION |  |  |  |  | VALVE-X00037 | PLUG VALVE, 16", PRIMARY PUMP #6, DISCHARGE |  | 16" | Y | 140
BPS-X00001 | BRADLEY ROAD BOOSTER PUMP STATION |  |  |  |  | VALVE-X00038 | PLUG VALVE, 14", JOCKEY PUMP #1, DISCHARGE |  | 14" | Y | 141
BPS-X00001 | BRADLEY ROAD BOOSTER PUMP STATION |  |  |  |  | VALVE-X00039 | PLUG VALVE, 14", JOCKEY PUMP #2, DISCHARGE |  | 14" | Y | 142
BPS-X00001 | BRADLEY ROAD BOOSTER PUMP STATION |  |  |  |  | VALVE-X00040 | CHECK VALVE, 18", AUXILIARYPUMP #1, DISCHARGE |  | 18" | Y | 143
BPS-X00001 | BRADLEY ROAD BOOSTER PUMP STATION |  |  |  |  | VALVE-X00041 | CHECK VALVE, 18", AUXILIARY PUMP #2, DISCHARGE |  | 18" | Y | 144
BPS-X00001 | BRADLEY ROAD BOOSTER PUMP STATION |  |  |  |  | VALVE-X00042 | CHECK VALVE, 16", PRIMARY PUMP #1, DISCHARGE |  | 16" | Y | 145
BPS-X00001 | BRADLEY ROAD BOOSTER PUMP STATION |  |  |  |  | VALVE-X00043 | CHECK VALVE, 16", PRIMARY PUMP #2, DISCHARGE |  | 16" | Y | 146
BPS-X00001 | BRADLEY ROAD BOOSTER PUMP STATION |  |  |  |  | VALVE-X00044 | CHECK VALVE, 16", PRIMARY PUMP #3, DISCHARGE |  | 16" | Y | 147
BPS-X00001 | BRADLEY ROAD BOOSTER PUMP STATION |  |  |  |  | VALVE-X00045 | CHECK VALVE, 16", PRIMARY PUMP #4, DISCHARGE |  | 16" | Y | 148
BPS-X00001 | BRADLEY ROAD BOOSTER PUMP STATION |  |  |  |  | VALVE-X00046 | CHECK VALVE, 16", PRIMARY PUMP #5, DISCHARGE |  | 16" | Y | 149
BPS-X00001 | BRADLEY ROAD BOOSTER PUMP STATION |  |  |  |  | VALVE-X00047 | CHECK VALVE, 16", PRIMARY PUMP #6, DISCHARGE |  | 16" | Y | 150
BPS-X00001 | BRADLEY ROAD BOOSTER PUMP STATION |  |  |  |  | VALVE-X00048 | CHECK VALVE, 14", JOCKEY PUMP #1, DISCHARGE |  | 14" | Y | 151
BPS-X00001 | BRADLEY ROAD BOOSTER PUMP STATION |  |  |  |  | VALVE-X00049 | CHECK VALVE, 14", JOCKEY PUMP #2, DISCHARGE |  | 14" | Y | 152
BPS-X00001 | BRADLEY ROAD BOOSTER PUMP STATION |  |  |  |  | VFD-X00001 | VFD PRIMARY BOOSTER PUMP # 1, BRADLEY RD BPS | VFD-120 | 140 HP | Y | 153
BPS-X00001 | BRADLEY ROAD BOOSTER PUMP STATION |  |  |  |  | VFD-X00002 | VFD PRIMARY BOOSTER PUMP # 2, BRADLEY RD BPS | VFD-130 | 140 HP | Y | 154
BPS-X00001 | BRADLEY ROAD BOOSTER PUMP STATION |  |  |  |  | VFD-X00003 | VFD PRIMARY BOOSTER PUMP # 3, BRADLEY RD BPS | VFD-140 | 140 HP | Y | 155
BPS-X00001 | BRADLEY ROAD BOOSTER PUMP STATION |  |  |  |  | VFD-X00004 | VFD PRIMARY BOOSTER PUMP # 4, BRADLEY RD BPS | VFD-220 | 140 HP | Y | 156
BPS-X00001 | BRADLEY ROAD BOOSTER PUMP STATION |  |  |  |  | VFD-X00005 | VFD PRIMARY BOOSTER PUMP # 5, BRADLEY RD BPS | VFD-230 | 140 HP | Y | 157
BPS-X00001 | BRADLEY ROAD BOOSTER PUMP STATION |  |  |  |  | VFD-X00006 | VFD PRIMARY BOOSTER PUMP # 6, BRADLEY RD BPS | VFD-240 | 140 HP | Y | 158
BPS-X00001 | BRADLEY ROAD BOOSTER PUMP STATION |  |  |  |  | VFD-X00007 | VFD JOCKEY BOOSTER PUMP # 1, BRADLEY RD BPS | VFD-110 | 35 HP | Y | 159
BPS-X00001 | BRADLEY ROAD BOOSTER PUMP STATION |  |  |  |  | VFD-X00008 | VFD JOCKEY BOOSTER PUMP # 2, BRADLEY RD BPS | VFD-210 | 35 HP | Y | 160

## Vendor - Manufacturer
Vendor and Manufacturer Data
Vendor ID | VendorName | Address | City | State | ZIP | Phone | Fax | Contact Name | Contact Phone | Contact Fax | Contact email

## Local Representative
Local Representative Data
Company Name | Address | City | State | ZIP | Contact Name | Contact Phone | Contact Fax | Contact email | Vendor ID / Man. ID
4

## Spare Parts
Spare Part Data
Spare Part or Kit ID | Spare Part / Kit Description | Vendor ID | Kit Contents | Asset ID(s)

## Preventative Maintenance
Preventive Maintenance Header
| PM ID | PM Description | Frequency - Calendar | Frequency - Runtime | Applicable Asset ID(s)
Preventive Maintenance Tasks
PM ID | Step | Step Description | Spare Part / Kit ID | Spare Part / Kit Quantify | Special Tools / Equipment Description

## Assets - Sample
Asset Data
Asset Data | Attributes required for all equipment | [6 empty] | Additional Attributes based on Classification
Asset Description | Vendor | Serial Number | Model | Life Expectancy (Years) | Purchase Price | Warranty Start Date | Warranty Duration (Years) | Horsepower | Ratio | Input | Output
AERATOR 1, RESERVOIR #1, GREENLAND WTP | VENDORA | RF77 | ABX | 25 | 5000 | 2012-05-01 | 1 Year | 25 | 7.22:1 | 1770 rpm | 245 rpm
Description | Vendor | Serial Number | Model | Life Expectancy (Years) | Purchase Price | Warranty Start Date | Warranty Duration (Years) | Service Factor | Frame | Horsepower | Phase | RPM | Hertz | Volts
Mechanical Bar Screen #1 Motor | VENDORA | 086811-01 |  |  | 10000 | 2012-05-01 | 2 Years | 1.15 | 447VP | 25 | 3 | 1770 | 60 | 460
Description | Vendor | Serial Number | Model | Life Expectancy (Years) | Purchase Price | Warranty Start Date | Warranty Duration (Years) | Service Factor | Frame | Horsepower | Phase | RPM | Hertz | Volts
Effluent Pump #1 Motor | VENDORA | 20080665-100R1 |  |  | 7000 | 2012-06-01 | 5 Years | 1.15 | 447VP | 100 | 3 | 885 | 60 | 460

## Vendor - Manufacturer Sample
Vendor and Manufacturer Data
Vendor ID / Man. ID | Vendor/ Manufacturer Name | Address | City | State | ZIP | Phone | Fax | Contact Name | Contact Phone | Contact Fax | Contact email
ACME | ACME Company | 1 Main St | Jacksonville | FL | 32210 | 9041234567 | 9041234568 | John Doe | 1234569 | 1234560 | john.doe@acme.com
VENDORA | Vendor A | 2 Main St | Jacksonville | FL | 32210 | 9042222222 | 9042222223 | Jane Doe | 2222224 | 2222225 | jane.doe@vendora.com

## Local Representative Sample
Local Representative Data
Company Name | Address | City | State | ZIP | Contact Name | Contact Phone | Contact Fax | Contact email
Rep Company A | 3 Main St | Jacksonville | FL | 32210 | John Smith | 1234569 | 1234560 | john.smith@rep-a.com
Rep Company B | 4 Main St | Jacksonville | FL | 32210 | Jane Smith | 2222224 | 2222225 | jane.smith@rep-b.com

## Spare Parts Sample
Spare Part Data
Spare Part or Kit ID | Spare Part / Kit Description | Vendor/Manufacturer ID | Kit Contents | Asset ID(s)
EXURXN2 | Exxon Mobil Unirex N2 Lithium Complex Grease, NLGI #2 with additives | VENDORA |  | GR0001, GR0002
ASCORBK | ASCO Rebuild Kit | ACME |  | VALVE111, VALVE112, VALVE113, VALVE114
1 Retaining cap
1 Retaining clip
1 Solenoid base sub-assembly
1 Bonnet gasket
1 Core spring
1 Core diaphragm sub-assembly
1 Body gasket
MOB600 | Mobilgear 600 XP-150, ISO 150 | VENDORA |  | GR0001, GR0002

## Preventative Maintenance Sample
Preventive Maintenance Header
| PM ID | PM Description | Frequency - Calendar | Frequency - Runtime | Applicable Asset ID(s)
| 1 | Mechanical Screen grease every 20,000 Hours or 5 Years whichever comes first | 5 YEARS | 20000 HOURS | GR0001
GR0002
| 2 | Mechanical Screen Drive Oil Change | 6 MONTHS | 2500 HOURS | GR0001
GR0002
| 3 | Mechanical Screen Monthly Maintenance | 1 MONTH |  | SCREEN001
SCREEN002
Preventive Maintenance Tasks
PM ID | Step | Step Description | Spare Part / Kit ID | Spare Part / Kit Quantity | Special Tools / Equipment Description
1 | 10 | Grease Screen Drive gear reducer (input section) | EXURXN2 | 0.5 Gallons
1 | 20 | Grease Brush Drive gear reducer (input section) | EXURXN2 | 0.5 Gallons
2 | 10 | Change Oil on Screen drive gear reducer (output section) | MOB600 | 0.87 Gallons
3 | 10 | Clean interior of Screen. Use high pressure washer to remove accumulated debris, particularly on the screen belt, spray system headers, and discharge chite seal. Do not apply high pressure wash to the brush bristles. |  |  | High Pressure Washer
3 | 20 | Clean exterior of reducers and motors. Check external temperature of drive gear reducers and motors. If high, check motor amp draw and insulation. Repair or replace drives as needed.
3 | 30 | Check all fasteners on the screen and brush drives. Check nuts on anchor bolts. Tighten as required.