## Sheet1
086-18 Appendix A Reponse Workbook for MRO Items for JEA Inventory Stock
Vendor Name:
Instructions: Insert the requested information in the green highlighted sections. Only the approved manufacturers and part numbers specified in column E will be accepted at the time bids are due. You must quote one of the options in Column E within Column F. The lead time listed in Column K must be the number of calendar days after receipt of order that JEA will receive the material, not the number of days to ship. This should be a specific number of days, do not quote a range. Any blanks left on the workbook will be considered to be a "no bid."
JEA Item ID | Warehouse | Commodity Category | Item Description | Mfg Name & Mfg Part Number | Quoted Manufactuer & Manufactuer Part Number (You can only choose one) | EA | 2015 Usage | 2016 Usage | 2017 Usage | Avg. Annual Usage | Quoted Unit Price | Proposed Bid Price | Lead Time: In Calendar Days After Receipt of Order | Standard Order Quantities (if applicable)
ABRCO035 | NGS Stores | ABRASIVES | COMPOUND, LAPPING, 180 GRIT - MEDIUM COARSE, GRADE D, 1 LB, | 1 . CLOVER COMPOUND GRADE D |  | EA | 0 | 1 | 0 | 0.33333 |  | 0
ABRDI036 | NGS Stores | ABRASIVES | DISC, ABRASIVE 4 1/2" X 1/4" X 5/8"-11 THREAD, TYPE 27 A24R-BF, 13,300 MAX RPM. | 1 . BULLARD 28469 2 . NORTON 43593 |  | EA | 100 | 0 | 0 | 33.3333 |  | 0
ABRPA005 | CSC Stores | ABRASIVES | PAD, ABRASIVE HAND, ULTRA FINE, 6" X 9" GRAY, 20-PADS PER BOX SILICON CARBIDE | 1 . NORTON 95390 2 . UNITED ABRASIVES, INC. 77448 3 . WEILER CORPORATION 51434 |  | EA | 0 | 100 | 0 | 33.3333 |  | 0
ABRPA010 | NGS Stores | ABRASIVES | PAD, SCOURING, NYLON, 6" WIDE X 9" LONG, TYPE #96, GREEN, (20 PADS P/BOX) | 1 . 3M SCOTCH - BRIGHT 2 . ACS INDUSTRIES SO96 3 . BRITE STAR 496 |  | EA | 1240 | 1060 | 840 | 1046.6667 |  | 0
ABRSA003 | NGS Stores | ABRASIVES | GARNET, BLASTING ABRASIVE, 30/60 GMA, 55 # BAG, MAINTENANCE BLASTING CABINETS, (1 EACH = ONE 55 LB. BAG) | 1 . BARTON 30/60 GMA |  | EA | 0 | 0 | 10 | 3.3333 |  | 0
ABRSS001 | CSC Stores | ABRASIVES | SCREENCLOTH, OPEN MESH SANDING, 1 1/2" X 25 YARD ROLL, 120 GRIT | 1 . FASTENAL 0200345 2 . RELIANCE FASTENERS INC. 305011 |  | EA | 4 | 0 | 0 | 1.3333 |  | 0
ABRSS002 | CSC Stores | ABRASIVES | SCREENCLOTH, OPEN MESH SANDING, 1 1/2" X 10 YARD ROLL, 180 GRIT, J.C. WHITLAM MFG.CO. | 1 . RELIANCE FASTENERS INC. 305012 2 . WHITLAM OM10 |  | EA | 24 | 0 | 0 | 8 |  | 0
ABRST010 | NGS Stores | ABRASIVES | STONE, BENCH, 8" LONG X 2" WIDE X 1" THICK, | 1 . BAY STATE A115996 CAT#C-79-CF 2 . CARBORUNDUM ABRASIVE CO. 61054 CAT#R108 3 . NORTON 85455 ITEM#JB8 |  | EA | 20 | 20 | 0 | 13.3333 |  | 0
ABRST028 | NGS Stores | ABRASIVES | STONE, ROUND, COMBINATION, 4" DIA X 1-1/2" THICH, CRYSTOLON NORTON P/N JB-74 | 1 . NORTON JB-74 |  | EA | 9 | 7 | 2 | 6 |  | 0
ABRST029 | NGS Stores | ABRASIVES | STONE, ROUND, COMBINATION, 4" DIA X 1" THICK, CRYSTOLON, NORTON | 1 . NORTON JB64 |  | EA | 0 | 0 | 0 | 0 |  | 0
ADCAA001 | CSC Stores | ADHESIVES & COMPOUNDS | CEMENT, RUBBER - HEAVY DUTY, BRUSH APPLICATOR TOP, SINGLE COMPONENT, WATERPROOF. USED TO BOND RUBBER TO STEEL. QUART CANS ONLY. ** EXPIRATION DATE MUST BE PUT ON OUTSIDE OF CAN. | 1 . R-H PRODUCTS CO., INC. XL-8-QUART |  | EA | 12 | 12 | 0 | 8 |  | 0
ADCAC005 | NGS Stores | ADHESIVES & COMPOUNDS | FLUID, ETHYLENE GLYCOL-BASED HEAT TRANSFER FLUID, INHIBITED, FLOURESCENT PINK, (ATOMIZING AIR COMPRESSORS), DOW CHEM, 55 GAL DRUM, N01/N02, WORK CTR 1-5. | 1 . DOW CHEMICAL DOWTHERM SR-1 |  | EA | 0 | 0 | 3 | 1 |  | 0
ADCAD002 | CSC Stores | ADHESIVES & COMPOUNDS | ADHESIVE, FOR CURB MARKERS | 1 . DAS MANUFACTURING INC. RS-2225 2 . REPNET INC. RS-2225 |  | EA | 36 | 24 | 96 | 52 |  | 0
ADCAD005 | NGS Stores | ADHESIVES & COMPOUNDS | ADHESIVE KIT, EPOXY, ZIP PATCH TYPE, FOR PERMANENT, WATER PROOF FIELD REPAIR. (1 PATCH PER KIT) * * * * * SHELF LIFE ITEM * * * * *EXPIRATION DATE MUST APPEAR ON EACH INDIVIDUAL ITEM | 1 . DEVCON 11500 |  | EA | 12 | 5 | 10 | 9 |  | 0
ADCAD035 | NGS Stores | ADHESIVES & COMPOUNDS | ADHESIVE, QUICK SET, STYLE 404, .33 OUNCE BOTTLE, | 1 . LOCTITE 465-51 |  | EA | 180 | 192 | 192 | 188 |  | 0
ADCAD040 | NGS Stores | ADHESIVES & COMPOUNDS | THREADLOCKER, LOCTITE 277, (RED) HIGH STRENGHT, FASTENERS UP TO 1 1/2" (36 MM), AFTER FASTENER IS REMOVABLE WITH HEAT ( 450 DEG F) AND HAND TOOLS. 10ML BOTTLE. | 1 . LOCTITE 277 |  | EA | 4 | 22 | 10 | 12 |  | 0
ADCAD050 | NGS Stores | ADHESIVES & COMPOUNDS | THREADLOCKER, LOCTITE 242, (BLUE) GENERAL PURPOSE, REMOVABLE, FASTENERS BETWEEEN 1/4" AND 3/4"(6 TO 20 MM), CAN BE SEPARATED USEING HAND TOOLS, 10ML BOTTLE. | 1 . LOCTITE 24221 |  | EA | 40 | 73 | 32 | 48.3333 |  | 0
ADCAD060 | CSC Stores | ADHESIVES & COMPOUNDS | ADHESIVE, NON-REMOVABLE THREAD LOCKING, LOCTITE 262, RED, 1.69 FL.OZ. BOTTLE, FOR HIGH STRENGTH, EXTREME ENVIRONMENTAL CONDITIONS | 1 . LOCTITE 262-31 |  | EA | 3 | 2 | 7 | 4 |  | 0
ADCAD070 | CSC Stores | ADHESIVES & COMPOUNDS | ADHESIVE, NON-REMOVABLE THREAD LOCKING, LOCTITE 271, RED, 1.69 FL.OZ. BOTTLE, FOR HIGH STRENGTH, STUDS & BOLTS UP TO 1" DIAMETER | 1 . LOCTITE 271-31 |  | EA | 2 | 4 | 0 | 2 |  | 0
ADCAD071 | NGS Stores | ADHESIVES & COMPOUNDS | THREADLOCKER, (RED) LOCTITE 271, HIGH STRENGTH, LOW VISCOSITY, FASTENERS UP TO 1" (25 MM) DIAMETER, 10ML BOTTLE. | 1 . LOCTITE 27121 |  | EA | 36 | 29 | 26 | 30.3333 |  | 0
ADCAD092 | NGS Stores | ADHESIVES & COMPOUNDS | ADHESIVE, FILMCOR, 12 OZ. SPRAY, CAT # 915 ( EA= 1 CAN; 12 CANS PER CASE ) ( NGS - L.S. PREP. AIR HEATER COMBUSTION FAN FILTERS ) | 1 . AIRSAN 900672 |  | EA | 0 | 12 | 0 | 4 |  | 0
ADCAZ020 | NGS Stores | ADHESIVES & COMPOUNDS | ANTIFREEZE, RUST INHIBITOR, 55 GAL DRUM, FRAME 7B COMBUSTION TURBINES, N38, WORK CTR 3-4. | 1 . NAPA NAF 55 GAL. |  | EA | 0 | 4 | 16 | 6.6667 |  | 0
ADCCE001 | NGS Stores | ADHESIVES & COMPOUNDS | CEMENT, MULTI-PURPOSE, WELD-ON 790, FOR USE ON PVC, CPVC & ABS, CLEAR, MED. BODIED, FAST SETING, (MUST BE 1/2 PINT [8 OZ] ONLY), EXPIRATION DATE MUST APPEAR ON EACH INDIVIDUAL ITEM | 1 . IPS PROD #790-10259 (OBD) 2 . OATEY CO. 30821 |  | EA | 26 | 61 | 48 | 45 |  | 0
ADCCL001 | CSC Stores | ADHESIVES & COMPOUNDS | MVP A LIQUID, HEAVY-DUTY, WATERLESS HAND CLEANER, 32 OZ FLIP TOP BOTTLE, 12 QUARTS PER CASE | 1 . ZEP MANUFACTURING CO. 92703 |  | EA | 144 | 60 | 108 | 104 |  | 0
ADCCL002 | CSC Stores | ADHESIVES & COMPOUNDS | CLEANER, HAND, CITRUS BASE THAT IS NON TOXIC, BIODEGRADABLE, NON-FLAMMABLE. LIQUID (WITHOUT LANOLIN) 55 OR 20 GAL. DRUM, EXPIRATION DATE MUST APPEAR ON EACH INDIVIDUAL ITEM | 1 . CARROLL COMPANY SCC 170 2 . GOLDEN GEM GROWERS, INC. 176-755-270 3 . ZEP MANUFACTURING CO. 0991 |  | EA | 1 | 6 | 0 | 2.3333 |  | 0
ADCCL004 | NGS Stores | ADHESIVES & COMPOUNDS | CLEANER, PVC PIPE, EZ-WELD, 1 QUART CAN, EZ WELD P/N 214 | 1 . EZ WELD 214 2 . IPS C65 3 . OATEY CO. 30805-32 OZ. |  | EA | 159 | 252 | 156 | 189 |  | 0
ADCCL005 | CSC Stores | ADHESIVES & COMPOUNDS | CLEANER, GASKET & CONTACT CEMENT REMOVER 18 OZ. AERASOL CAN, ALSO REMOVES VARNISH PAINT & DECALS, LIFT-OFF, UNITED 189 ***NO SUBSTITUTE*** | 1 . UNITED LABORATORIES INC. 189 |  | EA | 0 | 12 | 0 | 4 |  | 0
ADCCL006 | CSC Stores | ADHESIVES & COMPOUNDS | CLEANER, HAND, GO-JO 800-ML. NO SUBSTITUTE, EXPIRATION DATE MUST APPEAR ON EACH INDIVIDUAL ITEM | 1 . GATEWAY CHEMICALS INC. GWC 1 2 . GO-JO INDUSTRIES, INC. PURELL 9756 3 . ZEP MANUFACTURING CO. 0916 |  | EA | 0 | 0 | 25 | 8.3333 |  | 0
ADCCL009 | NGS Stores | ADHESIVES & COMPOUNDS | DISPENSER, HAND CLEANER SIZE: 2000 ML. ( NO SUB ) | 1 . GO-JO INDUSTRIES, INC. 7200 |  | EA | 4 | 0 | 1 | 1.6667 |  | 0
ADCCL010 | CSC Stores | ADHESIVES & COMPOUNDS | CLEANER, HAND WATERLESS, 16OZ BOTTLE, TRUE GRIT UNITED 58 REMOVES GROUND-IN SOILS COMPLETELY WHILE CONDITIONING THE SKIN WITH LANOLIN **** NO SUBSTITUTES **** | 1 . UNITED LABORATORIES 55812 |  | EA | 156 | 168 | 108 | 144 |  | 0
ADCCL015 | NGS Stores | ADHESIVES & COMPOUNDS | CLEANER, CABLE, FOR: SHRINK WRAP PREP. | 1 . CRC CHEMICAL 02069 |  | EA | 109 | 112 | 36 | 85.6667 |  | 0
ADCCL020 | NGS Stores | ADHESIVES & COMPOUNDS | CLEANER, CONTACT, INSTANT, "NO CFC'S", 14-16 OZ. AEROSOL CAN | 1 . CRC CHEMICALS, USA 03070 2 . DAYTON 4X598B 3 . LPS LABORATORIES 04016 |  | EA | 0 | 48 | 36 | 28 |  | 0
ADCCL021 | NGS Stores | ADHESIVES & COMPOUNDS | CLEANER, NON FLAMMABLE,CONTACT SAFETY SOLVENT, LECTRON ULTRA, 10 OZ. AEROSOL CAN, NO FLASH POINT, DIELECTRIC STRENGTH 18 KV, RAPID EVAPORIZATION RATE NO RESIDUE ***12 CANS PER CASE*** ***NO SUBSTITUTE*** | 1 . MISTY A00369 |  | EA | 28 | 54 | 12 | 31.3333 |  | 0
ADCCL025 | CSC Stores | ADHESIVES & COMPOUNDS | CLEANER, MULTI-PURPOSE DEGREASER, CITRUS BIO-DEGRAD, PRODUCT HAD 118F FLASHPOINT, ENVIROMENTALLY SAFE, 24 FLUID AEROSOL CAN, * EXPIRATION DATE MUST BE ON OUTSIDE OF INDIVIDUAL ITEM*. | 1 . GATEWAY CHEMICALS INC. GREASE OFF 2 . SELIG CHEMICAL INDUSTRIES C4 |  | EA | 96 | 120 | 120 | 112 |  | 0
ADCCL030 | CSC Stores | ADHESIVES & COMPOUNDS | CLEANER AND DEGREASER, FOR CLEANING TOOLS & EQUIPMENT, AEROSOL CAN, 15 TO 18 OUNCE, * TO BE AWARDED BY THE OUNCE *MANUFACTURING BIRTH DATE MUST APPEAR ON EACH INDIVIDUAL ITEM | 1 . CRC CHEMICAL 03110 2 . GOLD COAST CHEMICAL 5727 3 . RAINBOW 4305 |  | EA | 36 | 36 | 60 | 44 |  | 0
ADCCO002 | NGS Stores | ADHESIVES & COMPOUNDS | COMPOUND, PIPE THREAD, TYPE #5, 8 OZ. CAN, | 1 . RECTORSEAL 25551 |  | EA | 18 | 58 | 24 | 33.3333 |  | 0
ADCCR005 | NGS Stores | ADHESIVES & COMPOUNDS | CLEANER, CRACK-CHECK, DYNA-FLUX 16 OZ CAN AEROSOL SPRAY CAN WITH 8.5 OZ OF PRODUCT NO SUB | 1 . DYNA-FLUX CF315-16 2 . DYNA-FLUX COM CLEANER |  | EA | 96 | 132 | 24 | 84 |  | 0
ADCEP001 | NGS Stores | ADHESIVES & COMPOUNDS | EPOXY, FAST CURE POXY PAK, 1 OZ SYRINGE, (12 PER CASE) | 1 . LOCTITE 1324007 |  | EA | 40 | 81 | 48 | 56.3333 |  | 0
ADCFL001 | NGS Stores | ADHESIVES & COMPOUNDS | FLUID, STARTING, GASOLINE/DIESEL ENGINE, DOT-2P, 11 OZ. AEROSOL CAN, NAPA P/N 7212 | 1 . CRC CHEMICALS, USA 05671 2 . NAPA 7212 |  | EA | 12 | 24 | 24 | 20 |  | 0
ADCFO500 | CSC Stores | ADHESIVES & COMPOUNDS | SEALANT, FOAM, QUICK SEAL EXPANDING FOAM, 12 OZ AEROSOL CAN | 1 . RAINBOW 79547 |  | EA | 36 | 24 | 12 | 24 |  | 0
ADCGR002 | CSC Stores | ADHESIVES & COMPOUNDS | GRAFFITI REMOVER, 15 OZ. AEROSOL CAN, 20 OZ. GROSS, 12 - 20 OZ. CANS P/BOX | 1 . BRULIN CO. 50G012-50 2 . HILL MFG. CO. 5018 3 . ZEP MANUFACTURING CO. 032401 4 . ZEP MANUFACTURING CO. RO6201 |  | EA | 35 | 0 | 12 | 15.6667 |  | 0
ADCMI001 | CSC Stores | ADHESIVES & COMPOUNDS | ADHESIVE, POLE TAG, 2.8 FL. OZ. TUBE TRANSLUCENT COLOR, EXPIRATION DATE MUST APPEAR ON EACH INDIVIDUAL ITEM | 1 . DEVCON 17100 2 . DOW CORNING 733 3 . GENERAL ELECTRIC CO. RTV 108 |  | EA | 1100 | 1104 | 1580 | 1261.3333 |  | 0
ADCMI002 | CSC Stores | ADHESIVES & COMPOUNDS | CEMENT, CLEAR, QUICK-SET, ONE-QUART CANS | 1 . CAN TEX 7210413 2 . CARLON VC9982 3 . CONDUX 85191-03 4 . IPS WELD-ON#705 5 . LCP CHEMICALS AND PLASTICS INC 403-2 6 . RECTOR SEAL 55985 7 . UNITED ELCHEM IND. 40436S 8 . WELD-ALL WA712232 |  | EA | 178 | 276 | 294 | 249.3333 |  | 0
ADCMI018 | CSC Stores | ADHESIVES & COMPOUNDS | DIELECTRIC, SILICONE, 5.3 OZ TUBE ***NO SUBSTITUTE*** EXPIRATION DATE MUST APPEAR ON EACH INDIVIDUAL ITEM | 1 . DOW CORNING 5CMPD150GTUBE |  | EA | 150 | 250 | 225 | 208.3333 |  | 0
ADCMI019 | CSC Stores | ADHESIVES & COMPOUNDS | CLEANER, FIBERGLASS/RUBBER, 5 GALLON CAN TAINER (1 EACH = ONE 5 GAL. CONTAINER). | 1 . HASTINGS FIBERGLASS PRODUCTS I 10-195 |  | EA | 18 | 18 | 78 | 38 |  | 0
ADCMI021 | CSC Stores | ADHESIVES & COMPOUNDS | DEGREASER, CABLE, CLEANER, 55-GALLON DRUM FOR PREPARATION OF CABLE FOR SPLICING/TERMINATING,EXPIRATION DATE MUST APPEAR ON EACH INDIVIDUAL ITEM | 1 . AMERICAN POLYWATER CORP. HP-DRUM 2 . ARNCO INC. CLC C500 55DR 3 . POWER-TEL UTIITY SALES PF55 |  | EA | 0 | 0 | 0 | 0 |  | 0
ADCMI026 | CSC Stores | ADHESIVES & COMPOUNDS | LUBRICANT, CABLE PULLING 5-GALLON PAIL WITHOUT BAGS | 1 . AMERICAN POLYWATER CORP. J640 2 . ARNCO INC. HL-F200-5GPS 3 . PT TECHNOLOGY TLHD05 4 . RAINBOW 8283 |  | EA | 49 | 28 | 77 | 51.3333 |  | 0
ADCPU005 | NGS Stores | ADHESIVES & COMPOUNDS | REPAIR PUTTY, FAST SETTING, TWO PART EPOXY, 4 OZ STICK | 1 . CRC CHEMICAL 14070 |  | EA | 126 | 213 | 84 | 141 |  | 0
ADCSE001 | CSC Stores | ADHESIVES & COMPOUNDS | SEALANT, THREAD WITH TEFLON, 16 OZ., ITEM 80633, PERMATEX P/N 14D | 1 . ITW / PERMATEX 80633 |  | EA | 36 | 30 | 84 | 50 |  | 0
ADCSE002 | NGS Stores | ADHESIVES & COMPOUNDS | SEALANT, GASKET, HIGH TACK SPRAY, 9 OZ. AEROSOL CAN | 1 . LOCTITE 30526 2 . PERMATEX 80065 |  | EA | 0 | 0 | 5 | 1.6667 |  | 0
ADCSE015 | NGS Stores | ADHESIVES & COMPOUNDS | SEALANT, JOINT, GORETEX, 3/16" X 75', 100% VIRGIN TEFLON SELF ADHERING, W.L. GORE | 1 . W.L. GORE 0075C |  | EA | 3 | 0 | 1 | 1.3333 |  | 0
ADCSE017 | NGS Stores | ADHESIVES & COMPOUNDS | SEALANT, JOINT, GORE-TEX, 1/4" X 50', 100% VIRGIN TEFLON SELF ADHERING, W.L. GORE | 1 . W.L. GORE 0050D |  | EA | 9 | 14 | 0 | 7.6667 |  | 0
ADCSE020 | NGS Stores | ADHESIVES & COMPOUNDS | SEALANT, JOINT, GORE-TEX, 3/8" X 25' 100% VIRGIN TEFLON SELF ADHERING | 1 . W.L. GORE 3/8" X 25' |  | EA | 29 | 34 | 0 | 21 |  | 0
ADCSE029 | CSC Stores | ADHESIVES & COMPOUNDS | FOAM, SPRAY CAN, CF810 ( I EACH = 1 CASE OF 12 CANS), ( NO SUB.) EXPIRATION DATE MUST APPEAR ON EACH INDIVIDUAL ITEM | 1 . HILTI CORP. 2005479 |  | EA | 12 | 5 | 5 | 7.3333 |  | 0
ADCSE030 | CSC Stores | ADHESIVES & COMPOUNDS | DISPENSER, FOAM, P2 REPLACEMENT GUN ( NO SUB.) | 1 . HILTI CORP. 259768 |  | EA | 2 | 0 | 0 | 0.66667 |  | 0
ADCSE115 | NGS Stores | ADHESIVES & COMPOUNDS | SEALANT, GASKET, #2C SOFTSET, 7 OZ. TUBE, PERMATEX | 1 . LOCTITE 30515 2 . PERMATEX 2 SOFTSET |  | EA | 11 | 15 | 6 | 10.6667 |  | 0
ADCSE130 | NGS Stores | ADHESIVES & COMPOUNDS | SEALANT, JOINT, FOR CHEMICALS AND REFRIGERANTS, 1-1/3 OZ. TUBE, | 1 . HIGHSIDE CHEMICALS 10001 2 . HIGHSIDE CHEMICALS B10-853 |  | EA | 48 | 72 | 48 | 56 |  | 0
ADCSE140 | NGS Stores | ADHESIVES & COMPOUNDS | SEALANT, SILICONE, BUILDING AND GLAZING, SEALANT COLOR IS CLEAR, 10 TO 11 OZ. CARTRIDGE, 12 PER BOX, EXPIRATION DATE MUST APPEAR ON EACH INDIVIDUAL ITEM | 1 . DEVCON 17150 2 . DOW CORNING 732 3 . GENERAL ELECTRIC CO. RTV108 |  | EA | 360 | 396 | 420 | 392 |  | 0
ADCSE180 | NGS Stores | ADHESIVES & COMPOUNDS | SEALANT, RTV, HIGH TEMP, RANGE -75 DEGF TO 650 DEG F, 5,000 PSI MAX, 11 OZ TUBE, FOR CAULK GUN, EXPIRATION DATE MUST APPEAR ON EACH INDIVIDUAL ITEM | 1 . DEVCON 17130 2 . PERMATEX 81409S |  | EA | 300 | 294 | 264 | 286 |  | 0
ADCWS500 | CSC Stores | ADHESIVES & COMPOUNDS | WEATHERSEAL, 1/4"H X 1/2"W x 10' L ROLL, CLOSED-CELL PVC WEATHER STRIP | 1 . IRBY MD# 02279 |  | EA | 72 | 48 | 190 | 103.3333 |  | 0
AIRLU003 | NGS Stores | AIR LINE ACCESSORIES | LUBRICATOR, AIR LINE, OUTLETS 3/8", CL | 1 . PARKER SEALS 06L22BE |  | EA | 5 | 0 | 2 | 2.3333 |  | 0
AIRLU004 | NGS Stores | AIR LINE ACCESSORIES | LUBRICATOR, AIR LINE, OUTLETS 1/2" | 1 . PARKER HANNIFIN L75-04B |  | EA | 6 | 0 | 0 | 2 |  | 0
AIRRE001 | NGS Stores | AIR LINE ACCESSORIES | REGULATOR, AIR LINE,WITH GAUGE, FILTER & LUBRICATOR, 1/2", MAX PSI 125. | 1 . CHICAGO PNEUMATIC 8940168517 |  | EA | 0 | 0 | 2 | 0.66667 |  | 0
AIRSE001 | NGS Stores | AIR LINE ACCESSORIES | SEPERATOR (FILTER), MOISTURE, 3/8" INLET & OUTLET, METAL BOWL W/SIGHT GLASS & TWIST DRAIN, MAX PRESS 250 PSI, MAX TEMP. 175 DEG F. | 1 . SPEEDAIRE 4ZL47(GRAINGER STOCK NO.) |  | EA | 0 | 0 | 4 | 1.3333 |  | 0
AIRSE002 | NGS Stores | AIR LINE ACCESSORIES | SEPARATOR, AND FILTER, MOISTURE, AIRLINE OUTLETS 1/2" C\P # CA48360 | 1 . COILHOSE PNEUMATICS 8924 |  | EA | 0 | 2 | 2 | 1.3333 |  | 0
ANASI150 | NGS Stores | ANALYZER PARTS | FITTING, MALE CONNECTOR, 1/8" TUBE, HACH, (USED ON HACH SERIES 5000 ANALYZER), WORK CTR 4-7 | 1 . HACH COMPANY 44945-00 |  | EA | 0 | 2 | 0 | 0.66667 |  | 0
ANCST004 | CSC Stores | ANCHORS | SCREW, TAPCON MAXI--SET SCREW ANCHORS, 1/4 X 2 1/4" , HEX HEAD, ULTRA SHIELD CORROSION RESISTANCE. ( I EACH = I BOX OF 100 ) | 1 . ILLINOIS TOOL WORKS 3384100 |  | ST | 0 | 430 | 60 | 163.3333 |  | 0
APHVA001 | NGS Stores | AIR PREHEATER PARTS | VANE, ROTOR BLADE, CHICAGO PNEUMATIC AIR MOTOR, (1 SET = 6 EA.) N03, COST CTR 1-9, UNIT 3 USE ONLY | 1 . CHICAGO PNEUMATIC C-079893 |  | EA | 0 | 3 | 0 | 1 |  | 0
AQCTO001 | NGS Stores | AIR QUALITY CONTROL SYSTEM PARTS | HOIST, CHAIN, PNEUMATIC, 1/2 TON SWIVEL, W/20' LIFT & 20' PENDANT CONTROLLER, INCL: 20' HOSE ASSEMBLY LT-33212916 P/N GAH-1214 & PENDANT THROTTLE ASSEMBLY LT-44602330 , INCL: ITEMS 22 - 32, N01/N02, WORK CTR 1-3 | 1 . COLUMBUS MCKINNON 7401 |  | GL | 0 | 2 | 0 | 0.66667 |  | 0
BDMAA026 | CSC Stores | PUD-BUILDING MATERIAL | ANTIFREEZE, SUMMER/WINTER, ONE GALLON PLASTIC CONTAINER WITH RE-USABLE SCREW TOP ONLY. PRESTONE OR EQUAL | Not specified |  | EA | 14 | 10 | 25 | 16.3333 |  | 0
BDMAA040 | CSC Stores | PUD-BUILDING MATERIAL | BAG, POLYPROPELENE - 24" X 40" WOVEN POLYPROPELENE, 10 X 10 WEAVE, 850 DENIER (BUNDLED 100 PER BUNDLE) | Not specified |  | EA | 400 | 1000 | 800 | 733.3333 |  | 0
BDMCC717 | CSC Stores | PUD-BUILDING MATERIAL | FILM, POLYETHYLENE - 6 MIL THICK X 14' WIDE X 100' LONG, BLACK ONLY. | Not specified |  | EA | 0 | 1 | 1 | 0.66667 |  | 0
BELAA470 | CSC Stores | PUD-BELTS | BELT, V - 4L430, 1/2" TOP WIDTH X 5/16" THICK X 43" OUTSIDE LENGTH, INDUSTRAIL DUTY, FHP.GATES, DEMCO OR EQUAL (ALL BELTS MUST BE MATCHED) | 1 . DEMCO INC. 4L430 2 . GATES RUBBER 4L430 |  | EA | 1 | 1 | 2 | 1.3333 |  | 0
BELAA480 | CSC Stores | PUD-BELTS | BELT, V - 4L440, 1/2" TO WIDTH X 5/16" THICK X 44" OUTSIDE LENGTH, INDUSTRIAL DUTY, FHP. DEMCO OR EQUAL (ALL BELTS MUST BE MATCHED) | 1 . DEMCO INC. 4L440 2 . GOODYEAR 4L440 3 . JASON 4L440 |  | EA | 2 | 2 | 8 | 4 |  | 0
BLTVD007 | NGS Stores | BELTS | BELT, V-DRIVE, GATE P/N A56 | 1 . BROWNING MANUFACTURING A56, 58" 2 . GATE A56 3 . GATE A56, BELT, V-DRIVE 4 . OPTIBELT A56 |  | EA | 1 | 0 | 0 | 0.33333 |  | 0
BLTVD036 | NGS Stores | BELTS | BELT, V-DRIVE, GATE, (USED ON N01 & N02 AQCS FLUIDIZING BLOWERS), WORK CTR 1-3 | 1 . GATE 3VX500 2 . OPTIBELT 3XV500 |  | EA | 8 | 2 | 16 | 8.6667 |  | 0
BLTVD136 | NGS Stores | BELTS | BELT, V-DRIVE, GATE P/N 5VX1600 USED ON FLY ASH EXHAUSTER BLOWER, WORK CTR 4-9 | 1 . CONTINENTAL AG CONTITECH 5VX1600 2 . GATE 5VX1600 3 . SUTORBILT 5VX1600 |  | EA | 10 | 10 | 0 | 6.6667 |  | 0
BLTVD137 | NGS Stores | BELTS | BELT, 4L490, MODEL SBCS-3L36, REF. SER# 00J08421, USED ON SIDEWALL VENTILATION FANS - AQCS, WORK CTR 1-3 | 1 . GATE 4L490 2 . GOODYEAR 4L490 3 . GREENHECK 345076 |  | EA | 0 | 2 | 1 | 1 |  | 0
BLTVD138 | NGS Stores | BELTS | V-BELT, BX75, WITH COGGED CONSTRUCTION, USED ON FEED SLURRY TRANSFER PUMPS - AQCS, WORK CTR 1-3. | 1 . CONTINENTAL AG CONTITECH BX75 2 . GATES RUBBER BX 75 |  | EA | 24 | 8 | 20 | 17.3333 |  | 0
BLTVD201 | NGS Stores | BELTS | BELT, V-DRIVE, FEED SLURRY PUMP, USED ON N01 AND N02, WORK CTR 1-3 | 1 . CONTINENTAL AG CONTITECH 5VX800 |  | EA | 5 | 0 | 7 | 4 |  | 0
BLTVD203 | NGS Stores | BELTS | BELT, V-DRIVE, BED ASH SURGE HOPPER VENT FAN, USED ON N01 AND N02, WORK CTR 1-3 | 1 . GOODYEAR AX46 |  | EA | 0 | 0 | 0 | 0 |  | 0
BLTVD300 | NGS Stores | BELTS | BELT, V-DRIVE, NOMINAL OUTSIDE LGTH 130", TOP WIDTH 1/2", 5/16" THICK, TYPE A, USED ON BIEB BLDG BLOWER, WORK CTR 1-6, CHG 2 BELTS EACH TIME | 1 . DAYTON A128 |  | EA | 0 | 0 | 0 | 0 |  | 0
BLTVD907 | CSC Stores | BELTS | BELT, COMPRESSOR, V-DRIVE FOR GE FK-145-37000-7, NAPA P/N 4L460 | 1 . NAPA 4L460 |  | EA | 0 | 0 | 1 | 0.33333 |  | 0
BLTVD908 | CSC Stores | BELTS | BELT, COMPRESSOR, V-DRIVE FOR GE FK-34.5 -1000, FK-34.5-500-1, FK-439-69-3500-Y, FK-69-2500-2, FK-69-3500-Y, 1Y, 4Y, 2Y | 1 . GOODYEAR 4L440 2 . NAPA 4L440 |  | EA | 0 | 0 | 4 | 1.3333 |  | 0
BRGBA014 | NGS Stores | BEARINGS | BEARING, BALL, SKF P/N 6003-2RS | 1 . SKF BEARING 6003 2RS 2 . TRW-MRC BEARING 103KSZZ |  | EA | 0 | 0 | 0 | 0 |  | 0
BRGBA105 | NGS Stores | BEARINGS | BEARING, BALL, USED ON N01 & N02 COND. BSTR PUMP, *INS SPARE* WORK CTR 1-9. | 1 . FAG BEARING 7311BUO 2 . SKF BEARING 7311 BEAGY 3 . SKF BEARING 7311BECBY 4 . TRW-MRC BEARING 7311DU |  | EA | 4 | 4 | 0 | 2.6667 |  | 0
BRGBA107 | NGS Stores | BEARINGS | BEARING, BALL, INBD, USED ON N03 HEATER DRAIN PUMP, *INS. SPARE* WORK CTR 1-9. **UNIT 3 USE ONLY** | 1 . BINGHAM-WILLAMETTE 1063642, SKF-6213 2 . DELCO GM-NDH 3213 3 . SKF BEARING 6213 4 . TRW-MRC BEARING 213-S |  | EA | 0 | 0 | 0 | 0 |  | 0
BRGBA108 | NGS Stores | BEARINGS | BEARING, BALL, OTBD, USED ON N03 HEATER DRAIN PUMP, *INS. SPARE* WORK CTR 1-9.**UNIT 3 USE ONLY** | 1 . BINGHAM-WILLAMETTE 1061135, SKF-5311 2 . DELCO GM-NDH 5311 3 . SKF BEARING 3311A 4 . TRW-MRC BEARING 5311 |  | EA | 0 | 0 | 0 | 0 |  | 0
BRGBA118 | NGS Stores | BEARINGS | BEARING, BALL, USED ON N03 F.O. SERVICE PUMP, *INS SPARE* WORK CTR 1-9** UNIT 3 USE ONLY** | 1 . FAG BEARING S3616 2 . TRW-MRC BEARING 316-SZZC |  | EA | 1 | 1 | 1 | 1 |  | 0
BRGBA119 | NGS Stores | BEARINGS | BEARING, BALL, RADIAL, USED ON N00 MORRIS SUMP PMP, DWG #5611293, ITEM #900, MDL 3VHS10 S/N RM18806 & RM18810, *INS SPARE* WORK CTR 1-5 | 1 . FAFNIR BEARING 316WDD 2 . MORRIS PUMP 9001160300. 3 . MRC BEARINGS 316MFF 4 . SKF BEARING 316-2Z |  | EA | 0 | 3 | 2 | 1.6667 |  | 0
BRGBA121 | NGS Stores | BEARINGS | BEARING, BALL, THRUST, USED ON N00 MORRIS SUMP PMP, MDL 3VHS10 S/N RM18806 & RM18810, DWG #5611293, ITEM #800, *INS SPARE* WORK CTR 1-5. | 1 . MORRIS PUMP 9001197200* 2 . MRC BEARINGS 7219-DU 3 . SKF BEARING 7219 BECBY |  | EA | 0 | 3 | 2 | 1.6667 |  | 0
BRGBA129 | NGS Stores | BEARINGS | BEARING, BALL, USED ON N03 RIVER WATER BOOSTER PUMP, *INS SPARE* WORK CTR 1-9.**UNIT 3 USE ONLY** | 1 . SKF BEARING 3222 |  | EA | 0 | 2 | 0 | 0.66667 |  | 0
BRGBA130 | NGS Stores | BEARINGS | BEARING, BALL, USED ON N03 RIVER WTR BOOSTER PUMP, *INS SPARE* WORK CTR 1-5.*UNIT 3 USE ONLY** | 1 . NTN BEARING CO. 6224,130 2 . SKF BEARING 6224 3 . TRW-MRC BEARING 224-S |  | EA | 1 | 2 | 0 | 1 |  | 0
BRGBA308 | NGS Stores | BEARINGS | BEARING, BALL, DBL ROW, GOULDS PMP MDL. #3196, S/N 761-C404, (USED ON N01/N02 BED ASH C00LING WTR PMP AND N03 SEAL WTR BSTR PMP), WORK CTR 1-3 & 1-9 | 1 . GOULDS PUMP 8055-30600 2 . MRC BEARINGS 5306. 3 . SKF BEARING 3306AC3 |  | EA | 0 | 0 | 0 | 0 |  | 0
BRGBA402 | NGS Stores | BEARINGS | BEARING, BALL, OUTBOARD (THRUST BEARING) 5206,USED ON N00 HIGH SERVICE PUMPS, WORK CTR 1-5. | 1 . NACHI BEARING 5206 2 . SKF BEARINGS 5206 |  | EA | 2 | 2 | 0 | 1.3333 |  | 0
BRGBA480 | NGS Stores | BEARINGS | BEARING, B/C RETURN PULLEYS, USED BY MATERIAL HANDLING ON CONTINUOUS SHIP UNLOADER BOOM & GANTRY CONVEYORS, INS, WORK CTR 4-9 | 1 . SKF BEARING 23028CCK/W33 |  | EA | 2 | 0 | 0 | 0.66667 |  | 0
BRGFB015 | NGS Stores | BEARINGS | BEARING, FLANGE, USED ON N01 AND N02 AQCS EMER. SDA CONVEYOR AND SDA CONVEYOR, 3-15/16" (EXP), MOD 6 X 24DS14-14 & 6 X 24DS14-36, WORK CTR 1-3 | 1 . ASHTECH S-8005-6E 2 . LINK BELT FEB22463E |  | EA | 0 | 0 | 2 | 0.66667 |  | 0
BRGPB212 | NGS Stores | BEARINGS | BEARING, PILLOWBLOCK, USED ON N01 AND N02 ASH DELUMPER-AQCS, WORK CTR 1-3 | 1 . REXNORD ZP-5207 2 . S. HOWES CO. ZP-5207 |  | EA | 0 | 2 | 0 | 0.66667 |  | 0
BRGPB220 | NGS Stores | BEARINGS | BEARING, PILLOW BLOCK, USED BY MATERIAL HANDLING ON CONVEYER PULLEYS, BC-08, 15, L-2, 3 & 4, HELD, SHAFT DIA. 2.43", WORK CTR 4-9 | 1 . SKF BEARING FSAF22515 C3 X 2-7/16" |  | EA | 0 | 0 | 0 | 0 |  | 0
BRGPB221 | NGS Stores | BEARINGS | BEARING, PILLOW BLOCK, HELD, SHAFT DIA. 1.93", SKF P/N SAF22511 C3 X 1-15/16" | 1 . SKF BEARING SAF22511 C3 X 1-15/16" |  | EA | 0 | 0 | 0 | 0 |  | 0
BRGPB224 | NGS Stores | BEARINGS | BEARING, PILLOW BLOCK, 2-7/16" FIXED, LINK BELT P-B22439H ( NGS - CONVEYOR - BED ASH DISCHARGE 19" & 25" RIGHT & LEFT HAND ) | 1 . LINK BELT P-B22439H |  | EA | 0 | 0 | 1 | 0.33333 |  | 0
BRGPB229 | NGS Stores | BEARINGS | BEARING, PILLOW BLOCK, USED BY MATERIAL HANDLING ON DUST COLLECTORS DC-01 & 02, 3-7/16", 2-BOLT, FAN SIDE, LINK BELT, WORK CTR 4-9 | 1 . LINK BELT P-U355 |  | EA | 1 | 0 | 0 | 0.33333 |  | 0
BRGPB230 | NGS Stores | BEARINGS | BEARING, PILLOW BLOCK, 3-7/16", 2-BOLT, DRIVE SIDE, LINK BELT, (DUST COLLECTORS DC-01 & 02), MHS, WORK CTR 4-9 ***NEW DESCRIPTION*** | 1 . LINK BELT PE-U355 |  | EA | 1 | 0 | 0 | 0.33333 |  | 0
BRGPB502 | NGS Stores | BEARINGS | BEARING, PILLOW BLOCK, 1 3/16 SHAFT SIZE | 1 . BROWNING MANUFACTURING VPLE-119 2 . HUB CITY/SAFEGUARD TECH PB220 X 1 3/16 3 . SEAL MASTER BEARING NPL-19. |  | EA | 4 | 0 | 0 | 1.3333 |  | 0
BRGRB040 | NGS Stores | BEARINGS | BEARING, SPHERICAL ROLLER, 3 15/16" DIA., OIL LUBRICATED,ABB FAN #402BF,DESIGN 300,CLASS III,USED ON EXHAUST FAN, ROD MILL DUST COLLECTOR, **INS ITEM**, WORK CTR 4-9 | 1 . ABB GARDEN CITY FAN 18888 2 . DODGE BEARING 041872 |  | EA | 1 | 1 | 0 | 0.66667 |  | 0
BRGRB041 | NGS Stores | BEARINGS | BEARING, ROLLER, TAPERED, USED ON PA CRUSHER, COALPACTOR, S/N 6494/6495), **INS ITEM**, WORK CTR 4-9 | 1 . SKF BEARINGS 22248CCK/C3W33 |  | EA | 0 | 1 | 0 | 0.33333 |  | 0
BRGXX057 | NGS Stores | BEARINGS | BEARING,OUTBOARD, AIR HEATER COMBUSTION FAN, SEAL MASTER, IAP INC. 33", SERIES ORB, MOD 19-100, REF. JOB #20730/ORB-19, MHS, WORK CTR 4-9 ***NEW DESCRIPTION*** | 1 . INDUSTRIAL AIR PRODUCTS 0BD 2 . SEAL MASTER BEARING MP-39 2 7/16" |  | EA | 0 | 0 | 0 | 0 |  | 0
BRGXX058 | NGS Stores | BEARINGS | BEARING, INBOARD DRIVE END, AIR HEATER COMBUSTION FAN, SEAL MASTER, IAP INC. 33", SERIES ORB, MOD 19-100, REF. JOB #20730/ORB-19, MHS, WORK CTR 4-9 ***NEW DESCRIPTION*** | 1 . INDUSTRIAL AIR PRODUCTS OBD 2 . SEAL MASTER BEARING EMP-39 2 7/16" |  | EA | 0 | 0 | 0 | 0 |  | 0
BRGXX070 | NGS Stores | BEARINGS | BEARING, ( NGS - FUEL FEEDER - LPG GRAVIMETRIC ), FOR CONVEYOR CLEANOUT DRIVEN END | 1 . IPTCI BEARINGS UCPL 210 31 2 . STOCK EQUIPMENT V389899.B01 |  | EA | 2 | 2 | 0 | 1.3333 |  | 0
CGFAD005 | CSC Stores | COMPRESSED GAS FITTINGS | ADAPTER, COMPRESSED GAS, PROPANE CYLINDER TO NITROGEN REGULATOR, CGA 555-580 | 1 . SUPERIOR A952 2 . WESTERN ENTERPRISE 809 |  | GL | 2 | 3 | 0 | 1.6667 |  | 0
CHMAL001 | CSC Stores | CHEMICALS | ALCOHOL, DENATURED, 1 GALLON CAN | 1 . GATEWAY CHEMICALS INC. ORDER BY DESCRIPTION 2 . KLEAN STRIP ORDER BY DESCRIPTION |  | EA | 168 | 234 | 216 | 206 |  | 0
CHMIC012 | NGS Stores | CHEMICALS | CLEANER / DEGREASER, LPS PRESOLVE 15 OZ. AEROSOL, EXPIRATION DATE MUST APPEAR ON EACH INDIVIDUAL ITEM | 1 . LPS LABORATORIES 01420 |  | EA | 8 | 18 | 12 | 12.6667 |  | 0
CLAWE001 | CSC Stores | CLAMPS | CLAMPS, BATTERY CABLE (SET), 400 AMP, HEAVY DUTY TENSION SPRING, #4 GAGE WIRE, FULLY INSULATED, COLOR CODED RED/BLACK, COMBINATION TOP & SIDE POST -ALL COPPER-JAW ***SUBSTATION ITEM*** | 1 . BELDEN 740216 2 . NAPA 7825269 3 . OKI/BERING BC-400-SET |  | EA | 24 | 47 | 48 | 39.6667 |  | 0
CLOWI001 | CSC Stores | CLOTH | CLOTH, CABLE WIPING, LINT FREE FOR CABLE PREPARATION/CLEANING, (EACH = 1 WIPING CLOTH) | 1 . AMERICAN POLYWATER CORP. DT-1212 |  | EA | 0 | 200 | 1000 | 400 |  | 0
CLOWI005 | CSC Stores | CLOTH | SOLVENT WIPE, 8" X 12", NON LINTING, NO FLASH POINT, NON-CONDUCTIVE, FOR CABLE PREP/CLEANING, SEMI-CONDUCTING CABLE SHIELD, CORROSSION INHIBITING COMPOUND, SATURATED TOWELLETTE IN SEALED FOIL POUCH (144/CASE), EACH = SINGLE PACK | 1 . POLYWATER TR-1L |  | EA | 2736 | 3744 | 7344 | 4608 |  | 0
CLOWI006 | CSC Stores | CLOTH | CLOTH, HAND & TOOL CLEANING, CONTAINS 1 - 8" X 12.25" TOWELETTE, (144 TOWELETTES PER CASE), REMOVES DIRT, SOILS, HEAVY GREASE, LUBRICANTS, OILS, ADHESIVES, TAR, ASPHALT, INKS, WAX, COAL DUST, GRAPHITE AND GRASS STAINS (1 Each = 1 Case) | 1 . RAINBOW 79316 |  | EA | 32 | 39 | 36 | 35.6667 |  | 0
CLSAA200 | CSC Stores | CLEANING SUPPLIES | CAN LINER, 33 X 39, MIN. 2.0 MIL., 150/CASE, TIES MUST BE INCLUDED IN BOXES, (1 EACH EQUALS 1 CASE OF 150) | Not specified |  | EA | 5 | 5 | 0 | 3.3333 |  | 0
CLSAA500 | CSC Stores | CLEANING SUPPLIES | BROOM PUSH, 18" WITHOUT HANDLE, USES SCREW TYPE WOODEN HANDLE | 1 . FLOPAC 208P 2 . VERSA PRO 441210228 |  | EA | 13 | 11 | 3 | 9 |  | 0
CLSAA800 | CSC Stores | CLEANING SUPPLIES | COUNTER-BRUSH, FOXTAIL, 9", 2-1/2" TRIM, OVERALL 14", MIXTURE OF HORSEHAIR AND PLASTIC | 1 . FLOPAC 3625003 2 . LUFRAN 00653 3 . WEILER BRUSH 44351 4 . ZIMMERMAN 6309 |  | EA | 12 | 11 | 7 | 10 |  | 0
CLSBB200 | CSC Stores | CLEANING SUPPLIES | BRUSH, UTILITY - HAND, CAN SCRUB BRUSH, MOLDED PLASTIC BODY AND HANDLE, 8" OVERALL LENGTH, TAMPICO BRUSH, 2" TRIM. | 1 . EARL-HORNE SUPPLY 4486 2 . LUFRAN Z-4486 3 . W W GRAINGER 3A320 4 . WEILER BRUSH 44014 |  | EA | 10 | 10 | 5 | 8.3333 |  | 0
CLSBB300 | CSC Stores | CLEANING SUPPLIES | BUCKET-GALVANIZED, 14 QT EXTRA/HEAVY DUTY | 1 . DOVER 14 |  | EA | 64 | 50 | 40 | 51.3333 |  | 0
CLSBB500 | CSC Stores | CLEANING SUPPLIES | CAN GARBAGE-GALVANIZED 20 GALLON, WITH/ LID, PRE-GALVANIZED *****NO SUBSTITUTE***** | 1 . WITT WCD20CL |  | GL | 0 | 0 | 0 | 0 |  | 0
CLSBB686 | CSC Stores | CLEANING SUPPLIES | CLEANER, AUTOMOTIVE - VEHICLE WASHING SOLUTION ONE GALLON CONTAINERS (4 GAL PER CASE) UNITED LAB. #12 *********** NO SUBSTITUTE************ | 1 . UNITED LABORATORIES INC. 12 |  | EA | 12 | 5 | 4 | 7 |  | 0
CLSCC000 | CSC Stores | CLEANING SUPPLIES | CLEANER-HAND-WATERLESS, 4-1/2 LB. CAN | 1 . GO-JO INDUSTRIES, INC. 1115 |  | GL | 0 | 0 | 0 | 0 |  | 0
CLSCC800 | CSC Stores | CLEANING SUPPLIES | DISINFECTANT, 80% PINE OIL, 1 GALLON CONTAINERS PER CASE, (CONTAINERS MUST BE LABELED) | 1 . AERO 609541SA 2 . PINE OIL 80-10-10 |  | EA | 0 | 0 | 4 | 1.3333 |  | 0
CLSDD100 | CSC Stores | CLEANING SUPPLIES | BROOM HANDLE, ALL METAL WITH/STANDARD THREAD 15/16" X 60", FOR 18" PUSH BROOM | 1 . FLOPAC 4525900 2 . ZIMMERMAN 135 |  | EA | 16 | 29 | 0 | 15 |  | 0
CLSDD329 | CSC Stores | CLEANING SUPPLIES | WEEDKILLER, LIQUID - NON-SELECTIVE VEGETATION KILLER (HERBICIDE). 1 EACH = ONE 2.5 GAL PLASTIC CONTAINER. MONSANTO "ROUNDUP" SUPER CONCENTRATE FORMULA (41% CONCENTRATE),****NO SUBSTITUTE******SUPER CONCENTRATE | 1 . MONSANTO 8,889,110 |  | EA | 0 | 17 | 15 | 10.6667 |  | 0
CLSEE853 | CSC Stores | CLEANING SUPPLIES | ANT KILLER, POWDER, 6 OZ. PLASTIC SQUEEZE BOTTLE, (6 BOTTLES PER BOX), ***NO SUBSTITUTE*** | 1 . SHARE CORP 06040103 |  | EA | 0 | 6 | 30 | 12 |  | 0
CLSFF000 | CSC Stores | CLEANING SUPPLIES | SPONGE-CELLUOSE, 6" X 4-1/4" X 1-5/8" DEO #8, 48/PER CASE | Not specified |  | EA | 0 | 0 | 0 | 0 |  | 0
CLSFF250 | CSC Stores | CLEANING SUPPLIES | SQUEEGEE, 18", WITH A 60" HANDLE 18" FLOOR SQUEEGEE 60" TAPERED HANDLE | 1 . FLOPAC 2018 & 4026200 2 . VERSA PRO FS118&FSFH60 |  | EA | 3 | 10 | 0 | 4.3333 |  | 0
CLSGG220 | CSC Stores | CLEANING SUPPLIES | DEGREASER, SANITARY SEWER, ULTRA HIGH-TEMP SOLVENT, GRANULAR, 50-55 LB. CONTAINERS. | 1 . ABC COMPOUNDING 706250SA 2 . UNITED LABORATORIES INC. F023 |  | EA | 50 | 250 | 300 | 200 |  | 0
COUDPE03 | NGS Stores | COUPLINGS | ELEMENT, DODGE, TYPE PARAFLEX PX80, CT'S, INS, WORK CTR 3-4 | 1 . DODGE WALDREN COUPLINGS PX80 |  | EA | 0 | 2 | 0 | 0.66667 |  | 0
COUFD025 | NGS Stores | COUPLINGS | COUPLING ASSEMBLY COMPLETE, RSB X RSB, FALK 1070G20 (NO SUB) INCLUDES COVER, FASTENERS & COUPLING HUBS, WORK CTR 4-9. | 1 . FALK 1070G20 |  | EA | 0 | 0 | 0 | 0 |  | 0
COUFDF01 | NGS Stores | COUPLINGS | FASTENER SET, FALK P/N G10, SIZE 1015G, FOR SHROUDED COUPLING, DOUBLE ENGAGEMENT TYPE, WORK CTR 4-9 | 1 . FALK COUPLING G10, FASTENER SET, 1015G |  | EA | 0 | 0 | 2 | 0.66667 |  | 0
COUFDS01 | NGS Stores | COUPLINGS | SLEEVE, SIZE 1015G, FALK, SHROUDED TYPE, DOUBLE ENGAGEMENT TYPE, USED ON N03 AIR PREHEATER "B" GYROL FLUID DRIVE, WORK CTR 1-9.**UNIT 3 ONLY** | 1 . FALK COUPLING G10, SLEEVE, 1015G |  | EA | 0 | 1 | 1 | 0.66667 |  | 0
COUFS047 | NGS Stores | COUPLINGS | COVER & GRID ASSEMBLY, FALK 1040T10, USED ON N01 SLUICE PUMP MOTOR, WORK CTR 1-6. | 1 . FALK 1040T10 |  | EA | 0 | 0 | 0 | 0 |  | 0
COUFS050 | NGS Stores | COUPLINGS | FLOAT KIT , 1100T LIMIT END | 1 . FALK/REXNORD 01189993 |  | EA | 0 | 1 | 0 | 0.33333 |  | 0
COULSA05 | NGS Stores | COUPLINGS | COUPLING, STOCK BORE LOVE JOY P/N L-100, SPIDER TYPE THREE PIECE COUPLING ASSEMBLY, USED ON N00 AMMONIA PUMPS, WORK CTR 1-7. | 1 . LOVEJOY L-100 |  | EA | 0 | 0 | 3 | 1 |  | 0
COULSE02 | NGS Stores | COUPLINGS | ELEMENT, LOVEJOY P/N L-090/L-095, SPIDER TYPE, USED ON N01/N02 PA and ID FAN LUBE OIL SKID, WORK CTR 1-3. | 1 . LOVEJOY L-090/L-095 |  | EA | 3 | 0 | 0 | 1 |  | 0
COUWSS04 | NGS Stores | COUPLINGS | SLEEVE, EDPM RUBBER, 1 PC SPLIT SUREFLEX TYPE WOODS #7JES, USED ON N00 DEGASIFIED WATER TRANSFER PUMP AND SLUDGE SETTLING POND PUMP, **INS ITEM**, WORK CTR 1-5 & 1-9. | 1 . WOODS 7JES |  | EA | 0 | 0 | 1 | 0.33333 |  | 0
CTLBC153 | NGS Stores | CONTROLLER PARTS | CHAIN, ROLLER LINK, SINGLE STRAND, ANSI SIZE 80,10' LENGTH, COTTERED, USED ON N01/N02 LIMESTONE 14" XL ROTARY FEEDER, AIRLOCK DRIVE CHAIN, WORK CTR 1-3. | 1 . BAILEY CONTROL CO. 5324109-1 2 . U. S. TSUBAKI 2W221 |  | EA | 5 | 5 | 0 | 3.3333 |  | 0
CTLBC160 | NGS Stores | CONTROLLER PARTS | LINK, CONNECTING (MASTER), ANSI SIZE 80, SINGLE STRAND ROLLER LINK CHAIN, USED ON N01/N02 LIMESTONE ROTARY AIRLOCK FEEDER AND STRIPPER COOLER ROTARY VALVE, WORK CTR 1-3. | 1 . DIAMOND 80 CONNLINK 2 . WESTWARD 6X529 |  | EA | 4 | 2 | 0 | 2 |  | 0
CVRPP012 | NGS Stores | CONVEYOR SYSTEMS | PULLEY ASSEMBLY, SNUB, 16" DIA., 56.375" TOTAL SHAFT LENGTH, SAF22511 BRG. SIZE, 73005PXT30 HUB SIZE, 0.5" RUBBER LAGGING ( NGS CONVEYOR BC-8 TO 15 ). | 1 . PRECISION PULLEY & IDLER, INC. 309062-007 |  | EA | 0 | 0 | 1 | 0.33333 |  | 0
CVRPP019 | NGS Stores | CONVEYOR SYSTEMS | PULLEY ASSEMBLY, BEND, USED ON CONVEYOR BC-8 AND 9, 16" DIA., 54.375" TOTAL SHAFT LENGTH, SAF22511 BRG. SIZE, 73006PXT35 HUB SIZE, 0.5" RUBBER LAGGING, WORK CTR 4-9, | 1 . PRECISION PULLEY & IDLER, INC. 309062-008 |  | EA | 0 | 0 | 1 | 0.33333 |  | 0
CVRPP027 | NGS Stores | CONVEYOR SYSTEMS | PULLEY ASSEMBLY, TAIL, USED ON CONVEYOR L-2,3 AND 4, 16" DIA., 43.625" TOTAL SHAFT LENGTH, SAF22511 BRG. SIZE, 73005PXT30 HUB SIZE, 0.5" RUBBER LAGGING, WORK CTR 4-9, | 1 . PRECISION PULLEY & IDLER, INC. 309066-010 |  | EA | 0 | 0 | 1 | 0.33333 |  | 0
CWTBY003 | NGS Stores | CHEMICAL WASTE TREATMENT | BELT, LINE, USED ON N00 CWTS LIME SLAKER, 9" WIDE, 1000 LB/HR, MDL: 32-215 VOLUMERTIC FEEDER, US FILTER S/N BN19755, **INS ITEM**, WORK CTR 1-5 | 1 . U.S. FILTER PXC60797 |  | EA | 0 | 1 | 0 | 0.33333 |  | 0
CWTCH025 | NGS Stores | CHEMICAL WASTE TREATMENT | CHAIN, 92 PITCHES, USED ON N01 AND N02 RECYCLE SLURRY SEPARATOR, STAINLESS STEEL, DIAMOND CHAIN CO, INS, WORK CTR 1-3 | 1 . DIAMOND CHAIN C2060SS, ITEM #99999999 2 . U. S. TSUBAKI C2060HSSRCUT 3 . U. S. TSUBAKI C2060SS |  | EA | 2 | 6 | 2 | 3.3333 |  | 0
CWTRI025 | NGS Stores | CHEMICAL WASTE TREATMENT | SNAP RING, 5/8" E-STYLE RETAINING RIGHT, USED ON N01/N02 RECYCLE SLURRY SEPARATOR, WORK CTR 1-3. | 1 . STRONGHOLD 0423426 |  | EA | 0 | 40 | 20 | 20 |  | 0
EHCMR001 | NGS Stores | NGS UNIT #3 EHC SYSTEM | MOTOR, 7.5 HP, AC, 460 VAC, 1770 RPM, FR 213TC, TEFC, THERMAL PROT, 120 VAC, SPACE HEATER, (EHC HEAT/COOLING CIRC PUMP MOTOR), **INS ITEM**, N01/N02, WORK CTR 1-6 | 1 . BALDOR MOTOR CEM3710T 2 . GENERAL ELECTRIC KJ-49720 |  | EA | 0 | 0 | 0 | 0 |  | 0
ELECA020 | NGS Stores | ELECTRICAL PARTS, COMMON | LUBRICANT, CABLE PULLING, 1 GAL PAIL, (EACH = 1 GAL PAIL) | 1 . IDEAL 31-371 |  | EA | 0 | 4 | 0 | 1.3333 |  | 0
ELEMR009 | NGS Stores | ELECTRICAL PARTS, COMMON | MOTOR, 1/2 HP, 2450 RPM, 208/460 V, 3 PH, EA56C FR., TENV, USED ON N03 H2 DRIER, WORK CTR 1-6.**UNIT 3 ONLY** | 1 . BALDOR/RELIANCE VNM3537 |  | EA | 0 | 0 | 1 | 0.33333 |  | 0
ELEMR010 | NGS Stores | ELECTRICAL PARTS, COMMON | 3 HP 870 RPM, TEFC, 460V/3/60, FRAME 215T, CAT# M7B 103802948-005, S.F. 1.15, BALDOR RELIANCE.-- USED ON ID FAN LUBE OIL SKID- WORK GROUP 1-3, ***REPAIRABLE** | 1 . BALDOR/RELIANCE M3705T 2 . BALDOR/RELIANCE M7B103802948-005 3 . TECO WESTINGHOUSE HB0038 |  | EA | 1 | 0 | 0 | 0.33333 |  | 0
ELEMR014 | NGS Stores | ELECTRICAL PARTS, COMMON | MOTOR, 15 HP, 1745 RPM, 480 V, 3 PH, 254 FR., MODEL #DJ73, USED ON VERT. SUMP PUMPS, WORK CTR 1-6. *ITEM REPAIRABLE* | 1 . U.S. ELECTRIC MOTORS DJ73 |  | EA | 0 | 1 | 0 | 0.33333 |  | 0
ELEMR017 | NGS Stores | ELECTRICAL PARTS, COMMON | MOTOR, 15 HP, 1760 RPM, 230/460 V, 3 PH, 254T FR., TEFC, USED ON HORIZ SUMP PMPS, WORK CTR 1-6. | 1 . MARATHON ELECTRIC MFG. CORP. E205 2 . RELIANCE ELECTRIC P25S3029 3 . U.S. ELECTRIC MOTORS (EMERSON) A441 |  | EA | 0 | 2 | 0 | 0.66667 |  | 0
ELEMR030 | NGS Stores | ELECTRICAL PARTS, COMMON | MOTOR, AC, 150HP, 3PH, 460V, 1785 RPM, FR. 447T, TYPE FLC, INS. CLASS F, DUTY CONT ***REPAIRABLE*** | 1 . U.S. ELECTRIC MOTORS XC150E2C2-P |  | EA | 1 | 0 | 0 | 0.33333 |  | 0
ELEMR031 | NGS Stores | ELECTRICAL PARTS, COMMON | MOTOR, AC, 300HP, 3PH, 460V, 1785 RPM, FR. 5008, INS. CLASS F, ENCL: TEFC, DUTY CONT.***REPAIRABLE** | 1 . U.S. ELECTRIC MOTORS PER JEA SPEC |  | EA | 1 | 0 | 0 | 0.33333 |  | 0
ELEMR032 | NGS Stores | ELECTRICAL PARTS, COMMON | MOTOR, AC, 350HP, 3PH, 460V, 1785 RPM, FR. 5807-S, TYPE EC, INS. CLASS F, ENCL: TE, DUTY CONT ***REPAIRABLE*** | 1 . U.S. ELECTRIC MOTORS PER JEA SPEC |  | EA | 1 | 0 | 0 | 0.33333 |  | 0
ELEMR033 | NGS Stores | ELECTRICAL PARTS, COMMON | MOTOR, AC, 250HP, 3PH, 460V, 1785 RPM, FR. 5008-S, TYPE EC, INS. CLASS F, ENCL: TE, DUTY CONT.***REPAIRABLE*** | 1 . U.S. ELECTRIC MOTORS SEE JEA SPECS |  | EA | 1 | 0 | 0 | 0.33333 |  | 0
ELEMR043 | NGS Stores | ELECTRICAL PARTS, COMMON | SIGHT GLASS, MOTOR, 1" BUBBLE TYPE, OIL LEVEL GAGE,, WORK CTR 1-6. | 1 . ALLIS CHALMERS 00-737-803-010 2 . GITS MFG. CO. LLC 04043 |  | EA | 3 | 3 | 4 | 3.3333 |  | 0
ELEMR045 | NGS Stores | ELECTRICAL PARTS, COMMON | SIGHT WINDOW, MOTOR, BRASS CONSTRUCTION, SCREWED ENDS, 75-LB PRESSURE WITH PYREX GLASS, 1" NPT EUGENE ERNST P/N EEP540S, WORK CTR 1-6. | 1 . EUGENE ERNST PRODUCTS CO. EEP540S,SIZE 1" |  | EA | 0 | 1 | 4 | 1.6667 |  | 0
ELEMR046 | NGS Stores | ELECTRICAL PARTS, COMMON | SIGHT WINDOW, MOTOR, BRASS CONSTRUCTION, SCREWED ENDS, 75-LB PRESSURE WITH PYREX GLASS, 1/2" NPT,, WORK CTR 1-6. | 1 . EUGENE ERNST PRODUCTS CO. EEP540S,SIZE 1/2" |  | EA | 2 | 2 | 0 | 1.3333 |  | 0
ELEMR047 | NGS Stores | ELECTRICAL PARTS, COMMON | SIGHT WINDOW, MOTOR, BRASS CONSTRUCTION, SCREWED ENDS, 75-LB PRESSURE WITH PYREX GLASS, 3/4" NPT, WORK CTR 1-6. | 1 . EUGENE ERNST PRODUCTS CO. EEP40S 3/4" |  | EA | 4 | 0 | 8 | 4 |  | 0
ELEMR125 | NGS Stores | ELECTRICAL PARTS, COMMON | MOTOR, 7.5 HP, 3600 RPM, 460 V, 3 PH, 213T FR., CLASS 841, TEFC, WORK CTR 1-6. *ITEM REPAIRABLE* | 1 . TOSHIBA ELECTRIC MOTORS BY752FLF3BMHJ (OBD) 2 . U.S. ELECTRIC MOTORS U7P1D |  | EA | 0 | 3 | 0 | 1 |  | 0
ELEMR218 | NGS Stores | ELECTRICAL PARTS, COMMON | MOTOR, 3HP, 182T FR., TEFC HOSTILE DUTY, MOD 6 X 24DS14-14 & 6 X 24DS14-36, USED ON N01/N02 AQCS EMERGENCY SDA CONVEYOR & SDA CONVEYOR #1 & 2, WORK CTR 1-6. | 1 . ASHTECH S-8076-5HD 2 . US MOTOR H3P2D |  | EA | 0 | 0 | 2 | 0.66667 |  | 0
ELEMR229 | NGS Stores | ELECTRICAL PARTS, COMMON | MOTOR, AC, 1/2 HP, 208-230/460V, 3PH, FR: 56C, 1745 RPM, TE ENCL, US MTR # D10-F008B-M, CAT #U12S2AC, INS, MH, WORK CTR 4-9 **REPAIRABLE** | 1 . U.S. ELECTRIC MOTORS (EMERSON) U12S2AC |  | EA | 0 | 1 | 0 | 0.33333 |  | 0
ELEMR252 | NGS Stores | ELECTRICAL PARTS, COMMON | MOTOR, 1/2 HP, 1740 RPM, 230/460 V, 3 PH, 56C FR., MODEL RF4S0.5TCN61HT1, USED ON N01/N02 FRT WALL FDER CLEAN OUT CONVEYOR AND FUEL FDR LPG GRAVIMETRIC, WORK CTR 1-6 | 1 . BALDOR/RELIANCE MODEL CM3538 2 . DAYTON 1TTB6 3 . STOCK EQUIPMENT FE12715 |  | EA | 1 | 8 | 1 | 3.3333 |  | 0
ELEMR259 | NGS Stores | ELECTRICAL PARTS, COMMON | MOTOR, 2 HP, 1735/30 RPM, 460 V, 3 PH, 145T FR., TEFC ENCL., TYPE TPC, RIGHT ANGLE SYNCROGEAR, MOTOR ONLY, USED ON N01/N02 LIMESTONE ROTARY AIRLOCK FEEDERS, WORK CTR 1-6. | 1 . BROWNING MANUFACTURING RH2003PE |  | EA | 0 | 0 | 1 | 0.33333 |  | 0
ELEMR279 | NGS Stores | ELECTRICAL PARTS, COMMON | MOTOR, 30 HP, 1765 RPM, 460 V, 3 PH, 286T FR., TYPE P, DESIGN B, TEFC,REF. RELIANCE #01MCN88208G003 LC, USED ON N00 BED ASH GATHERING CONVEYOR DRIVE, WORK CTR 4-9. *ITEM REPAIRABLE* | 1 . RELIANCE ELECTRIC OBD |  | EA | 0 | 1 | 0 | 0.33333 |  | 0
ELEMR285 | NGS Stores | ELECTRICAL PARTS, COMMON | MOTOR, 5 HP, 1750 RPM, 460 V, 3 PH, 60 HZ, 184TC, 0641M, TEFC, F1, INCLUDES HEATERS & THERMOSTATE USED ON N01/N02 A1/E1 FUEL FEEDER, WORK CTR 1-6 *REPAIRABLE* | 1 . BALDOR/RELIANCE VECP83665T-4 |  | EA | 2 | 0 | 1 | 1 |  | 0
ELEMR366 | NGS Stores | ELECTRICAL PARTS, COMMON | MOTOR, 3/4 HP, 1140 RPM, 115/230 V, 1 PH, 56C FR., BALDOR CAT# VL3508, USED ON N03 AIR PREHEATER UPPER GUIDE BEARING LUBE OIL PUMP, WORK CTR 1-6. | 1 . BALDOR/RELIANCE CAT. NO. VL3508 2 . GENERAL ELECTRIC CO. 5KC49WC614 |  | EA | 0 | 1 | 1 | 0.66667 |  | 0
ELEMR381 | NGS Stores | ELECTRICAL PARTS, COMMON | MOTOR, 1.0/0.25 HP, 1755/438 RPM, 460 V, 3 PH, 254T FR., 2 SPD MTR, USED ON N01/N02/N03 TRAVELING SCREEN DRIVE, MOTOR TO HAVE EXTERNAL BASE COAT OF EPOXY & URETHANE TOP COAT, WORK CTR 1-6. | 1 . FMC CORP. JZ24540-62 2 . LEESON ELECTRIC C152158 3 . WESTINGHOUSE 1H12464 |  | EA | 3 | 3 | 0 | 2 |  | 0
ELEMR400 | NGS Stores | ELECTRICAL PARTS, COMMON | MOTOR, 10 HP, 3600 RPM, 460 V, 3 PH, 215T FR., TEFC, CLASS 841, USED ON N03 STM PACKING EXHAUSTER, N02 POL REGEN WTR PMP, & N00 SEWAGE LIFT STATION, WORK CTR 1-6. *ITEM REPAIRABLE* | 1 . EMERSON US MOTOR 841 (OBD) 2 . TOSHIBA ELECTRIC MOTORS 0102XDSB41A-P 3 . US MOTOR U10P1D |  | EA | 0 | 2 | 0 | 0.66667 |  | 0
ELEMR500 | NGS Stores | ELECTRICAL PARTS, COMMON | MOTOR, 1 HP, 1750 RPM, 208/230/460 V, 3 PH, B56C FR., TE UTF ENCL, USED ON N00 TELESCOPIC SPOUT, WORK CTR 4-9. | 1 . GENERAL ELECTRIC K256 2 . LEESON ELECTRIC C6T17FC2G |  | EA | 2 | 0 | 0 | 0.66667 |  | 0
ELEPS014 | NGS Stores | ELECTRICAL PARTS, COMMON | POWER SUPPLY, 24 VDC, ACME ELEC. USED ON N01/N02 STRIPPER COOLER & LS ROTARY FEEDER CONTROL PANEL, WORK CTR 1-6. | 1 . SOLA/HEVI-DUTY SLS-24-012T |  | EA | 0 | 2 | 1 | 1 |  | 0
ELERL761 | NGS Stores | ELECTRICAL PARTS, COMMON | RELAY, DPDT, 10 A, 250 VAC CONTACTS, 120 VAC COIL, POTTER BRUMFIELD P/N KRPA11AN120, WORK CTR 1-6. | 1 . POTTER AND BRUMFIELD KRPA11AN120 |  | EA | 0 | 0 | 2 | 0.66667 |  | 0
ELESH025 | NGS Stores | ELECTRICAL PARTS, COMMON | SWITCH, PROXIMITY TOP SENSING, USED ON N03 IMPLOSION SYSTEM, WORK CTR 1-6.**UNIT 3 ONLY** | 1 . GO SWITCH 81-10518-A2 |  | EA | 0 | 2 | 0 | 0.66667 |  | 0
ELESH116 | NGS Stores | ELECTRICAL PARTS, COMMON | SWITCH, SELECTOR ASSEMBLY, HOA, KRI REF. #923-407, USED ON CONTINUOUS SHIP UNLOADER MCC'S , WORK CTR 4-9. | 1 . SQUARE D OEKTAU271 |  | EA | 0 | 1 | 0 | 0.33333 |  | 0
ELESH590 | NGS Stores | ELECTRICAL PARTS, COMMON | COUPLING, FLEX, 3/8", SPEED SWITCH, USED ON N01/N02 BED ASH CONVEYORS, WORK CTR 1-6 & 2-1, | 1 . MOTION INDUSTRIES 58366M3 |  | EA | 0 | 4 | 0 | 1.3333 |  | 0
ELMAE440 | CSC Stores | ELECTRICAL COMPONENTS | CLEANER, CONTACT, AEROSOL 15 OZ., NON-FLAMMABLE, CRC CHEMICAL #02140, PRECISION ELECTRONIC CLEANING SOLVENT ** NO SUBSTITUTE - NON-FLAMMABLE ONLY ** | 1 . CRC CHEMICALS, USA 02140 |  | EA | 15 | 10 | 5 | 10 |  | 0
ELMAE447 | CSC Stores | ELECTRICAL COMPONENTS | CLEANER, ELECTRIC MOTOR AND EQUIPMENT CLEANER, NON-FLAMMABLE, 20 OZ CAN ** NO SUBSTITUTE ***** | 1 . CRC CHEMICALS, USA 02018 |  | EA | 20 | 0 | 5 | 8.3333 |  | 0
ELNCV006 | NGS Stores | ELECTRICAL PARTS, EQUIPMENT SPECIFIC | SWITCH, MOTION, ZERO SPEED, 110 VOLT, NEMA 7/9, USED ON N01/N02 FRONT WALL FEEDERS, WORK CTR 1-6. | 1 . CONVEYOR COMPONENTS CMS-1X |  | EA | 2 | 8 | 1 | 3.6667 |  | 0
ELNHA090 | NGS Stores | ELECTRICAL PARTS, EQUIPMENT SPECIFIC | CLEANER, CONDENSER COIL, 1 GALLON COIL-RITE-1GAL, (4 PER CASE), USED ON N00 PLANT EQUIPMENT, WORK CTR 1-6. | 1 . COILRITE COIL-RITE-1GAL 2 . NU-CALGON WHOLESALE INC. 4133-08 |  | EA | 4 | 0 | 0 | 1.3333 |  | 0
FANBR037 | NGS Stores | FANS & FAN PARTS | GAUGE, SIGHT, USED ON N01/N02 PRIMARY AIR FAN/SECONDARY AIR/INDUCED DRAFT FAN, DODGE P/N 430135, 3/4-14, 6" SLEEVOIL AND 3/4-14, 3 7/16 & 7" SLEEVOIL, WORK CTR 1-3 AND 1-7. | 1 . DODGE BEARING 430135 |  | EA | 2 | 2 | 0 | 1.3333 |  | 0
FANPL007 | NGS Stores | FANS & FAN PARTS | PLATE, THRUST KIT, DODGE P/N 132218, USED ON N01/N02 SECONDARY AIR FAN, 3 7/16 SLEEVOIL RT-S, WORK CTR 1-7. | 1 . DODGE BEARING 137101 |  | EA | 2 | 0 | 0 | 0.66667 |  | 0
FANPL008 | NGS Stores | FANS & FAN PARTS | KIT, SLEEVOIL, DODGE, USED ON N01/N02 SECONDARY AIR FAN, 3 7/16 SLEEVOIL, KIT INCLUDES: GROMMET, GROMMET PLATE, BUSHING (LOCKTUBE), LOCKNUT, COOLANT PIPE, WORK CTR 1-7 | 1 . DODGE BEARING 435027 |  | EA | 4 | 2 | 0 | 2 |  | 0
FANPL009 | NGS Stores | FANS & FAN PARTS | KIT, SLEEVOIL, DODGE, KIT INCLUDES: GROMMET, GROMMET PLATE, PIPE NIPPLE, LOCK NUT, GASKET ELIMINATOR , USED ON N01/N02 PRIMARY FAN, 6" SLEEVOIL, WORK CTR 1-3. | 1 . DODGE BEARING 435029 |  | EA | 6 | 0 | 9 | 5 |  | 0
FANRI017 | NGS Stores | FANS & FAN PARTS | RING, OIL, DODGE P/N 600 T SECTION ( NGS - SECONDARY AIR FAN - PARTS ) | 1 . DODGE BEARING 135290 |  | EA | 9 | 0 | 0 | 3 |  | 0
FANSE026 | NGS Stores | FANS & FAN PARTS | KIT, CIRCULATING OIL GROMMET, USED ON N01/N02 PRIMARY AIR FANS, 6" SLEEVOIL, WORK CTR 1-7. | 1 . DODGE BEARING 132205 |  | EA | 2 | 0 | 0 | 0.66667 |  | 0
FANSE029 | NGS Stores | FANS & FAN PARTS | SEAL, DODGE P/N 431564, USED ON N01/N02 PRIMARY AIR FAN, 6" SLEEVOIL, WORK CTR 1-7. | 1 . DODGE BEARING 431564 |  | EA | 1 | 0 | 0 | 0.33333 |  | 0
FANSE030 | NGS Stores | FANS & FAN PARTS | GROMMET, DODGE P/N 133037, USED ON N01/N02 PRIMARY AIR FAN, 6" & 7" SLEEVOIL, WORK CTR 1-7.***ITEM MADE IN HOUSE*** | 1 . DODGE BEARING 133037 |  | EA | 0 | 0 | 0 | 0 |  | 0
FANSE031 | NGS Stores | FANS & FAN PARTS | SEAL, KIT, DODGE P/N 389832, USED ON N01/N02 PRIMARY AIR FAN, 6" SLEEVOIL, WORK CTR 1-7. | 1 . DODGE BEARING 389832 |  | EA | 1 | 0 | 0 | 0.33333 |  | 0
FANSE032 | NGS Stores | FANS & FAN PARTS | O-RING, DODGE P/N 418016, USED ON N01/N02 SECONDARY AIR FAN, 3 7/16 SLEEVOIL, WORK CTR 1-7. | 1 . DODGE BEARING 418016 |  | EA | 4 | 1 | 0 | 1.6667 |  | 0
FANSE034 | NGS Stores | FANS & FAN PARTS | SEAL, KIT, DODGE P/N 389827, USED ON N01/N02 SECONDARY AIR FAN, 3 7/16 SLEEVOIL, WORK CTR 1-7. | 1 . DODGE BEARING 389827 |  | EA | 0 | 1 | 0 | 0.33333 |  | 0
FANSE037 | NGS Stores | FANS & FAN PARTS | SEAL KIT, DODGE P/N 389833, USED ON N01/N02 INDUCED DRAFT FAN, 7" SLEEVOIL, WORK CTR 1-3. | 1 . DODGE BEARING 389833 |  | EA | 0 | 0 | 0 | 0 |  | 0
FIAAN025 | NGS Stores | FIRST AID SUPPLIES | HYDROGEN PEROXIDE, ANTIBACTERIAL CLEANING SOLUTION, 16 OZ BOTTLE, "GENERIC" | 1 . HONEYWELL 150969 2 . SHURFINE-CENTRAL CORP. 7180 CENTRAL STORES 3 . ZEE MEDICAL PRODUCTS 5026 |  | EA | 36 | 36 | 0 | 24 |  | 0
FIAEY035 | NGS Stores | FIRST AID SUPPLIES | STATION, EYE WASH/OVERHEAD SHOWER, EMERGENCY, | 1 . ENCON MANUFACTURING CO. C3-ENC01-0502-16 2 . SPEAKMAN SE-695 |  | EA | 0 | 3 | 1 | 1.3333 |  | 0
FIAEY050 | NGS Stores | FIRST AID SUPPLIES | STATION, EYE/FACE WASH, EMERGENCY, | 1 . ENCON MANUFACTURING CO. C3-ENC01-0354-01 |  | EA | 0 | 3 | 0 | 1 |  | 0
FIAPJ010 | NGS Stores | FIRST AID SUPPLIES | PETROLEUM JELLY, WHITE, 10 TO 15 OZ JAR, PLASTIC, USP, ORDER BY DESCRIPTION | 1 . GENERIC GOLDLINE 8226 2 . SAFETY PRODUCTS INC. 110010 3 . VI JON 1000037737 |  | EA | 14 | 17 | 14 | 15 |  | 0
FIAPO010 | NGS Stores | FIRST AID SUPPLIES | POWDER, FOOT, ANTIFUNGAL, 3.17 OZ. CAN, 1% POWDER, TINACTIN, NON-AEROSOL | 1 . PENNWALT CORP. DESSENEX 2 . SAFETY PRODUCTS INC. F9 DESSENEX 3 . SWIFT FIRST AID 2844406 TINACTIN |  | EA | 53 | 121 | 24 | 66 |  | 0
FILAI087 | NGS Stores | FILTERS | FILTER, AIR, 12" X 24" X 1", DISPOSABLE, HEAVY DUTY POLYSTER FILTER ONLY, HEAVY GRADE FILTER WITH METAL ON BOTH SIDES. SEASONAIRE COMMERICAL GRADE, (USED ON BLACK BOX COMPUTER ROOM ADDITION) | 1 . AMERICAN AIR FILTER 229-319-231 2 . FLANDERS PSF12X24X1 3 . KOCH FILTER CORP. 261001005 |  | EA | 0 | 0 | 0 | 0 |  | 0
FILCO001 | NGS Stores | FILTERS | FILTER, COALESCING, 1/2" N.P.T., WITH AUTOMATIC DRAIN, FINITE MODEL PARKER HANNIFIN P/N HN-2S-6-CA | 1 . PARKER HANNIFIN HN-2S-6-CA |  | EA | 0 | 3 | 0 | 1 |  | 0
FILOI071 | NGS Stores | FILTERS | FILTER, 6-1/4" OD X 5-3/4" ID X 16" L, USED ON N03 BFP LUBE OIL STRAINERS, STAINLESS STEEL, 25 MICRON PLEAT PACK WITH INNER & OUTER PERF., FLOW RATE OF 225 GPM W/PSD OF 4.0 PSI & A SURFACE AREA (FT2) OF 17.5', WORK CTR 1-9.**UNIT 3 ONLY** | 1 . ADAMS AIR AND HYDRAULICS HP600PL16-10M 2 . FLORIDA FILTER FILTER 25 MICRON SS(OBD) 3 . WESTINGHOUSE ELECTRIC 125D441AA |  | EA | 3 | 0 | 2 | 1.6667 |  | 0
FILOI085 | NGS Stores | FILTERS | FILTER, 1.75" OD X 1" ID X 8" L, USED ON N03 EHC PUMP, GOV & THROTTLE VALVES, 5 MICRON ABSOLUTE RATED ELEMENT, WORK CTR 1-5. *NO SUB***UNIT 3 ONLY** | 1 . PARKER HANNIFIN 932617Q |  | EA | 0 | 32 | 34 | 22 |  | 0
FILOI092 | NGS Stores | FILTERS | FILTER, ELEMENT, USED ON CONTINUOUS SHIP UNLOADER HYDRAULICS, DESC. CODE #0160D005BH3HC, WORK CTR 4-9. | 1 . HYDAC 0160 D 005 BH4HC |  | EA | 0 | 2 | 0 | 0.66667 |  | 0
FILOI093 | NGS Stores | FILTERS | FILTER, ELEMENT, USED ON CONTINUOUS SHIP UNLOADER HYDRAULICS, DESC. CODE #0160D010BH3HC, WORK CTR 4-9. | 1 . HYDAC 0160D010BH4HC |  | EA | 0 | 3 | 0 | 1 |  | 0
FILOI094 | NGS Stores | FILTERS | FILTER, ELEMENT, USED ON CONTINUOUS SHIP UNLOADER HYDRAULICS, DESC. CODE #0660D005BN3HC, WORK CTR 4-9. | 1 . HYDAC 0660 D 005 ON. |  | EA | 0 | 4 | 0 | 1.3333 |  | 0
FILOI095 | NGS Stores | FILTERS | FILTER, ELEMENT, USED ON CONTINUOUS SHIP UNLOADER HYDRAULICS, DESC. CODE #1300R005BN3HC, WORK CTR 4-9. | 1 . HYDAC 1300 R 005 ON |  | EA | 0 | 2 | 0 | 0.66667 |  | 0
FILOI133 | NGS Stores | FILTERS | FILTER, OIL, USED ON N01/N02 BED ASH GATHERING CONVEYOR HYDRAULIC POWER UNIT, 10 MICRON ABSOLUTE, D.H.C. 18 GRAMS, ELEMENT COLLAPSE 100PSI/BURST 350PSI, WORK CTR 1-3. | 1 . PARKER HANNIFIN 928763 |  | EA | 0 | 6 | 8 | 4.6667 |  | 0
FILWA002 | NGS Stores | FILTERS | FILTER, 1" X 2-1/2" X 20", ELEMENT, USED ON N01/N02 STATOR COOLING WATER, 3 MICRON, WORK CTR 1-5. | 1 . CUNO FILTERS DCCSA2X 2 . PARKER HANNIFIN 23R20A |  | EA | 15 | 30 | 54 | 33 |  | 0
FLDNU012 | NGS Stores | FLUID DRIVE PARTS | GASKET, BUNA-N 60 DURO, (N01 & N02 CBP FLUID DRIVE OIL FILTER) | 1 . NUGENT 01-047-026 |  | EA | 0 | 0 | 8 | 2.6667 |  | 0
FUSOH052 | CSC Stores | FUSES | FUSE, OVERHEAD DISTRIBUTION, 4KV SUBSTATION TRANSFORMERS. TO BE USED IN 200 BARREL FUSHO150 IN CUTOUT CUTOT004. 1" BUTTON FUSE LINK DESIGNATION: 150QR FULL LOAD RATING 165A | 1 . S AND C ELECTRIC CO. 355150 |  | EA | 0 | 10 | 0 | 3.3333 |  | 0
FUSSU037 | CSC Stores | FUSES | FUSE, 5 A, 250 V, ONE-TIME, CARTRIDGE TYPE BUSSMAN P/N NON-5 GOULD SHAMUT P/N OT-5N | 1 . BUSSMANN NON-5 2 . CEFCO OT5/250 3 . CHASE SHAWMUT CO. OT-5 4 . LITTELFUSE NLN-5 |  | EA | 0 | 20 | 0 | 6.6667 |  | 0
FUSUG006 | CSC Stores | FUSES | FUSE, ONE TIME, 150 AMP RATING, 250 VOLT BLADE TYPE | 1 . BUSSMANN NON-150 2 . CEFCO OT150/250 3 . CHASE SHAWMUT CO. OT-150 4 . LITTELFUSE NLN-150 |  | EA | 0 | 5 | 0 | 1.6667 |  | 0
GAGAA090 | CSC Stores | PUD-GAUGES | GAUGE GLYCERIN FILLED 2-1/2", FACE/LM/0- 200 PSI (MCDANIEL 2-1/2", 1/4", LM BRASS INT-0-200 PSI G/F)(WIKA (WI-1354) 113.14 2-1/2", 1/4" LM, 0-200 PSI, G/F) | 1 . MCDANIEL 2 1/2 X 1/4-LM BRASS INT 0-200 2 . WIKA 21353-2.5-F-4-B |  | EA | 0 | 0 | 0 | 0 |  | 0
GAUGL004 | CSC Stores | GAUGES, SUBSTATION | GLASS, 1/4" THICK X 6" DIAMETER, FOR QUALITROL 6" WINDING TEMPERATURE GAUGES | 1 . QUALITROL CORP. BEZ-627-2 |  | EA | 0 | 1 | 0 | 0.33333 |  | 0
GAULF002 | CSC Stores | GAUGES, SUBSTATION | GAUGE, LIQUID FLOW, 4 1/4", BOTTOM CABLE CONNECTED, FLOW POSITION 3 (DOWN), FLANGE MOUNT, QUALITROL 92-35-12R FOR GE TRANSFORMER S/N H409443 | 1 . QUALITROL 092-011-01 |  | EA | 0 | 0 | 6 | 2 |  | 0
GERRA015 | NGS Stores | GEAR REDUCERS | REDUCER, GEAR ASSY W/MTR, USED ON N00 18"XL ROTARY VLV, LMESTNE PREP SYS, SURGE BIN ROTARY AIR LOCK, SYNCROGEAR, 2HP, RIGHT ANGLE, DELTA DUCON MOD. E460/C1214, FRAME 6, TYPE GWBP, RATIO 57, WK CTR 4-9. "USED ON NO1 & NO2 STRIPPER COOLER C" | 1 . BROWNING - EMERSON POWER TRANS T09-E460-N,6GWBP F 1 W/ E190PE 2 . DELTA DUCON OBD |  | EA | 0 | 2 | 0 | 0.66667 |  | 0
GSKAV008 | NGS Stores | GASKET MATERIAL | GASKET, ASAHI P/N 3114-015, AV-STYLE, TEFLON BONDED EPDM, 1 1/2" NOMINAL PIPE X 1/8" THK., WORK CTR 1-5. | 1 . ASAHI 3114-015 |  | EA | 0 | 1 | 2 | 1 |  | 0
GSKCG010 | NGS Stores | GASKET MATERIAL | GASKET, SPIRAL WND, 1/2" PIPE, 150 CLASS 3/4"ID X1 7/8" OD X .175" THK, CT, STYLE CG 1B, FLEXITALLIC INC. SUPER FLEXITE), NON-ASBESTOS FILLER, 304 S/S WINDING, WORK CTR 1-9. | 1 . FLEXITALLIC INC. ORDER BY DESC (OBD) 2 . GARLOCK RW1B08 |  | EA | 8 | 0 | 0 | 2.6667 |  | 0
GSKCG040 | NGS Stores | GASKET MATERIAL | GASKET, SPIRAL WND, 3/4" PIPE, 150 CLASS 1" ID X 2 1/4" OD X .175" THK FLEXITALIC P/N 1C, NON ASBESTOS FILLER, 304 S/S WINDING, WORK CTR 1-7. | 1 . FLEXITALLIC INC. 1C 2 . GARLOCK RW1C08 |  | EA | 0 | 2 | 0 | 0.66667 |  | 0
GSKCG060 | NGS Stores | GASKET MATERIAL | GASKET, SPIRAL WND, 1" PIPE, 150 CLASS 1 1/4" ID X 2 5/8" OD X .175" THK FLEXITALIC P/N 1D, NON-ASBESTOS FILLER, 304 S/S WINDING, WORK CTR 1-7. | 1 . FLEXITALLIC INC. 1D 2 . GARLOCK RW1D08 |  | EA | 6 | 84 | 6 | 32 |  | 0
GSKCG070 | NGS Stores | GASKET MATERIAL | GASKET, SPIRAL WND, 1" PIPE, 300-600 CLASS, 1 1/4" ID X 2 7/8" OD X .175" THK FLEXITALIC P/N 3D-6D, NON-ASBESTOS FILLER, 304 S/S WINDING, WORK CTR 1-9. | 1 . FLEXITALLIC INC. 3D-6D 2 . GARLOCK RW3D08 3 . LEADER GASKET LG131X3-600 |  | EA | 16 | 3 | 1 | 6.6667 |  | 0
GSKCG100 | NGS Stores | GASKET MATERIAL | GASKET, SPIRAL WND, 1 1/4", FLEXITALLIC P/N 012030008, 1 7/8" ID X 3 1/4" OD X .175" THK, 304 S/S & FLEXICARB, 300/400/600 PSI, WORK CTR 1-3 & 1-9. | 1 . FLEXITALLIC INC. 012030008 2 . GARLOCK RW3E08 3 . GENERAL ELECTRIC CO. 255A4880P027 |  | EA | 1 | 0 | 0 | 0.33333 |  | 0
GSKCG110 | NGS Stores | GASKET MATERIAL | GASKET, SPIRAL WND, 1 1/2" PIPE, 150 CLASS, 2 1/8" ID X 3 3/8" OD X .175" THK FLEXITALIC P/N 1F, NON-ASBESTOS FILLER, 304 S/S WINDING, WORK CTR 1-3 AND 1-9. | 1 . FLEXITALLIC INC. 1F 2 . GARLOCK RW1F08 |  | EA | 5 | 4 | 9 | 6 |  | 0
GSKCG120 | NGS Stores | GASKET MATERIAL | GASKET, SPIRAL WND, 1 1/2" PIPE, 300-600LBS, 2 1/8" ID X 2 3/4" OD X 3 3/4" OD RING X .175" TK, FLEXITALLIC P/N CG01503028302, 316 S/S, THERMICULITE, TEMP. LIMIT TO 1500 DEGREES F., WORK CTR 1-9 AND 3-4. | 1 . FLEXITALLIC INC. CG01503028302 2 . GARLOCK PURCHASE BY DESCRIPTION |  | EA | 0 | 0 | 6 | 2 |  | 0
GSKCG140 | NGS Stores | GASKET MATERIAL | GASKET, SPIRAL WND, 2" PIPE, 150 CLASS 2 3/4" ID X 4 1/8" OD X.175" THK FLEXITALIC P/N 1G, NON-ASBESTOS FILLER, 304 SS WINDING, WORK CTR 1-3, 1-5, AND 1-9. | 1 . FLEXITALLIC INC. 1G 2 . GARLOCK RW1G08 |  | EA | 9 | 22 | 6 | 12.3333 |  | 0
GSKCG150 | NGS Stores | GASKET MATERIAL | GASKET, SPIRAL WND, 2" PIPE, 300-600 CLASS, 2-3/4" ID X 4-3/8" OD X .175" THK FLEXITALIC P/N 3G-6G, NON-ASBESTOS NON-ASBESTOS FILLER, 304 S/S WINDING, WORK CTR 1-7 AND 1-9. | 1 . FLEXITALLIC INC. 3G-6G 2 . GARLOCK RW3G08 |  | EA | 5 | 9 | 4 | 6 |  | 0
GSKCG170 | NGS Stores | GASKET MATERIAL | GASKET, SPIRAL WND, 2 1/2" PIPE, 150 CLASS, 3 1/4" ID X 4 7/8" OD X .175" THK FLEXITALIC P/N 1H, NON-ASBESTOS FILLER, 304 S/S WINDING, WORK CTR 1-7 AND 1-9. | 1 . FLEXITALLIC INC. 1H 2 . GARLOCK RW1H08 |  | EA | 3 | 0 | 2 | 1.6667 |  | 0
GSKCG180 | NGS Stores | GASKET MATERIAL | GASKET, SPIRAL WND, 2 1/2" PIPE, 300-600 CLASS, 3 1/4" ID X 5 1/8" OD X .175" THK FLEXITALIC P/N 3H-6H, NON-ASBESTOS FILLER, 304 S/S WINDING WINDING, WORK CTR 1-7 AND 1-9. | 1 . FLEXITALLIC INC. 3H-6H 2 . GARLOCK RW3H08 |  | EA | 0 | 4 | 0 | 1.3333 |  | 0
GSKCG200 | NGS Stores | GASKET MATERIAL | GASKET, SPIRAL WND, 3" PIPE, 150 CLASS, 4" ID X 4 3/4" OD X 5 3/8" RING OD, FLEXITALIC, WORK CTR 1-3 AND 1-7 | 1 . FLEXITALLIC INC. 1J 2 . GARLOCK RW1J08 3 . GENERAL ELECTRIC CO. 299A322P008. |  | EA | 22 | 18 | 4 | 14.6667 |  | 0
GSKCG240 | NGS Stores | GASKET MATERIAL | GASKET, SPIRAL WND, 4" PIPE, 150 CLASS 5" ID X 5 7/8" OD X 6 7/8" RING OD FLEXITALLIC P/N 1L, NON-ASBESTOS CHLORITE/GRAPHITE PAPER, TEMP. LIMIT TO 1500 DEGREE F. 304SS WINDING, WORK CTR 1-7 AND 1-9. | 1 . FLEXITALLIC INC. 040010017 2 . GARLOCK RW1L08 |  | EA | 10 | 20 | 31 | 20.3333 |  | 0
GSKCG320 | NGS Stores | GASKET MATERIAL | GASKET, SPIRAL WND, 6" PIPE, 150 CLASS 7 3/16" ID X 8-3/16" OD X .175 THK FLEXITALIC STYLE CG P/N 1P, NON-ASBESTOS NON-ASBESTOS FILLER, 304SS WINDING, WORK CTR 1-7 & 1-9 | 1 . FLEXITALLIC INC. 1P 2 . GARLOCK RW1P08 3 . GENERAL ELECTRIC CO. N5605P06001G2 |  | EA | 16 | 5 | 9 | 10 |  | 0
GSKCG330 | NGS Stores | GASKET MATERIAL | GASKET, SPIRAL WND, 6" PIPE, 300 CLASS 7 3/16" ID X 9 7/8" OD X .175" THK FLEXITALIC STYLE CG P/N 3P, NON-ASBESTOS NON-ASBESTOS FILLER, 304SS WINDING, WORK CTR 1-9 | 1 . FLEXITALLIC INC. 3P 2 . LEADER GASKET STYLE LG-13 (OBD) |  | EA | 0 | 0 | 10 | 3.3333 |  | 0
GSKCG340 | NGS Stores | GASKET MATERIAL | GASKET, SPIRAL WND, 8" PIPE, 150 CLASS 9 3/16" ID X 11" OD X .175" THK FLEXITALIC STYLE CG P/N 1Q,WORK CTR 1-7 & 1-9 | 1 . FLEXITALLIC INC. 1Q 2 . GARLOCK RW1Q08 3 . GENERAL ELECTRIC CO. N5605P08001G2 |  | EA | 0 | 10 | 6 | 5.3333 |  | 0
GSKCG345 | NGS Stores | GASKET MATERIAL | GASKET, SPIRAL WND, 8" PIPE, 300 CLASS 9 3/16 ID X 12 1/8" OD X .175 THK FLEXITALIC STYLE CG P/N 3Q, NON-ASBESTOS FILLER, 304 SS WINDING, WORK CTR 3-4 & 1-9 | 1 . FLEXITALLIC INC. 080030017 2 . FLEXITALLIC INC. CG3QSUPER-FLEXITE |  | EA | 0 | 0 | 0 | 0 |  | 0
GSKCG370 | NGS Stores | GASKET MATERIAL | GASKET, SPIRAL WND, 10" PIPE, 150 CLASS 11 5/16" ID X 13 3/8" OD X .175" THK FLEXITALIC P/N 1R, NON-ASBESTOS FILLER, 304 S/S WINDING, WORK CTR 1-9. | 1 . FLEXITALLIC INC. 1R |  | EA | 2 | 0 | 3 | 1.6667 |  | 0
GSKCG410 | NGS Stores | GASKET MATERIAL | GASKET, SPIRAL WND, 12" PIPE, 150 CLASS 13 3/8" ID X 16 1/8" OD X .175" THK FLEXITALIC P/N 1S, NON-ASBESTOS FILLER, 304 SS WINDING, WORK CTR 1-7 AND 1-9. | 1 . FLEXITALLIC INC. 1S |  | EA | 0 | 1 | 6 | 2.3333 |  | 0
GSKGA020 | NGS Stores | GASKET MATERIAL | GASKET MATERIAL, ASBESTOS FREE, 1/64" THICK X 60" WIDE X 60" LONG SHEET GARLOCK P/N 3400, WORK CTR 1-9.***GARLOCK ONLY*** | 1 . FLEXITALLIC GASKET 2420A0160TX 2 . FLEXITALLIC INC. 2420A01602X 3 . GARLOCK PACKING 3400-1/64" 4 . KLINGER PACKING C4401-1/64" |  | EA | 2 | 6 | 0 | 2.6667 |  | 0
GSKGA040 | NGS Stores | GASKET MATERIAL | GASKET MATERIAL, ASBESTOS FREE, 1/32" THICK # 60" WIDE X 60" LONG SHEET, WORK CTR 1-9. | 1 . GARLOCK PACKING 3400-1/32" |  | EA | 7 | 2 | 0 | 3 |  | 0
GSKGA060 | NGS Stores | GASKET MATERIAL | GASKET MATERIAL, ASBESTOS FREE, 1/16" THICK X 60" WIDE X 60" LONG SHEET BLUE-GARD COMPRESSED GASKET MATERIAL, WORK VTR 1-9 | 1 . GARLOCK PACKING 3400-1/16" |  | EA | 6 | 5 | 7 | 6 |  | 0
GSKGA080 | NGS Stores | GASKET MATERIAL | GASKET MATERIAL, ASBESTOS FREE, 3/32" THICK X 60" WIDE X 60" LONG SHEET GARLOCK #3400, WORK CTR 1-9. | 1 . GARLOCK PACKING 3400-3/32" 2 . KLINGER INC. C-4401-3/32" |  | EA | 4 | 8 | 5 | 5.6667 |  | 0
GSKGA100 | NGS Stores | GASKET MATERIAL | GASKET MATERIAL, ASBESTOS FREE, 1/8" THICK X 60" WIDE X 60" LONG SHEET, WORK CTR 1-9. | 1 . GARLOCK PACKING 3400-1/8" 2 . KLINGER PACKING C4401-1/8" 3 . PHELPS PACKING & RUBBER CO. 7001.... |  | EA | 3 | 4 | 3 | 3.3333 |  | 0
GSKKL060 | NGS Stores | GASKET MATERIAL | GASKET MATERIAL, ASBESTOS FREE, 1/16" THICK X 60" WIDE X 60" LONG SHEET,KLINGER P/N C-4408W, WORK CTR 1-9. | 1 . KLINGER INC. C-4408W-1/16" |  | EA | 3 | 1 | 1 | 1.6667 |  | 0
GSKKL080 | NGS Stores | GASKET MATERIAL | GASKET MATERIAL, ASBESTOS FREE, 3/32" THICK X 60" WIDE X 60" LONG SHEET, KLINGER P/N C-4408W, WORK CTR 1-9. | 1 . KLINGER INC. C-4408W-3/32" |  | EA | 4 | 0 | 0 | 1.3333 |  | 0
GSKNE002 | CSC Stores | GASKETS AND GASKET MATERIAL | GASKET MATERIAL, NEOPRENE-CORK SHEET, SIZE 1/4" X 36" X 36" | Not specified |  | EA | 0 | 1 | 1 | 0.66667 |  | 0
GSKNE003 | CSC Stores | GASKETS AND GASKET MATERIAL | GASKET MATERIAL, NEOPRENE-CORK SHEET, SIZE - 3/8" X 36" X 36", (MEDIUM FIRMNESS) | Not specified |  | FT | 0 | 0 | 1 | 0.33333 |  | 0
GSKNR021 | NGS Stores | GASKET MATERIAL | GASKET MATERIAL, NEOPRENE RUBBER, 1/8" THICK X 48" WIDE X RANDOM LENGTH ROLL OF 20' THRU 60' MAX | 1 . BRP MANUFACTURING COMPANY MIL-R-6855-2GR60 |  | EA | 100 | 0 | 100 | 66.6667 |  | 0
GSKNR040 | NGS Stores | GASKET MATERIAL | GASKET MATERIAL, NEOPRENE RUBBER, 3/8" THICK X 13/16" WIDE X 7' LONG | 1 . GARLOCK PACKING STYLE 8312. 2 . KAYDON CORPORATION 99B97 3 . KEENE CORP. 97B92 |  | LB | 0 | 0 | 0 | 0 |  | 0
GSKRU040 | NGS Stores | GASKET MATERIAL | GASKET MATERIAL, RUBBER, RED, 1/16" THICK X 48" WIDE X 80-105# NOMINAL ROLL | 1 . BILTRITE CORP. STYLE 20 RED 1/16" 2 . BOSTON STYLE 50 RED 1/16" 3 . GARLOCK PACKING STYLE 22. |  | LB | 0 | 100 | 0 | 33.3333 |  | 0
GSKRU060 | NGS Stores | GASKET MATERIAL | GASKET MATERIAL, RUBBER, RED 1/8" THICK X 48" WIDE X 80-105 LB NOMINAL ROLL | 1 . BILTRITE CORP. STYLE 20 RED 1/8" 2 . BOSTON STYLE 50 RED 1/8" 3 . GARLOCK PACKING STYLE 22.. 4 . PHELPS PACKING & RUBBER CO. 7237 |  | LB | 418 | 0 | 327 | 248.3333 |  | 0
GSKRU080 | NGS Stores | GASKET MATERIAL | GASKET MATERIAL, RUBBER, RED, 1/4" THICK X 48" WIDE X 80 TO 105 LB NOMINAL ROLL 100# ROLLS ARE DESIRED | 1 . BILTRITE CORP. STYLE 20 RED 2 . GARLOCK PACKING STLYE 50 |  | EA | 278 | 0 | 89 | 122.3333 |  | 0
GSKSR045 | NGS Stores | GASKET MATERIAL | GASKET, SPIRAL WND, 1 3/8" ID X 2" OD X .125" THK, LARGE TONGUE & GROOVE FLANGE GASKET, FLEXITALLIC STYLE SPECIAL R, METAL - 304 SS, FILLER - FLEXITE SUPER 2500 PSI @ 850F., WORK CTR 1-9 | 1 . FLEXITALLIC INC. SPECIAL R, 1 3/8 X 2 |  | EA | 2 | 2 | 0 | 1.3333 |  | 0
GSKTE040 | NGS Stores | GASKET MATERIAL | GASKET MATERIAL, TEFLON, 1/16" THICK X 48" WIDE X 48" LONG SHEET, WORK CTR 1-9 | 1 . INDUSTRIAL PLASTICS & MACHINE, TN-01 1/16" 2 . PALMETTO 2950-1/16" |  | EA | 1 | 2 | 0 | 1 |  | 0
GSKTE100 | NGS Stores | GASKET MATERIAL | GASKET MATERIAL, TEFLON, 1/4" THICK X 48 " WIDE X 48" LONG SHEET, WORK CTR 1-9 | 1 . INDUSTRIAL PLASTICS & MACHINE, TN-01 1/4" 2 . PALMETTO 2950-1/4" |  | EA | 2 | 0 | 0 | 0.66667 |  | 0
HDWCC010 | NGS Stores | HARDWARE | CLAMP, CABLE, 5/16", U-BOLT TYPE, FORGED STEEL | 1 . CROSBY GROUP INC. G-450, 5/16" |  | EA | 0 | 20 | 60 | 26.6667 |  | 0
HDWCC300 | NGS Stores | HARDWARE | J-CLAMP, 5/16 S/S, WIRE ROPE CLIP, CHAIR TYPE, FOR CABLE-SKY CLIMBER, MDL #G-429, CAMPBELL P/N: 640-3105, WORK CTR 1-9. | 1 . CAMPBELL CHAIN 640-3105 |  | FT | 0 | 0 | 40 | 13.3333 |  | 0
HDWCH020 | NGS Stores | HARDWARE | CHAIN, COIL, LIGHT DUTY, LOW CARBON STEEL, ZINC, 3/16" THK, 1 DRUM= 850 FT , WORK CTR 1-9. | 1 . COLUMBUS MCKINNON CORP. 671440 2 . COLUMBUS MCKINNON CORP. CM GRADE 30 |  | FT | 0 | 850 | 0 | 283.3333 |  | 0
HDWCH023 | CSC Stores | HARDWARE | CHAIN, COIL, GENERAL PURPOSE DUTY, LOW CARBON STEEL, ZINC PLATED, 5/16" THICK, WORKING LOAD LIMIT 1900 LBS. (92' STD PK IN PAILS) | 1 . CAMPBELL CHAIN 014-0523 2 . W W GRAINGER 3Z939 |  | EA | 184 | 0 | 0 | 61.3333 |  | 0
HDWCP106 | NGS Stores | HARDWARE | CLAMP, PIPE REPAIR PATCH, 1" X 3" STAINLESS STEEL ( NO SUB.) | 1 . ROMAC INDUSTRIES SC-13X3 |  | EA | 0 | 1 | 0 | 0.33333 |  | 0
HDWCP110 | NGS Stores | HARDWARE | CLAMP, PIPE REPAIR PATCH, 2" X 6" STAINLESS STEEL ( NO SUB.) | 1 . ROMAC INDUSTRIES SC-24 X 6 |  | EA | 10 | 0 | 0 | 3.3333 |  | 0
HDWFG200 | NGS Stores | HARDWARE | FITTING, HYDRAULIC GREASE, CARBON STEEL SURFACE CHECK, STRAIGHT, SAE SPECIAL EXTRA SHORT 1/8" M NPTF THREAD X 11/16" OVERALL LEN- GTH, 19/64" SHANK LENGTH, 7/16" HEX SIZE ALEMITE 1610-BL | 1 . ALEMITE CO. 1610-BL |  | EA | 50 | 350 | 50 | 150 |  | 0
HDWFG210 | NGS Stores | HARDWARE | FITTING, GREASE, SURFACE CHECK, ELBOW 30 , NPTM 1/8" DIA X 29/32" LG | 1 . ALEMITE CO. 1611-B |  | EA | 0 | 100 | 0 | 33.3333 |  | 0
HDWFG220 | NGS Stores | HARDWARE | FITTING, GREASE, SURFACE CHECK, ELBOW 45 , NPTM 1/8" DIA X 57/64" LG | 1 . ALEMITE CO. 1688-B |  | EA | 0 | 50 | 0 | 16.6667 |  | 0
HDWFG230 | NGS Stores | HARDWARE | FITTING, GREASE, SURFACE CHECK, ELBOW 65 , NPTM 1/8" DIA X 27/32" LG | 1 . ALEMITE CO. 1612-B |  | EA | 0 | 0 | 0 | 0 |  | 0
HDWFG250 | NGS Stores | HARDWARE | FITTING, GREASE, SURFACE CHECK, STRAIGHT , TAPER THREADED 28 1/4" DIA X 35/64" LG | 1 . ALEMITE CO. 1641-B |  | EA | 0 | 150 | 0 | 50 |  | 0
HDWFG640 | NGS Stores | HARDWARE | FITTING, GREASE, BUTTON HEAD, STANDARD, NPTM 1/4" DIA X 53/64" LG | 1 . ALEMITE CO. A-1186 |  | EA | 50 | 0 | 0 | 16.6667 |  | 0
HDWFU002 | NGS Stores | HARDWARE | FUNNEL, PLASTIC, 16 OZ. | 1 . MCMASTER-CARR 1479T5 2 . MOTION INDUSTRIES 03078822 |  | EA | 28 | 23 | 20 | 23.6667 |  | 0
HDWFU003 | NGS Stores | HARDWARE | FUNNEL, PLASTIC, 64 OZ. | Not specified |  | EA | 20 | 38 | 30 | 29.3333 |  | 0
HDWHP001 | CSC Stores | HARDWARE | HASP, SECURITY, MASTER 2-1/2", STEEL | 1 . MASTER LOCK 702D |  | EA | 18 | 24 | 0 | 14 |  | 0
HDWHP040 | NGS Stores | HARDWARE | HASP, SAFETY-FIXED STRAP, STEEL 6" X 1-3/4" SLOTTED FLAP, 3" X 1-3/4" HINGE FLAP, 2-1/4" X 1-3/8" STAPLE PLATE, 0.064" THICK | 1 . GRAINGER 4FWD6 |  | EA | 18 | 22 | 10 | 16.6667 |  | 0
HDWMD001 | NGS Stores | HARDWARE | PLASTIGAGE, .001-.003, TYPE PG-1, WORK CTR 1-8. | 1 . PERFECT CIRCLE SPG-1 |  | EA | 10 | 0 | 0 | 3.3333 |  | 0
HDWMD002 | NGS Stores | HARDWARE | PLASTIGAGE, .002-.006, TYPE PR-1, WORK CTR 1-8. | 1 . PERFECT CIRCLE SPR-1 |  | EA | 20 | 0 | 0 | 6.6667 |  | 0
HDWMD003 | NGS Stores | HARDWARE | PLASTIGAGE, .004-.009, TYPE PB-1, WORK CTR 1-8. | 1 . PERFECT CIRCLE SPB-1 |  | FT | 40 | 0 | 10 | 16.6667 |  | 0
HDWRM010 | NGS Stores | HARDWARE | ROPE, MANILA, 1/4" DIA. 600 FT. COILS TYPE- 3-STRAND TWISTED, TENSILE STRENGTH 540, LOAD LIMIT- 54LBS., | 1 . PENINSULA INT'L CORDAGE CORP. 9630 |  | FT | 3000 | 6600 | 3600 | 4400 |  | 0
HDWRP001 | NGS Stores | HARDWARE | ROPE 1/2", 100% POLYESTER, 12 STRAND DOUBLE BRAIDED, W/SANTANE ORANGE COATING USED ON CATHODIC PROTECTION CABLE RACKS | 1 . SAMSON OCEAN SYSTEMS INC. 806-1/2-ORANGE |  | EA | 1200 | 0 | 0 | 400 |  | 0
HDWSB400 | NGS Stores | HARDWARE | SHIM, DECIMAL SLOTTED, 300 SERIES SS, SIZE A, 2" X 2" X 5/8" SLOT, THICKNESS .001, PACK OF 20-EACH | 1 . PRECISION BRAND 42205 |  | EA | 0 | 120 | 0 | 40 |  | 0
HDWSB401 | NGS Stores | HARDWARE | SHIM, DECIMAL SLOTTED, 300 SERIES SS, SIZE A - 2" X 2" X 5/8" SLOT, THICKNESS .002, PACK OF 20-EACH | 1 . PRECISION BRAND 42210 |  | EA | 60 | 120 | 0 | 60 |  | 0
HDWSB404 | NGS Stores | HARDWARE | SHIM, DECIMAL SLOTTED, 300 SERIES SS, SIZE A - 2" X 2" X 5/8" SLOT, THICKNESS .005, PACK OF 20-EACH | 1 . PRECISION BRAND 42225 |  | EA | 20 | 140 | 0 | 53.3333 |  | 0
HDWSB405 | NGS Stores | HARDWARE | SHIM, DECIMAL SLOTTED, 300 SERIES SS, SIZE A - 2" X 2" X 5/8" SLOT, THICKNESS .010, PACK OF 20-EACH | 1 . PRECISION BRAND 42230 |  | EA | 40 | 120 | 0 | 53.3333 |  | 0
HDWSB406 | NGS Stores | HARDWARE | SHIM, DECIMAL SLOTTED, 300 SERIES SS, SIZE A - 2" X 2" X 5/8" SLOT, THICKNESS .015, PACK OF 10-EACH | 1 . PRECISION BRAND 42235 |  | EA | 40 | 120 | 0 | 53.3333 |  | 0
HDWSB407 | NGS Stores | HARDWARE | SHIM, DECIMAL SLOTTED, 300 DERIES SS, SIZE A - 2" X 2" X 5/8" SLOT, THICKNESS .020, PACK OF 10-EACH | 1 . PRECISION BRAND 42240 |  | EA | 0 | 140 | 0 | 46.6667 |  | 0
HDWSB408 | NGS Stores | HARDWARE | SHIM, DECIMAL SLOTTED, 300 SERIES SS, SIZE A - 2" X 2" X 5/8" SLOT, THICKNESS .025, PACK OF 10-EACH | 1 . PRECISION BRAND 42245 |  | EA | 20 | 120 | 0 | 46.6667 |  | 0
HDWSB409 | NGS Stores | HARDWARE | SHIM, DECIMAL SLOTTED, 300 SERIES SS, SIZE A - 2" X 2" X 5/8" SLOT, THICKNESS .050, PACK OF 5-EACH | 1 . PRECISION BRAND 42250 |  | EA | 40 | 180 | 0 | 73.3333 |  | 0
HDWSB410 | NGS Stores | HARDWARE | SHIM, DECIMAL SLOTTED, 300 SERIES SS, SIZE A - 2" X 2" 5/8" SLOT, THICKNESS 0.075, PACK OF 5-EACH | 1 . PRECISION BRAND 42255 |  | EA | 20 | 120 | 0 | 46.6667 |  | 0
HDWSB411 | NGS Stores | HARDWARE | SHIM, DECIMAL SLOTTED, 300 SERIES SS, SIZE A - 2" X 2" X 5/8" SLOT, THICKNESS 0.100, PACK OF 5-EACH | 1 . PRECISION BRAND 42260 |  | EA | 20 | 180 | 20 | 73.3333 |  | 0
HDWSB413 | NGS Stores | HARDWARE | SHIM, DECIMAL SLOTTED, 300 SERIES SS, SIZE B - 3" X 3" X 3/4" SLOT, THICKNESS .001, PACK OF 20-EACH | 1 . PRECISION BRAND 42305 |  | EA | 0 | 140 | 0 | 46.6667 |  | 0
HDWSB414 | NGS Stores | HARDWARE | SHIM, DECIMAL SLOTTED, 300 SERIES SS, SIZE B - 3" X 3" X 3/4" SLOT, THICKNESS .002, PACK OF 20-EACH | 1 . PRECISION BRAND 42310 |  | EA | 20 | 180 | 0 | 66.6667 |  | 0
HDWSB415 | NGS Stores | HARDWARE | SHIM, DECIMAL SLOTTED, 300 SERIES SS, SIZE B - 3" X 3" X 3/4" SLOT, THICKNESS .003, PACK OF 20-EACH | 1 . PRECISION BRAND 42315 |  | EA | 40 | 180 | 0 | 73.3333 |  | 0
HDWSB416 | NGS Stores | HARDWARE | SHIM, DECIMAL SLOTTED, 300 SERIES SS, SIZE B - 3" X 3" X 3/4" SLOT, THICKNESS .004, PACK OF 20-EACH | 1 . PRECISION BRAND 42320 |  | EA | 0 | 200 | 0 | 66.6667 |  | 0
HDWSB417 | NGS Stores | HARDWARE | SHIM, DECIMAL SLOTTED, 300 SERIES SS, SIZE B - 3" X 3" X 3/4" SLOT, THICKNESS .005, PACK OF 20-EACH | 1 . PRECISION BRAND 42325 |  | EA | 20 | 200 | 0 | 73.3333 |  | 0
HDWSB418 | NGS Stores | HARDWARE | SHIM, DECIMAL SLOTTED, 300 SERIES SS, SIZE B - 3" X 3" X 3/4" SLOT, THICKNESS .010, PACK OF 20-EACH | 1 . PRECISION BRAND 42330 |  | EA | 20 | 120 | 0 | 46.6667 |  | 0
HDWSB419 | NGS Stores | HARDWARE | SHIM, DECIMAL SLOTTED, 300 SERIES SS, SIZE B - 3" X 3" X 3/4" SLOT, THICKNESS .015, PACK OF 10-EACH | 1 . PRECISION BRAND 42335 |  | EA | 20 | 160 | 0 | 60 |  | 0
HDWSB420 | NGS Stores | HARDWARE | SHIM, DECIMAL SLOTTED, 300 SERIES SS, SIZE B - 3" X 3" X 3/4" SLOT, THICKNESS .020, PACK OF 10-EACH | 1 . PRECISION BRAND 42340 |  | EA | 0 | 0 | 20 | 6.6667 |  | 0
HDWSB421 | NGS Stores | HARDWARE | SHIM, DECIMAL SLOTTED, 300 SERIES SS, SIZE B - 3" X 3" X 3/4" SLOT, THICKNESS .025, PACK OF 10-EACH | 1 . PRECISION BRAND 42345 |  | EA | 20 | 120 | 20 | 53.3333 |  | 0
HDWSB422 | NGS Stores | HARDWARE | SHIM, DECIMAL SLOTTED, 300 SERIES SS, SIZE B - 3" X 3" X 3/4" SLOT, THICKNESS .050, PACK OF 5-EACH | 1 . PRECISION BRAND 42350 |  | EA | 0 | 100 | 0 | 33.3333 |  | 0
HDWSB423 | NGS Stores | HARDWARE | SHIM, DECIMAL SLOTTED, 300 SERIES SS, SIZE B - 3" X 3" X 3/4" SLOT, THICKNESS 0.075, PACK OF 5-EACH | 1 . PRECISION BRAND 42355 |  | EA | 20 | 100 | 0 | 40 |  | 0
HDWSB424 | NGS Stores | HARDWARE | SHIM, DECIMAL SLOTTED, 300 SERIES SS, SIZE B - 3" X 3" X 3/4" SLOT, THICKNESS: 0.100, PACK OF 5-EACH | 1 . PRECISION BRAND 42360 |  | EA | 0 | 120 | 0 | 40 |  | 0
HDWSB426 | NGS Stores | HARDWARE | SHIM, DECIMAL SLOTTED, 300 SERIES SS, SIZE C - 4" X 4" X 1 1/4" SLOT, THICKNESS .001, PACK OF 20-EACH | 1 . PRECISION BRAND 42405 |  | EA | 80 | 80 | 40 | 66.6667 |  | 0
HDWSB427 | NGS Stores | HARDWARE | SHIM, DECIMAL SLOTTED, 300 SERIES SS, SIZE C - 4" X 4" X 1 1/4" SLOT, THICKNESS .002, PACK OF 20-EACH | 1 . PRECISION BRAND 42410 |  | EA | 60 | 100 | 60 | 73.3333 |  | 0
HDWSB428 | NGS Stores | HARDWARE | SHIM, DECIMAL SLOTTED, 300 SERIES SS, SIZE C - 4" X 4" X 1 1/4" SLOT, THICKNESS .003, PACK OF 20-EACH | 1 . PRECISION BRAND 42415 |  | EA | 60 | 100 | 60 | 73.3333 |  | 0
HDWSB429 | NGS Stores | HARDWARE | SHIM, DECIMAL SLOTTED, 300 SERIES SS, SIZE C - 4" X 4" X 1 1/4" SLOT, THICKNESS .004, PACK OF 20-EACH | 1 . PRECISION BRAND 42420 |  | EA | 40 | 80 | 0 | 40 |  | 0
HDWSB430 | NGS Stores | HARDWARE | SHIM, DECIMAL SLOTTED, 300 SERIES SS, SIZE C - 4" X 4" X 1 1/4" SLOT, THICKNESS .005, PACK OF 20-EACH | 1 . PRECISION BRAND 42425 |  | EA | 40 | 100 | 60 | 66.6667 |  | 0
HDWSB431 | NGS Stores | HARDWARE | SHIM, DECIMAL SLOTTED, 300 SERIES SS, SIZE C - 4" X 4" X 1 1/4" SLOT, THICKNESS .010, PACK OF 20-EACH | 1 . PRECISION BRAND 42430 |  | EA | 0 | 100 | 0 | 33.3333 |  | 0
HDWSB432 | NGS Stores | HARDWARE | SHIM, DECIMAL SLOTTED, 300 SERIES SS, SIZE C - 4" X 4" X 1 1/4" SLOT, THICKNESS .015, PACK OF 10-EACH | 1 . PRECISION BRAND 42435 |  | EA | 0 | 80 | 0 | 26.6667 |  | 0
HDWSB433 | NGS Stores | HARDWARE | SHIM, DECIMAL SLOTTED, 300 SERIES SS, SIZE C - 4" X 4" X 1 1/4" SLOT, THICKNESS .020, PACK OF 10-EACH | 1 . PRECISION BRAND 42440 |  | EA | 20 | 60 | 0 | 26.6667 |  | 0
HDWSB434 | NGS Stores | HARDWARE | SHIM, DECIMAL SLOTTED, 300 SERIES SS, SIZE C - 4" X 4" X 1 1/4" SLOT, THICKNESS .025, PACK OF 10-EACH | 1 . PRECISION BRAND 42445 |  | EA | 0 | 80 | 0 | 26.6667 |  | 0
HDWSB435 | NGS Stores | HARDWARE | SHIM, DECIMAL SLOTTED, 300 SERIES SS, SIZE C - 4" X 4" X 1 1/4" SLOT, THICKNESS .050, PACK OF 5-EACH | 1 . PRECISION BRAND 42450 |  | EA | 20 | 100 | 0 | 40 |  | 0
HDWSB436 | NGS Stores | HARDWARE | SHIM, DECIMAL SLOTTED, 300 SERIES SS, SIZE C - 4" X 4" X 1 1/4" SLOT, THICKNESS: 0.075, PACK OF 5-EACH | 1 . PRECISION BRAND 42455 |  | EA | 20 | 60 | 0 | 26.6667 |  | 0
HDWSB437 | NGS Stores | HARDWARE | SHIM, DECIMAL SLOTTED, 300 SERIES SS, SIZE C - 4" X 4" X 1 1/4" SLOT, THICKNESS: 0.100, PACK OF 5-EACH | 1 . PRECISION BRAND 42460 |  | EA | 20 | 100 | 0 | 40 |  | 0
HDWSB439 | NGS Stores | HARDWARE | SHIM, DECIMAL SLOTTED, 300 SERIES SS, SIZE D - 5" X 5" X 1 5/8" SLOT, THICKNESS .001, PACK OF 20-EACH | 1 . PRECISION BRAND 42505 |  | EA | 40 | 80 | 20 | 46.6667 |  | 0
HDWSB440 | NGS Stores | HARDWARE | SHIM, DECIMAL SLOTTED, 300 SERIES SS, SIZE D - 5" X 5" X 1 5/8" SLOT, THICKNESS .002, PACK OF 20-EACH | 1 . PRECISION BRAND 42510 |  | EA | 20 | 80 | 0 | 33.3333 |  | 0
HDWSB441 | NGS Stores | HARDWARE | SHIM, DECIMAL SLOTTED, 300 SERIES SS, SIZE D - 5" X 5" X 1 5/8" SLOT, THICKNESS .003, PACK OF 20-EACH | 1 . PRECISION BRAND 42515 |  | EA | 40 | 120 | 0 | 53.3333 |  | 0
HDWSB442 | NGS Stores | HARDWARE | SHIM, DECIMAL SLOTTED, 300 SERIES SS, SIZE D - 5" X 5" X 1 5/8" SLOT, THICKNESS .004, PACK OF 20-EACH | 1 . PRECISION BRAND 42520 |  | EA | 60 | 80 | 0 | 46.6667 |  | 0
HDWSB443 | NGS Stores | HARDWARE | SHIM, DECIMAL SLOTTED, 300 SERIES SS, SIZE D - 5" X 5" X 1 5/8" SLOT, THICKNESS .005, PACK OF 20-EACH | 1 . PRECISION BRAND 42525 |  | EA | 100 | 80 | 0 | 60 |  | 0
HDWSB444 | NGS Stores | HARDWARE | SHIM, DECIMAL SLOTTED, 300 SERIES SS, SIZE D - 5" X 5" X 1 5/8" SLOT, THICKNESS .010, PACK OF 20-EACH | 1 . PRECISION BRAND 42530 |  | EA | 40 | 80 | 20 | 46.6667 |  | 0
HDWSB445 | NGS Stores | HARDWARE | SHIM, DECIMAL SLOTTED, 300 SERIES SS, SIZE D - 5" X 5" X 1 5/8" SLOT, THICKNESS .015, PACK OF 10-EACH | 1 . PRECISION BRAND 42535 |  | EA | 20 | 80 | 0 | 33.3333 |  | 0
HDWSB447 | NGS Stores | HARDWARE | SHIM, DECIMAL SLOTTED, 300 SERIES SS, SIZE D - 5" X 5" X 1 5/8" SLOT, THICKNESS .025, PACK OF 10-EACH | 1 . PRECISION BRAND 42545 |  | EA | 0 | 0 | 40 | 13.3333 |  | 0
HDWSB448 | NGS Stores | HARDWARE | SHIM, DECIMAL SLOTTED, 300 SERIES SS, SIZE D - 5" X 5" X 1 5/8" SLOT, THICKNESS .050, PACK OF 5-EACH | 1 . PRECISION BRAND 42550 |  | EA | 20 | 100 | 0 | 40 |  | 0
HDWSB449 | NGS Stores | HARDWARE | SHIM, DECIMAL SLOTTED, 300 SERIES SS, SIZE D - 5" X 5" X 1 5/8" SLOT, THICKNESS: 0.075, PACK OF 5-EACH | 1 . PRECISION BRAND 42555 |  | EA | 50 | 70 | 0 | 40 |  | 0
HDWSB450 | NGS Stores | HARDWARE | SHIM, DECIMAL SLOTTED, 300 SERIES SS, SIZE D - 5" X 5" X 1 5/8" SLOT, THICKNESS: 0.100, PACK OF 5 EACH | 1 . PRECISION BRAND 42560 |  | EA | 70 | 95 | 0 | 55 |  | 0
HDWSH010 | NGS Stores | HARDWARE | SHACKLE, ANCHOR, W/SCREW PIN, FORGED STEEL, 1/4", LOAD LIMIT 1000LB. | 1 . CAMPBELL 5410435 2 . COLUMBUS MCKINNON M646-G 3 . CROSBY GROUP INC. 10-18375 4 . FEHR BROTHERS 649-9537 |  | EA | 70 | 80 | 40 | 63.3333 |  | 0
HDWSH020 | NGS Stores | HARDWARE | SHACKLE, ANCHOR, W/SCREW PIN, FORGED STEEL 5/16", WORKING LOAD 1500LBS | 1 . CAMPBELL 5410535 2 . COLUMBUS MCKINNON M647-G 3 . CROSBY GROUP INC. 10-18393 |  | EA | 20 | 20 | 60 | 33.3333 |  | 0
HDWSH030 | NGS Stores | HARDWARE | SHACKLE, ANCHOR, W/SCREW PIN, FORGED STEEL 3/8", WORKING LOAD 2000LBS | 1 . CAMPBELL 5410635 2 . CROSBY GROUP INC. 10-18419 3 . FEHR BROTHERS 649-9552 |  | EA | 96 | 120 | 24 | 80 |  | 0
HDWSH040 | NGS Stores | HARDWARE | SHACKLE, ANCHOR, W/SCREW PIN, FORGED STEEL, WORKING LOAD LIMIT 4000 LB., SIZE 1/2" | 1 . CAMPBELL 5410835 2 . COLUMBUS MCKINNON M650-G 3 . CROSBY GROUP INC. 10-18455 |  | EA | 90 | 90 | 60 | 80 |  | 0
HDWSH050 | NGS Stores | HARDWARE | SHACKLE, ANCHOR, W/SCREW PIN, FORGED STEEL, WORKING LOAD LIMIT 6500 LBS., SIZE 5/8" | 1 . CAMPBELL 5411035 2 . COLUMBUS MCKINNON M651-G 3 . CROSBY GROUP INC. 10-18473 |  | EA | 70 | 100 | 40 | 70 |  | 0
HDWSH060 | NGS Stores | HARDWARE | SHACKLE, ANCHOR, W/SCREW PIN, FORGED STEEL, 3/4 INCH, WORKING LOAD LIMIT 10000 LBS. | 1 . CAMPBELL 5411235 2 . COLUMBUS MCKINNON M652G 3 . CROSBY GROUP INC. 10-18491 |  | EA | 80 | 60 | 20 | 53.3333 |  | 0
HDWSH070 | NGS Stores | HARDWARE | SHACKLE, ANCHOR, W/SCREW PIN, FORGED STEEL, 7/8IN., 13000 LB. WORKING LOAD LIMIT. | 1 . CAMPBELL 5411435 2 . COLUMBUS MCKINNON M653G 3 . CROSBY GROUP INC. 10-18516 |  | EA | 0 | 20 | 20 | 13.3333 |  | 0
HDWSH080 | NGS Stores | HARDWARE | SHACKLE, ANCHOR, 1", W/SCREW PIN, FORGED STEEL | 1 . CAMPBELL 5411635 2 . COLUMBUS MCKINNON M654-G 3 . CROSBY GROUP INC. 10-18534 |  | EA | 15 | 30 | 0 | 15 |  | 0
HDWSH100 | NGS Stores | HARDWARE | SHACKLE, ANCHOR, W/SCREW PIN, FORGED STEEL, 1 1/4", | 1 . CAMPBELL 5412035 2 . COLUMBUS MCKINNON M656-G 3 . CROSBY GROUP INC. 10-18570 |  | EA | 10 | 10 | 0 | 6.6667 |  | 0
HDWSH120 | NGS Stores | HARDWARE | SHACKLE, ANCHOR, W/SCREW PIN, FORGED STEEL, 1 1/2", | 1 . CAMPBELL 5412435 2 . COLUMBUS MCKINNON M657-G 3 . CROSBY GROUP INC. 10-18614 |  | RL | 4 | 0 | 0 | 1.3333 |  | 0
HDWSS340 | NGS Stores | HARDWARE | SHIM STOCK, COLD ROLLED 302 SS, ROCKWELL HARDNESS C40/45, .015" THK X 12" WIDE X 50" LONG, Meets SAE 30302, AISI-T302, ASTM A-666 | 1 . PRECISION BRAND 22LL15 |  | EA | 1 | 0 | 0 | 0.33333 |  | 0
HDWSW001 | NGS Stores | HARDWARE | BLADE, SAW, PORTA-BAND, TEETH WARY SET, 3'8-7/8" X 1/2" X 18-TEETH | 1 . AMERICAN SAW INC. 80116-38 EW-18 2 . LENOX SAW 38EW-18 3 . MORSE SAW ZWEP4418WB 4 . STARRET PRECISION TOOLS 14602 |  | EA | 20 | 0 | 20 | 13.3333 |  | 0
HDWSW002 | NGS Stores | HARDWARE | BLADE, SAW, SAWZALL, 6" X ?" X 18 TEETH | 1 . MILWAUKEE TOOLS 48-00-5184 2 . MORSE SAW RB618P |  | EA | 10 | 40 | 40 | 30 |  | 0
HDWSW003 | NGS Stores | HARDWARE | BLADE, SAW, SAWZALL, 6" X 3/4" X .035" X 24-TEETH, (STD PKG 5 EACH) | 1 . MILWAUKEE TOOLS 48-00-5186 2 . MORSE SAW RB624P |  | EA | 0 | 40 | 40 | 26.6667 |  | 0
HDWSW004 | NGS Stores | HARDWARE | BLADE, SAW, SAWZALL, 6" X 3/4" X .050" X 5 or 6-TEETH PER INCH, (STD PKG 5 EACH) | 1 . MILWAUKEE TOOLS 48-00-5035 2 . MORSE SAW RB606P 3 . STARRET PRECISION TOOLS B66-50 |  | EA | 0 | 40 | 20 | 20 |  | 0
HDWSW005 | NGS Stores | HARDWARE | BLADE, SAW, SAWZALL, 8" X 3/4" X .035" X 10/14-TEETH, (PACK OF 5 EACH) | 1 . MILWAUKEE TOOLS 48-00-5193 2 . MORSE SAW RB810T05 |  | EA | 20 | 20 | 50 | 30 |  | 0
HDWSW007 | NGS Stores | HARDWARE | BLADE, CIRCULAR SAW, 7 1/4" DIA, CHISEL TOOTH, GENERAL PURPOSE, **INS ITEM**, (SKIL, BLACK AND DECKER) | 1 . BLACK AND DECKER 73-107 2 . DEWALT INDUSTRIAL TOOL CO. DW3323 3 . SKIL TOOLS 95702-91 |  | EA | 10 | 0 | 0 | 3.3333 |  | 0
HDWSW009 | NGS Stores | HARDWARE | BLADE, CIRCULAR SAW, 7 1/4" DIA 40T, COMBINATION GENERAL PURPOSE SKILL | 1 . BLACK AND DECKER DW3194 2 . SKIL TOOLS 13247 |  | EA | 0 | 2 | 10 | 4 |  | 0
HDWTA020 | NGS Stores | HARDWARE | TAPE, TEFLON, THREAD SEALANT, 1/2" WIDE X 520" LONG ROLL, OPERATING TEMPERATURE- 500 DEGREE F, | 1 . MARKAL CO. 44072 2 . THREADSEAL TAPE 50051-1 3 . UNITED TAPE CO. 336010010 |  | EA | 500 | 500 | 400 | 466.6667 |  | 0
HDWTU020 | NGS Stores | HARDWARE | TURNBUCKLE, EYE TO EYE, GALVANIZED, FORGED STEEL, WORKING LOAD LIMIT 2200#, 1/2" BOLT DIA X 1/2" TAKE UP X 12" LONG | 1 . CROSBY GROUP INC. HG-226 |  | RL | 10 | 0 | 0 | 3.3333 |  | 0
HDWTW020 | NGS Stores | HARDWARE | TWINE, NYLON, SIZE NO. 21, 0.065" DIA., 887 FT SPOOL, 215 LB TENSILE STRENGTH, | 1 . AAM STRAND ROPES 50700 2 . PURITAN MILLS INC. 10497 3 . R.F. EDER CO. 62116 |  | LB | 24 | 24 | 36 | 28 |  | 0
HDWWL010 | NGS Stores | HARDWARE | WIRE, LOCK, SAFETY, STAINLESS STEEL, .032" DIA X 1 LB, ( 1-EA = 1-LB ROLL ) | 1 . MALIN 34-0320-1BLC 2 . MC MASTER-CARR 8860K63 |  | EA | 25 | 20 | 50 | 31.6667 |  | 0
HDWWR001 | NGS Stores | HARDWARE | ROPE, WIRE, 1/8" DIA., 7 X 19 STRANDED 304 S.S., 500-FOOT REEL | Not specified |  | EA | 0 | 1 | 0 | 0.33333 |  | 0
HFIAD015 | NGS Stores | HOSE & FITTINGS | NIPPLE, FIRE HOSE, HEX, BRASS, 2-1/2 NST X 2-1/2 NPT FEMALE HOSE THREAD X MALE PIPE THREAD | 1 . DIXON FM2525F 2 . POWHATAN 1415500392 |  | EA | 0 | 0 | 1 | 0.33333 |  | 0
HFIAQ002 | NGS Stores | HOSE & FITTINGS | HOSE, FITTING 3/4? HYD.STRAIGHT, FJIC, 1BA12FJ12, CSU, AEROQUIP ONLY - FOR COMPATIBILITY | 1 . AEROQUIP 1BA12FJ12 |  | EA | 0 | 0 | 0 | 0 |  | 0
HFIAQ021 | NGS Stores | HOSE & FITTINGS | CAP, HYD, JIC, 210292-12S, CSU, AEROQUIP ONLY - FOR COMPATIBILITY | 1 . AEROQUIP 210292-12S |  | EA | 0 | 0 | 0 | 0 |  | 0
HFIAQ027 | NGS Stores | HOSE & FITTINGS | PLUG, HYD, JIC, 900599-12S, CSU, AEROQUIP ONLY - FOR COMPATIBILITY | 1 . AEROQUIP 900599-12S |  | EA | 0 | 0 | 0 | 0 |  | 0
HFICA032 | NGS Stores | HOSE & FITTINGS | ADAPTER, 1-1/2" MALE CAM & GROOVE X 1-1/2" FEMALE NPT, DIXON 150-A-AL | 1 . DIXON 150-A-AL |  | EA | 0 | 0 | 1 | 0.33333 |  | 0
HFICL035 | NGS Stores | HOSE & FITTINGS | CLAMP, HOSE, 1" ID X 3/8" WIDE X .025" THK, PRE-FORMED UNICLAMP, SS BANDIT ONLY (NO SUBSTITUTES) | 1 . BANDIT J243, 1" ** NO SUB ** |  | EA | 70 | 40 | 20 | 43.3333 |  | 0
HFICL111 | NGS Stores | HOSE & FITTINGS | CLAMP, HOSE, 2" ID X 5/8" BAND WIDTH, 316SS, BAND-IT CLAMP | 1 . BANDIT J407 |  | EA | 0 | 0 | 0 | 0 |  | 0
HFINA241 | NGS Stores | HOSE & FITTINGS | COUPLING, HOSE, 3/4", BARBED END, NATIONAL SERIES "A", BRASS, | 1 . DIXON 4PS6-B |  | EA | 105 | 122 | 78 | 101.6667 |  | 0
HFINA242 | NGS Stores | HOSE & FITTINGS | COUPLING, HOSE, 3/4", MALE PIPE THREAD END, NATIONAL SERIES "A", ZINC PLATED, LOCKING SLEEVE. | 1 . DIXON 4PM6 2 . DIXON PML12 |  | EA | 220 | 260 | 240 | 240 |  | 0
HFINI005 | NGS Stores | HOSE & FITTINGS | NIPPLE, HOSE, 1/2" ID X 3/8" NPT, BARBED SHANK X MALE PIPE THREAD, W/HEX WRENCH FLATS, PLATED STEEL, | 1 . BANDIT E020 2 . DIXON 3510 |  | EA | 10 | 0 | 0 | 3.3333 |  | 0
HOSAI010 | NGS Stores | HOSE | HOSE ASSEMBLY, AIR, 3/8" ID X 50' LONG, W/QUICK CONNECT-DISCONNECT FITTINGS, | 1 . 3M W-9435-50 |  | FT | 25 | 23 | 15 | 21 |  | 0
HOSDI002 | NGS Stores | HOSE | HOSE, DISCHARGE, 1/2", REINFORCED CLEAR PVC. FOR USE ON THE SODIUM HYPOCHLORITE SYSTEM. ** MINIMUM ORDER QUANTITY IS 100 FEET ** | Not specified |  | EA | 0 | 0 | 0 | 0 |  | 0
HOSFI005 | NGS Stores | HOSE | HOSE, FIRE, 1 1/2" I.D. X 50' LONG, 100% POLYESTER, DOUBLE JACKET, W/BRASS ROCKER LUG (NH) COUPLINGS | 1 . IMPERIAL PACHA 70D8, 1 1/2 2 . KEY FIRE HOSE CORP. DP15-600 3 . NATIONAL FIREHOSE CORP. 44-AP6-D 4 . NORTH AMERICAN FIRE HOSE 19 086757 |  | EA | 9 | 10 | 0 | 6.3333 |  | 0
HOSFI010 | NGS Stores | HOSE | HOSE, FIRE, 1 1/2" DIA X 100' LONG, 100% POLYESTER, DOUBLE JACKET, W/BRASS ROCKER LUG (NH) COUPLINGS, BOSTON SPEC 86-617 | 1 . BOSTON SPEC 86-617, 1 1/2" 2 . IMPERIAL PACHA 70D6 3 . KEY FIRE HOSE CORP. DP15-600 4 . NATIONAL FIREHOSE CORP. 6D15X100W-15NBR 5 . THERMOID (HRD INDUSTRIES INC.) BATTALION 600 |  | EA | 0 | 8 | 3 | 3.6667 |  | 0
HOSFI020 | NGS Stores | HOSE | HOSE, FIRE, 1 1/2" DIA X 75' LONG, 100% POLYESTER, SINGLE JACKET, W/(NH) COUP- LING, FOR RACK. BOSTON SPEC 86-609, | 1 . BOSTON SPEC 86-609 2 . IMPERIAL PACHA 70S5 3 . KEY FIRE HOSE CORP. RACK & REEL (OBD) 4 . NATIONAL FIREHOSE CORP. 3P15X75 |  | EA | 2 | 0 | 0 | 0.66667 |  | 0
HOSGA005 | NGS Stores | HOSE | HOSE, GARDEN, 5/8" ID X 50' LONG, REINFORCED VINYL, 3/4" BRASS FITTINGS, | 1 . BOSTON 55-8679-33 2 . H.K. PORTER GREEN 3 . SWAN HOSE DIVISION SNWF58050 |  | FT | 22 | 20 | 27 | 23 |  | 0
HOSGE010 | NGS Stores | HOSE | HOSE, GENERAL SERVICE, 3/4" ID, 250 PSI, RED RUBBER. | 1 . BOSTON 55-1985-96 2 . GATES RUBBER CO. 375F89722 3 . GOODYEAR 309-354 4 . H.K. PORTER GP, 3/4" |  | FT | 1200 | 2800 | 2000 | 2000 |  | 0
HOSHP019 | NGS Stores | HOSE | HOSE, HYDRAULIC, 2 WIRE, 3/8o I.D., 5000 PSI W.P., GH781-6, CSU, AEROQUIP ONLY - FOR COMPATIBILITY, WORK CTR 4-9. | 1 . AEROQUIP GH781-6 |  | EA | 0 | 20 | 0 | 6.6667 |  | 0
HOSSU010 | NGS Stores | HOSE | HOSE ASSEMBLY, SUCTION, 3" DIA X 20' LONG, HEAVY DUTY PVC, W/MALE AND FEMALE INSTANT CAM LOK COUPLINGS ATTACHED WITH P/F B.I.C. | 1 . BOSTON 95-0100-31 2 . CONTINENTAL AG CONTITECH 586-411-107 3 . PACIFIC PUMPS 110, 20'LG |  | EA | 1 | 1 | 0 | 0.66667 |  | 0
HOSSU015 | NGS Stores | HOSE | HOSE ASSEMBLY, SUCTION, 4" DIA X 20' LONG, HEAVY DUTY PVC, W/MALE AND FEMALE INSTANT CAM LOK COUPLINGS ATTACHED WITH P/F B.I.C. GOODYEAR (SPIRAFLEX) #586-411-123 BOSTON #95-0100-41, PACIFIC SPIRALITE #110 | 1 . BOSTON 95-0100-41" 2 . GOODYEAR 586-411-123 3 . PACIFIC PUMPS 110, 4" |  | EA | 0 | 2 | 0 | 0.66667 |  | 0
HSEBB155 | CSC Stores | PUD-HOSE & FITTINGS | COUPLING, HOSE 4" -QUICK DISCONNECT,MALE ADAPTER (FOR QUICK DISCONNECT) ON ONE END, MALE THREAD ON OTHER END,ALUMINUM CONSTRUCTION. | 1 . EVER-TITE F 2 . SEAL FAST F |  | EA | 0 | 0 | 3 | 1 |  | 0
HSECC030 | CSC Stores | PUD-HOSE & FITTINGS | HOSE, DISCHARGE, 4" X 300', 45 LB. WORK PRESSURE, 1 EACH = 300 FOOT ROLL, PURCHASE BY THE EACH. | 1 . GOODYEAR PRIMELINE-GRAY 2 . KURIYAMA VF400 |  | EA | 6 | 0 | 9 | 5 |  | 0
HSECC040 | CSC Stores | PUD-HOSE & FITTINGS | HOSE, DISCHARGE, 6" X 300', 35 LB. WORK PRESSURE. | 1 . GOODYEAR PRIMELINE-GRAY |  | EA | 0 | 0 | 2 | 0.66667 |  | 0
HSEDD010 | CSC Stores | PUD-HOSE & FITTINGS | HOSE, FIRE - 1-1/2" X 50',SINGLE JACKET ROCKER LUGS ON FEMALE AND MALE. EXTRUDED ALUMINUM COUPLINGS. NST THREAD. NATIONAL STYLE OR EQUAL | 1 . ALL AMERICAN HOSE 5P15X50W15N 2 . NATIONAL FIREHOSE CORP. 5P15X50W15N |  | EA | 14 | 24 | 0 | 12.6667 |  | 0
HSEEE000 | CSC Stores | PUD-HOSE & FITTINGS | HOSE-GARDEN, 5/8" X 50 FT. NYLON REINFORCED, VINYL | 1 . SWAN SNWF58050 |  | EA | 10 | 20 | 15 | 15 |  | 0
INDMT018 | NGS Stores | INDICATORS | WINDSOCK, 36" LONG, 13" DIAMETER AT THROAT, 6-1/2" DIAMETER TAIL END, ORANGE, WORK CTR 1-5/ | 1 . MC MASTER-CARR 3836K13 |  | EA | 0 | 1 | 0 | 0.33333 |  | 0
INDMT019 | NGS Stores | INDICATORS | ROUND, ALUMINUM, INLET WINDSOCK FRAME, WORK CTR 1-5. | 1 . MC MASTER-CARR 3836K23 |  | EA | 0 | 1 | 0 | 0.33333 |  | 0
INDPG032 | NGS Stores | INDICATORS | GAUGE, MAGNEHELIC PRESSURE, 0-5" H2O, DWYER P/N 2005, WORK CTR 2-1. | 1 . DWYER INSTRUMENTS, INC. #2005 |  | EA | 4 | 0 | 2 | 2 |  | 0
INTGO050 | NGS Stores | INSTRUMENTATION | GAUGE, OIL, STANDARD, BRASS, 3/8" SHANK PIPE THREAD, 2-13/16" LENGTH CENTER TO END, 6-1/16" HEIGHT, 5-3/8" GLASS LENGTH EEP #527, FIG. 80, SIZE 5, WORK CTR 2-1. | 1 . EUGENE ERNST PRODUCTS CO. 527 |  | EA | 0 | 0 | 1 | 0.33333 |  | 0
JANBG001 | NGS Stores | JANITORIAL SUPPLIES | BAG, CLEAR, POLYETHYLENE, 38" X 60" X 6 MILS ORDER BY DESCRIPTION, ***MUST 25 EACH PER CASE.*** | Not specified |  | EA | 1000 | 1500 | 1500 | 1333.3333 |  | 0
JANBG007 | CSC Stores | JANITORIAL SUPPLIES | BAG, GARBAGE, PLASTIC, 24" X 23", 1.5 MIL, 500 EACH PER CASE | Not specified |  | EA | 0 | 0 | 0 | 0 |  | 0
JANBG009 | NGS Stores | JANITORIAL SUPPLIES | BAG, GARBAGE, PLASTIC, 23" X 17" X 46" OR 48" TO FIT 45 GAL., 1.5 TO 2 MIL ONLY, **ORDER BY DESCRIPTION**, (NO SUBSTITUTE), 100 EACH P/CASE | Not specified |  | EA | 21200 | 13400 | 13100 | 15900 |  | 0
JANBJ001 | NGS Stores | JANITORIAL SUPPLIES | BOTTLE (JUG) WITH CAP, NATURAL HDPE INDUSTRIAL, 1 GALLON, 38/400 FIN, (60 EACH TO A CASE) | 1 . DUVAL CONTAINER 280130 |  | EA | 1320 | 1030 | 950 | 1100 |  | 0
JANBL001 | NGS Stores | JANITORIAL SUPPLIES | BLEACH, CHLORINE, 5%, 1 GALLON BOTTLE, (6 P/CASE) | Not specified |  | EA | 240 | 270 | 276 | 262 |  | 0
JANBR001 | NGS Stores | JANITORIAL SUPPLIES | BROOM, HOUSEHOLD, 100% CORN, 36#, WOOD HANDLE, | 1 . ABCO WB36 2 . COSTA BROOM 7036 W/WOOD HANDLE 3 . LUFRAN 63 4 . WEILER CORPORATION 44008 |  | EA | 90 | 60 | 40 | 63.3333 |  | 0
JANBR002 | NGS Stores | JANITORIAL SUPPLIES | BROOM, PUSH, 18" WIDE, WITHOUT HANDLE, FOR USE ON CONCRETE FLOORS ORDER BY DESCRIPTION | 1 . PRO-LINE SAFETY PRODUCTS CO. BRU20618 |  | EA | 55 | 55 | 40 | 50 |  | 0
JANBR003 | CSC Stores | JANITORIAL SUPPLIES | BROOM, STREET, 24", HEAVY DUTY, HARD PLASTIC FIBER BRUSH POLYSTYRENE BRISTLES, WITH 60" HANDLE, FOR USE ON ASPHALT AND CONCRETE | 1 . BRIGADE BR11147 |  | EA | 57 | 83 | 51 | 63.6667 |  | 0
JANBR004 | CSC Stores | JANITORIAL SUPPLIES | BROOM, WISK, 8.5" | 1 . WEILER CORPORATION 44266 |  | EA | 80 | 54 | 68 | 67.3333 |  | 0
JANBS001 | NGS Stores | JANITORIAL SUPPLIES | BRUSH, COUNTER, 8" LONG | 1 . FLOPAC 3622523 |  | EA | 13 | 48 | 24 | 28.3333 |  | 0
JANBS002 | NGS Stores | JANITORIAL SUPPLIES | BRUSH, RADIATOR, 24" OVERALL LENGTH, 9" BRISTLE LENGTH, *** ORDER BY DESCRIPTION *** | Not specified |  | EA | 9 | 8 | 0 | 5.6667 |  | 0
JANBS003 | NGS Stores | JANITORIAL SUPPLIES | BRUSH, SCRUB, STANDARD HAND HELD, 6" ORDER BY DESCRIPTION | Not specified |  | EA | 21 | 22 | 12 | 18.3333 |  | 0
JANBU001 | NGS Stores | JANITORIAL SUPPLIES | BUCKET, GALVANIZED, 10 QUART | 1 . DOVER 33050194 2 . WITT 110 |  | EA | 102 | 108 | 132 | 114 |  | 0
JANBU003 | NGS Stores | JANITORIAL SUPPLIES | BUCKET, WAX-COATED PAPER, 165-OZ., **ORDER BY DESCRIPTION**, ***1 EACH = I BUCKET, 100 BUCKETS PER CASE***. | Not specified |  | GL | 9900 | 8400 | 7000 | 8433.3333 |  | 0
JANCL002 | NGS Stores | JANITORIAL SUPPLIES | CLEANER, COIL, ( EH DELIMER ) 1-GALLON JUG EARL HORNE ( USED IN STEAM JENNY ) | 1 . SIMPLE GREEN 2310000418203 |  | EA | 0 | 0 | 4 | 1.3333 |  | 0
JANCL004 | NGS Stores | JANITORIAL SUPPLIES | CLEANER, GLASS, AEROSOL, 20 OZ. CAN ORDER BY DESCRIPTION | 1 . CHASE PRODUCTS CO. 085-5151 2 . CHEMICAL PACKAGING CORP. 12914 3 . CLAIRE AP121 4 . UNITED LABORATORIES INC. #114 |  | EA | 276 | 288 | 240 | 268 |  | 0
JANCL005 | NGS Stores | JANITORIAL SUPPLIES | CLEANER, SPIC-N-SPAN, 27 OZ. BOX | 1 . PROCTER AND GAMBLE SPIC-N-SPAN |  | EA | 84 | 108 | 60 | 84 |  | 0
JANCL006 | NGS Stores | JANITORIAL SUPPLIES | CLEANER, SCOURING POWDER, W/CHLORINOL, 21 OZ CAN, COMET | 1 . PROCTER AND GAMBLE COMET |  | EA | 24 | 29 | 22 | 25 |  | 0
JANCL007 | NGS Stores | JANITORIAL SUPPLIES | CLEANER, CONCENTRATE, AUTO, ( MAC'S ), 4 LB PAIL, (NGS - CATERPILLAR LOADER) | 1 . NAPA MCR2604 |  | EA | 5 | 3 | 1 | 3 |  | 0
JANCL008 | NGS Stores | JANITORIAL SUPPLIES | CLEANER, PROTECTANT, AUTO, VINYL & RUBBER, (ARMORALL 10010) 10 OZ. BOTTLE, (NGS - CATERPILLAR LOADER) | 1 . NAPA 10010 |  | EA | 21 | 21 | 7 | 16.3333 |  | 0
JANCL009 | NGS Stores | JANITORIAL SUPPLIES | CLEANER, GERNERAL PURPOSE, AUTO, (MAC'S), 16 OZ SPRAY BOTTLE, (NGS - CATERPILLAR LOADER) | 1 . NAPA NCB 78513 |  | GL | 12 | 12 | 12 | 12 |  | 0
JANCL010 | NGS Stores | JANITORIAL SUPPLIES | ACID MURIATIC, 31.45% HYDROCHROLIC ACID ORDER BY DESCRIPTION | Not specified |  | EA | 0 | 154 | 340 | 164.6667 |  | 0
JANCN001 | NGS Stores | JANITORIAL SUPPLIES | CAN, GARBAGE, HEAVY DUTY, GALVANIZED, 24-GALLON, WITH LID | 1 . WITT WHD24CL |  | EA | 16 | 7 | 8 | 10.3333 |  | 0
JANCO001 | NGS Stores | JANITORIAL SUPPLIES | COMPOUND, SWEEPING, WAX BASE, 50 LB BOX | 1 . COTTO-WAXO G3-RED 2 . THEOCHEM 2130-50BX |  | BX | 5 | 4 | 7 | 5.3333 |  | 0
JANCT001 | CSC Stores | JANITORIAL SUPPLIES | RAGS, ALL WHITE, 100% COTTON, BATH TOWEL TERRY, NO BLENDED MATERIAL ACCEPTED - 25 LB BOX | 1 . AMERICAN WIPERS INC. OBD 2 . INDUSTRIAL SOLUTIONS IS135 |  | EA | 495 | 350 | 500 | 448.3333 |  | 0
JANCT002 | NGS Stores | JANITORIAL SUPPLIES | RAGS, COLOR, 100% COTTON ONLY TSHIRT WIPERS, SMOOTH KNITS ONLY NO RIBBED MATERIALS ACCEPTED - 25 LB BOX | 1 . AMERICAN WIPERS INC. B-TERRY 2 . COASTAL SCK 25#C |  | EA | 439 | 437 | 312 | 396 |  | 0
JANCU001 | NGS Stores | JANITORIAL SUPPLIES | CUP, PAPER, CONE, 4 1/2 OUNCE, MUST BE ORDERED BY THE CASE - 5000 P/CASE 1 EA = 1 CASE OF 5000 CUPS | Not specified |  | EA | 3 | 15 | 11 | 9.6667 |  | 0
JANCU003 | NGS Stores | JANITORIAL SUPPLIES | CUP, STYROFOAM, HOT/COLD, 10 OZ. 1000 PER CASE ORDER BY DESCRIPTION **** 1 EACH = 1 CASE OF 1000 ****. | Not specified |  | EA | 71 | 56 | 43 | 56.6667 |  | 0
JANDI001 | NGS Stores | JANITORIAL SUPPLIES | DISINFECTANT, HOSPITAL, 15.5 OZ. CAN, (12 EACH P/CASE) | 1 . CLAIRE C-015 |  | EA | 144 | 156 | 228 | 176 |  | 0
JANDS007 | CSC Stores | JANITORIAL SUPPLIES | DISPENSER, FOR 4? OUNCE CONE PAPER CUPS | Not specified |  | EA | 0 | 1 | 0 | 0.33333 |  | 0
JANHA001 | NGS Stores | JANITORIAL SUPPLIES | HANDLE, BROOM, 15/16" DIA X 60" LONG, WITH METALTHREADS ON THE END. | 1 . HAGEMEYER NORTH AMERICA CB7255 2 . MANUF. UNKNOWN/CODE NA/VARIOUS 3305943 |  | EA | 53 | 72 | 48 | 57.6667 |  | 0
JANIN001 | NGS Stores | JANITORIAL SUPPLIES | INSECTICIDE, RESIDUAL AND CONTACT CONTROL AEROSOL, CONTAINING LESS THAN 0.5 PYRETHINS, 14 TO 24 OUNCE AEROSOL CAN, VENDOR MUST FURNISH MATERIAL SAFETY DATA SHEET, MUST BE EPA REGISTERED, (12 CANS P/CASE) | 1 . PRO-CHEM 153301 2 . ZEP INC. ENFORCER - EDAIK17 3 . ZEP MANUFACTURING CO. #018201 |  | EA | 708 | 528 | 876 | 704 |  | 0
JANIN002 | NGS Stores | JANITORIAL SUPPLIES | INSECTICIDE, WASP, AEROSOL CAN | 1 . CHASE PRODUCTS CO. 5108 2 . CHEMICAL PACKAGING CORP. 397 TERAND 3 . CRC CHEMICALS, USA 14009 4 . CRC CHEMICALS, USA 14010 5 . GATEWAY CHEMICALS A00437 6 . GATEWAY CHEMICALS INC. 460020FA 7 . RAINBOW 88500 8 . UNITED LABORATORIES INC. #173 9 . ZEP MANUFACTURING CO. 0079 |  | EA | 1896 | 1644 | 1104 | 1548 |  | 0
JANMO001 | NGS Stores | JANITORIAL SUPPLIES | MOP, YACHT, W/46" TO 55" HANDLE 24 OZ. HEAD | 1 . COSGROVE DIXIE |  | EA | 24 | 18 | 6 | 16 |  | 0
JANPA001 | NGS Stores | JANITORIAL SUPPLIES | PAN, DUST, 12" | Not specified |  | RL | 17 | 31 | 17 | 21.6667 |  | 0
JANPO002 | NGS Stores | JANITORIAL SUPPLIES | POLY SHEETING, CLEAR, 100' X 16' X .006" THICK, T.M. POLYFILM, AKROTEX FILMS | 1 . AKROTEX FILMS PS-16x100-6M-RL |  | EA | 17 | 14 | 8 | 13 |  | 0
JANSO001 | NGS Stores | JANITORIAL SUPPLIES | SOAP, BATH, DEODORANT, 2-1/2 OZ. BAR, INDIVIDUALLY WRAPPED, 200 P/CASE | 1 . PROCTER AND GAMBLE DIAL 2 . PROCTER AND GAMBLE SAFEGUARD |  | EA | 400 | 0 | 0 | 133.3333 |  | 0
JANSO002 | NGS Stores | JANITORIAL SUPPLIES | DETERGENT, DISHWASHING LIQUID, 38 OZ., PLASTIC BOTTLE, JOY, PALMOLIVE, DAWN, OR IVORY LIQUID, **8 EACH PER CASE** | Not specified |  | EA | 368 | 490 | 429 | 429 |  | 0
JANSO003 | NGS Stores | JANITORIAL SUPPLIES | SOAP, HAND, W/PUMICE, 4-OZ. INDIVIDUALLY WRAPPED, | 1 . PROCTER AND GAMBLE 10383 |  | EA | 226 | 300 | 312 | 279.3333 |  | 0
JANSO005 | NGS Stores | JANITORIAL SUPPLIES | HAND AND BODY CLEANER, 2000 ML PLASTIC CONTAINER, GO-JOE SUPRO-MAX | 1 . GO-JO INDUSTRIES 7272-04 |  | EA | 60 | 48 | 48 | 52 |  | 0
JANSO007 | NGS Stores | JANITORIAL SUPPLIES | HAND CLEANER, KRESTO, 2 LTR HARD BOTTLE | 1 . STOCKHAUSEN 87044 |  | EA | 44 | 94 | 58 | 65.3333 |  | 0
JANSO009 | NGS Stores | JANITORIAL SUPPLIES | SOAP, ANTIMICROBIAL, UAVID, 18-OZ W/PUMP, (REDUCES RISK OF CROSS-CONTAMINATION FROM EXPOSURE OF BODY FLUIDS SUCH AS BACTERIA HIV-1, ECT) | 1 . METREX 04-345 B 2 . METREX 10-1518 (VIONEX) |  | EA | 278 | 300 | 264 | 280.6667 |  | 0
JANSO010 | NGS Stores | JANITORIAL SUPPLIES | SOAP, ANTIMICROBIAL, UAVID GALLON REFILL REDUCES RISK OF CROSS-CONTAMINATION FROM EXPOSIUR OF BODY FLUIDS SUCH AS BACTERIA HIV-1, ECT., MUST HAVE "ANTIMICROBIAL" ON THE LABEL. | Not specified |  | EA | 4 | 5 | 0 | 3 |  | 0
JANSP001 | NGS Stores | JANITORIAL SUPPLIES | SPONGE, CELLULOSE, 4" X 6", VARIOUS THICKNESSES, ORDER BY DESCRIPTION | Not specified |  | EA | 30 | 40 | 20 | 30 |  | 0
JANSQ001 | NGS Stores | JANITORIAL SUPPLIES | SQUEEGEE, 18" BLADE, 2 1/2" HIGH X 1/4" THICK, W/6' HANDLE, ORDER BY DESCRIPTION, **ITEM MUST BE DELIVERED COMPLETE - HANDLES & BLADES** | 1 . CARLISLE 366018 2 . FLOPAC 2018 |  | EA | 25 | 38 | 14 | 25.6667 |  | 0
JANSR001 | NGS Stores | JANITORIAL SUPPLIES | SPRAYER, GARDEN, POLYURETHANE, LIGHT CHEMICAL CLEANER, 3 GALLON CAPACITY, **ORDER BY DESCRIPTION** | Not specified |  | EA | 19 | 25 | 16 | 20 |  | 0
JANTA001 | NGS Stores | JANITORIAL SUPPLIES | TARPAULIN, VINYL, 12' X 16', DOUBLE FOLD HEM, BRASS SPUR GROMMET WITH 3 FT. SPAC- ING, POLY THREAD, WELDED SEAMS, BONDED. ORDER BY DESCRIPTION | 1 . TCA/TAYLOR PRODUCTS 701216 |  | EA | 40 | 40 | 54 | 44.6667 |  | 0
JANTI001 | NGS Stores | JANITORIAL SUPPLIES | TISSUE, TOILET, 4.25" X 3/.94" OR 4.5" X 4.5", 2-PLY, 500 OR 550 SHEETS, 80 OR 96 EACH PER CASE, FACIAL QUALITY, (QUOTE PER EACH, NOT PER CASE) | 1 . FORT JAMES 19800 2 . GEORGIA PACIFIC TM-6120 3 . KIMBERLY-CLARK 0446 4 . ULTRA/ACI INDUSTRIES 600500 |  | EA | 80 | 160 | 320 | 186.6667 |  | 0
JANTO002 | NGS Stores | JANITORIAL SUPPLIES | TOWEL, PAPER, SHOP, HEAVY DUTY, SIZE 12" X 12" OR 12" X 13", (NOTE U/M EACH EQUAL 1 CASE OF 500) | 1 . BLUE NESS 6266-5 2 . DUPONT M4-33205 3 . LEGGETT & PLATT 2002 |  | CS | 219 | 197 | 169 | 195 |  | 0
JANTO003 | NGS Stores | JANITORIAL SUPPLIES | TOWEL, PAPER, SINGLE FOLD, BLEACHED, 16 PACKS PER CASE, 250-TOWELS PER PACK, | 1 . KIMBERLY-CLARK 1700 2 . SCA SB1840 |  | EA | 16 | 18 | 36 | 23.3333 |  | 0
LBRAA350 | CSC Stores | PUD-LUBRICANTS | TUBE-GREASE, 14 OZ. TUBE | 1 . COASTAL UNILUBE MDEP2 2 . VALVOLINE MANUFACTURER 609 |  | QT | 15 | 0 | 0 | 5 |  | 0
LBRCC050 | CSC Stores | PUD-LUBRICANTS | OIL 30W HIGH DETERGENT **SCREW TOP, RE-USABLE QUART CONTAINER ONLY** | Not specified |  | QT | 72 | 108 | 36 | 72 |  | 0
LBRCC060 | CSC Stores | PUD-LUBRICANTS | OIL, MOTOR 30W NON-DETERGENT **SCREW TOP, RE-USABLE QUART CONTAINER ONLY** | Not specified |  | QT | 180 | 72 | 0 | 84 |  | 0
LBRCC070 | CSC Stores | PUD-LUBRICANTS | OIL, MOTOR SAE 15W40, SCREW TOP QUART CONTAINER ONLY | 1 . NAPA NOL75123 |  | EA | 120 | 36 | 72 | 76 |  | 0
LBRCC180 | CSC Stores | PUD-LUBRICANTS | OIL ,SYNTHETIC ENGINE, 2 CYCLE 50: 1, 2.6 OUNCE CONTAINER, 48 CANS/PER CASE | 1 . MAKITA T-00745 |  | GL | 528 | 624 | 720 | 624 |  | 0
LBRCC230 | CSC Stores | PUD-LUBRICANTS | OIL, MOTOR, CHEVRON, 1-GALLON CONTAINER, 15W40 WEIGHT, STYLE & TYPE: DELCO 400 HEAVY DUTY, API RATING: CH-4, CG-4, CF-4, CF, CE, CD, SJ, SH & SG FEATURES UNIVERSAL PROTECTION FOR TURBOCHARGED & SUPERCHARGED DIESEL & GAS ENGINES | 1 . CHEVRON CHVGAL15W40 |  | GL | 84 | 132 | 0 | 72 |  | 0
LBRCC240 | CSC Stores | PUD-LUBRICANTS | OIL, GRUNDO, FOR 3" GRUNDOBUST LUBRICATOR, ONE GAL. CONTAINER ONLY, **NO SUBSTITUTE** | 1 . TT TECHNOLOGIES 70231-15 |  | EA | 0 | 0 | 7 | 2.3333 |  | 0
LFPPC025 | NGS Stores | LIMESTONE & FUEL PREPARATION | PLATE, LOCKING, BEARING, SKF PL48, REF. PA. CRUSHER S/N 6494/6495, USED ON N00 COALPACTOR, WORK CTR 4-9. | 1 . SKF BEARING PL48 |  | EA | 0 | 2 | 0 | 0.66667 |  | 0
LFPPC026 | NGS Stores | LIMESTONE & FUEL PREPARATION | LOCKOUT, BEARING, SKF NO48, REF. PA. CRUSHER S/N 6494/6495, USED ON N00 COALPACTOR, WORK CTR 4-9. | 1 . SKF BEARING NO48 |  | EA | 0 | 1 | 0 | 0.33333 |  | 0
LFPPC027 | NGS Stores | LIMESTONE & FUEL PREPARATION | SEAL, LABRINTH, OUTBOARD, REF. PA. CRUSHER S/N 6494/6495, USED ON N00 COALPACTOR, WORK CTR 4-9. | 1 . SKF BEARING ERF840 |  | EA | 0 | 1 | 1 | 0.66667 |  | 0
LFPPC028 | NGS Stores | LIMESTONE & FUEL PREPARATION | SEAL, LABRINTH, INBOARD, REF. PA. CRUSHER S/N 6494/6495, USED ON N00 COALPACTOR, WORK CTR 4-9. | 1 . SKF BEARING ER-841 |  | EA | 0 | 0 | 1 | 0.33333 |  | 0
LUBCN001 | NGS Stores | LUBRICANTS | OILER, PUMP, THUMB OPERATED WITH 13" FLEX SPOUT, SILVER FINISH, 1 PINT SIZE | 1 . NAPA BK 720-1028 |  | TU | 0 | 3 | 0 | 1 |  | 0
LUBFL001 | NGS Stores | LUBRICANTS | FLUID, SILICONE, 8 OZ., USED ON N01/N02 ID & SA FAN RENOLD RUBBER COUPLING INSERTS, WORK CTR 1-3 & 1-7. | 1 . RENOLD SIL-INST-008 |  | EA | 10 | 3 | 2 | 5 |  | 0
LUBFL035 | NGS Stores | LUBRICANTS | FLUID, ETP CUTTING, 15OZ CAN, WORKS ON ALL METALS, INCLUDING ALUMINUM, CONTAINS NO TRIPLE 1, (CASE IS 12 EACH) | 1 . LAWSON PRODUCTS P91016 2 . PREMIER FAS 91016 |  | EA | 0 | 48 | 108 | 52 |  | 0
LUBFL045 | NGS Stores | LUBRICANTS | FLUID, CUTTING, 16 OZ CANS, MISTY, | 1 . MISTY 395-16 |  | EA | 60 | 132 | 84 | 92 |  | 0
LUBGR150 | NGS Stores | LUBRICANTS | GREASE, O-RING LUBRICANT, 5.3 OZ. TUBE, | 1 . DOW CORNING 1789999 2 . DOW CORNING 55 O-RING LUB |  | EA | 24 | 48 | 12 | 28 |  | 0
LUBGR201 | CSC Stores | LUBRICANTS | GREASE, FLUORO SILICONE, 5.3 OZ. TUBE, DOW CORNING TYPE FS-1292 | 1 . DOW CORNING 1292-5.3 OZ. TUBE |  | EA | 12 | 0 | 0 | 4 |  | 0
LUBGR265 | NGS Stores | LUBRICANTS | GREASE, HIGH TEMPERATURE, DOW CORNING #44 (400F MAX), (SILOCONE/LITHIUM), 14.1 OZ. TUBE ( EA = 1 TUBE, 10 TUBES PER CASE ) | 1 . DOW CORNING 44 2 . DOW CORNING 44 MEDIUM |  | EA | 80 | 130 | 40 | 83.3333 |  | 0
LUBLU010 | NGS Stores | LUBRICANTS | LUBRICANT, HIGH PURITY ANTI-SEIZE, N-7000, HIGH TEMP TO 2400 DEG F, 8 OZ CANS/ 12 PER CASE | 1 . LOCTITE 51272 |  | EA | 12 | 0 | 12 | 8 |  | 0
LUBLU012 | NGS Stores | LUBRICANTS | LUBRICANT, THREAD, HI-TEMP, 4 OZ. TUBE PLASTIC BOTTLE W/ BRUSH | 1 . ND INDUSTRIES 907N |  | EA | 0 | 0 | 20 | 6.6667 |  | 0
LUBLU020 | NGS Stores | LUBRICANTS | LUBRICANT, ANTI-SEIZE, HIGH TEMP, C-5A, 10 OZ. CAN, | 1 . FEL-PRO INC. 51005/C5A 2 . LOCTITE 51005 |  | EA | 12 | 15 | 36 | 21 |  | 0
LUBLU030 | NGS Stores | LUBRICANTS | LUBRICANT, ANTI-SEIZE, HIGH TEMPERATURE, NICKEL BASE, 8 OZ. CAN FELPRO P/N 51243/N5000 NO SUBSTITUTE | 1 . FEL-PRO INC. 51243/N5000 2 . LOCTITE 51243 N-5000 |  | EA | 112 | 92 | 126 | 110 |  | 0
LUBLU031 | NGS Stores | LUBRICANTS | LUBRICANT, ANTI-SEIZE, 12 OZ. SPRAY CAN, LOCTITE 1852753 | 1 . LOCTITE 1852753 |  | EA | 48 | 60 | 84 | 64 |  | 0
LUBLU060 | NGS Stores | LUBRICANTS | LUBRICANT, DOW CORNING, G-N METAL ASSEM. ASSEMBLY SPRAY, 10-14 OZ SPRAY CANS | 1 . DOW CORNING 096800 (OBD) 2 . DOW CORNING G-N METAL ASSY. |  | EA | 8 | 0 | 0 | 2.6667 |  | 0
LUBLU110 | NGS Stores | LUBRICANTS | LUBRICANT, PENETRATING, ALL PURPOSE SPRAY, WESTLEY 8-PB BLASTER, 8 OZ. CAN, ** NO SUBSTITUTE | 1 . GATEWAY CHEMICALS INC. GWC 13 2 . WESTLEY MANUFACTURER 8-PB |  | EA | 312 | 300 | 312 | 308 |  | 0
LUBLU115 | NGS Stores | LUBRICANTS | LUBRICANT, PENETRATING, ENVIRONMENTAL MASTER MECHANIC, 20 OZ AEROSOL CAN W/15 OZ. PRODUCT, P/N IS FOR 12 CAN CASE, MASTER MECHANIC MUST BE PRINTED ON OUTSIDE OF CASE. | 1 . SELIG CHEMICAL INDUSTRIES 915701 MASTER MECHANIC |  | EA | 108 | 60 | 96 | 88 |  | 0
LUBLU130 | NGS Stores | LUBRICANTS | LUBRICANT, PENETRATING, ALL PURPOSE SPRAY, WD-40, 11 OZ. SPRAY CAN, NO SUBSTITUTE MUST BE IN CASES OF 12 EACH, NO DISPLAY CASES OF 48 | 1 . GATEWAY CHEMICALS INC. REFER TO DESCRIPTION 2 . WD-40 MANUFACTURER SEE DESCRIPTION |  | EA | 1080 | 955 | 900 | 978.3333 |  | 0
LUBLU160 | NGS Stores | LUBRICANTS | OIL, MARVEL MYSTERY, #190121, 1 QUART CAN, NO SUBSTITUTE | 1 . MARVEL 013R |  | EA | 31 | 44 | 24 | 33 |  | 0
LUBLU164 | CSC Stores | LUBRICANTS | LUBRICANT, PENETRATING, NON-FLAMMABLE, DIELECTRIC TO 30000 VOLTS, 11 TO 20 OZ. SPRAY CAN | 1 . HILL MFG. CO. 5035 2 . SELIG CHEMICAL INDUSTRIES 0351 AEROSOL 3 . SPRAYON PRODUCTS INC. LU103 4 . ZEP MANUFACTURING CO. 0095 |  | EA | 372 | 144 | 240 | 252 |  | 0
LUBLU165 | CSC Stores | LUBRICANTS | LUBRICANT, PENETRATING & RUST SOLVENT HIGH PRESSURE AEROSOL CAN, PB BLASTER ***NO SUBSTITUTE WITHOUT PRIOR APPROVAL* | 1 . BLASTER CHEMICAL COMPANY PB-16 2 . GATEWAY CHEMICALS INC. GWC 16 |  | EA | 720 | 588 | 420 | 576 |  | 0
LUBLU166 | CSC Stores | LUBRICANTS | LUBRICANT, MOISTURE DISPLACER, 13 OZ SPRAY CAN (NO SUB), EXPIRATION DATE MUST APPEAR ON EACH INDIVIDUAL ITEM | 1 . CERTIFIED LABORATORIES 5625 2 . CRC CHEMICALS, USA 02005 3 . LPS LABORATORIES 00116 4 . UNI-KEM INTERNATIONAL 0012 |  | EA | 12 | 108 | 108 | 76 |  | 0
LUBLU180 | CSC Stores | LUBRICANTS | LUBRICANT, DRY GRAPHITE, 12 OZ. AEROSOL CAN, CROWN INDUSTRIAL PRODUCTS P/N 8078N ***NO SUBSTITUTE*** | 1 . CROWN INDUSTRIAL PRODUCTS 8078N |  | EA | 12 | 24 | 24 | 20 |  | 0
LUBLU205 | NGS Stores | LUBRICANTS | LUBRICATOR, BEARING, OUTLETS 1/4", TYPE #2, 2.5 OZ. CAPACITY, CONSTANT LEVEL OIL, TRICO OPTO-MATIC, (N01 & N02 ID, PA, AND SA FAN MOTORS) | 1 . TRICO OPTO-MATIC 30002 |  | EA | 0 | 0 | 0 | 0 |  | 0
LUBMI007 | CSC Stores | LUBRICANTS | OIL, SILICONE DIELECTRIC FLUID GRADE 561 ,ALL QUOTES AND INVOICES ARE TO BE PRICED BY THE DRUM INCLUDING FREIGHT, EXPIRATION DATE MUST APPEAR ON EACH INDIVIDUAL ITEM. (SHIP TO: 2325 EMERSON ST., JAX., FL 32207) | 1 . DOW CHEMICAL 561 |  | EA | 0 | 0 | 2 | 0.66667 |  | 0
LUBOI001 | NGS Stores | LUBRICANTS | OIL, HYDRAULIC, FOR ENERPAC PUMPS (ONE GAL JUGS) NO SUB | 1 . ENERPAC HF-101 |  | EA | 3 | 0 | 0 | 1 |  | 0
LUBOI003 | CSC Stores | LUBRICANTS | OIL, AIR MOTOR, 16 OZ. BOTTLE FOR PNEUMATIC TOOL LUBRICATION | 1 . NAPA 7651400 2 . SNAP ON TOOLS IM6 OIL-1PT |  | EA | 0 | 8 | 8 | 5.3333 |  | 0
LUBOI010 | NGS Stores | OIL AND LUBRICANTS | OIL, CUTTING, DARK THREAD, 1 GALLON CAN, RIGID TOOL TYPE | Not specified |  | EA | 2 | 0 | 2 | 1.3333 |  | 0
LUBOI020 | NGS Stores | LUBRICANTS | OIL, HOUSEHOLD, 3-IN-1 OIL, 3 OUNCE CAN | 1 . WD-40 3 IN 1 |  | EA | 200 | 60 | 84 | 114.6667 |  | 0
LUBOI400 | NGS Stores | OIL AND LUBRICANTS | OIL TREATMENT, 15 OUNCE CAN * STP ONLY - NO SUBSTITUTE * | Not specified |  | EA | 12 | 12 | 0 | 8 |  | 0
LUBRP001 | NGS Stores | LUBRICANTS | INHIBITOR, RUST & CORROSION, CRC SP-400 EXTREME DUTY, FOR LONG TERM PROTECTION OF ALL METALS, COSMOLINE TYPE SUBSTANCE, (16 OZ. AEROSOL CAN) | 1 . CRC CHEMICALS, USA 03282 (SP-400) |  | EA | 12 | 24 | 24 | 20 |  | 0
MARCC001 | CSC Stores | MARKERS | MARKER, CONDUIT/CABLE 2' X 36" PVC WITH CAP, FLARED END OR BASE . | 1 . CARLON (SEE SPEC)E299JM 2 . EAGLE PICHER INDUSTRIES INC. 38 3 . HANDLEY INDUSTRIES, INC. NO CATALOG NUMBER 4 . QUEEN CITY PLASTICS INC. (SEE SPEC)20 PED 5 . RADAR ENGINEERS PLASTIC 610 |  | EA | 0 | 0 | 0 | 0 |  | 0
MERFL067 | NGS Stores | METERS, POWER GENERATION | METER, IN LINE FLOW,1-10 GPM, STAINLESS STEEL BODY 1" PORTS, NPTF | 1 . LAKE MONITOR B4S-7HD-10 |  | EA | 1 | 0 | 0 | 0.33333 |  | 0
MERFL078 | NGS Stores | METERS, POWER GENERATION | FLOW MONITOR, VISI-RATE, OIL BASE, MEDIUM, LAKE MONITOR MOD. VRBCV10, USED ON N01/N02 PA FAN LUBE OIL SYSTEM, WORK CTR 2-1. | 1 . LAKE MONITOR CVP10-H5N |  | EA | 1 | 0 | 0 | 0.33333 |  | 0
METLK011 | CSC Stores | METERS & ACCESSORIES | CLEANING DEVICE, FOR BARREL LOCK, METER LOCKING DEVICE | 1 . INNER-TITE E-0168 |  | EA | 2 | 0 | 0 | 0.66667 |  | 0
MTRCM011 | CSC Stores | MOTORS | MOTOR, COMPRESSOR, 3/4 HP, 115/230 VAC FOR I-T-E OIL CIRCUIT BREAKER TYPE 69KSB5000-20B, S/N 41-20794-101, I.B. 051L015-20, PG.8, FIG.1, REF.35 | 1 . BALDOR/RELIANCE EL11307 2 . DAYTON 31TR73 |  | EA | 1 | 1 | 1 | 1 |  | 0
MTRCM020 | CSC Stores | MOTORS | MOTOR, COMPRESSOR, 2 HP, 1725 RPM, 1 PH 208-230 VAC, FRAME-TM56H, TYPE FT, 2 CAP START, WH 2300GW15000 | 1 . MARATHON ELECTRIC MFG. CORP. B352/056B17D5331 |  | EA | 0 | 0 | 1 | 0.33333 |  | 0
MTRPL001 | CSC Stores | MOTORS | PULLEY, MOTOR, SINGLE GROOVE, 3.45" X 5/8" BORE, BROWNING | 1 . GATES AK34X5/8 |  | EA | 1 | 1 | 0 | 0.66667 |  | 0
MTRPL002 | CSC Stores | MOTORS | PULLEY, MOTOR, SINGLE GROOVE, 2 3/4" X 5/8" BORE FOR GENERAL ELECTRIC OIL CIRCUIT BREAKER TYPE FK-439-69-3500-Y, S/N 0139A7564-201 I.B. GEF-3500F, PG.3, REF.71 | 1 . W W GRAINGER 5RHZ7 |  | EA | 0 | 1 | 0 | 0.33333 |  | 0
MTRPU016 | CSC Stores | MOTORS | MOTOR, HYDRAULIC PUMP, 3/4 HP, 1725 RPM, 1 PHASE, 115/230 VAC, FRAME AE56C, RELIANCE MODEL D78A4055M FOR ALLIS CHALMERS OIL CIRCUIT BREAKER TYPE BZO-69-5000-3, S/N 37453-20 | 1 . BALDOR MOTOR VEL11307A 2 . SIEMENS W641-235 |  | EA | 1 | 3 | 1 | 1.6667 |  | 0
OCBSIA01 | CSC Stores | OIL CIRCUIT BREAKERS, SUBSTATION | SPIDER GEAR, RUBBER, FOR MOTOR COUPLING, FOR ALLIS CHALMERS OIL CIRCUIT BREAKER TYPE BZO-69-5000-3, MECHANISM PH-33E-5, S/N 37453-1, I.B. BWX-6687, LOVEJOY, T.B. WOODS | 1 . LOVEJOY G100 2 . TB WOODS. G100N |  | FT | 0 | 4 | 2 | 2 |  | 0
ORGCO070 | NGS Stores | O-RINGS | CORD, O-RING, ROUND, BUNA-N, 5/16" NOMINAL DIAMETER, USED ON TURBO TOC, (100' MIN. ORDER | 1 . AMERICAN PACKING & GASKET CO. 213S20724 2 . PHELPS PACKING & RUBBER CO. AS-011 |  | FT | 100 | 0 | 0 | 33.3333 |  | 0
ORGCO080 | NGS Stores | O-RINGS | CORD, O-RING, ROUND, BUNA-N, 3/8" NOMINAL DIAMETER, MORCO RUBBER, USED ON TURBO TOC AND ID FAN FLUID DRIVE. (100' MIN. ORDER) | Not specified |  | EA | 0 | 0 | 100 | 33.3333 |  | 0
ORGVI066 | NGS Stores | O-RINGS | O-RING, VITON, #117, CHROMASSURE #V884-75 PARKER SEALS P/N 2-117 V, USED ON TURBINE CONTROL VALVES, WORK CTR 2-1. (10-PACK) | 1 . AMERICAN PACKING & GASKET CO. 117 FKM 2 . PARKER SEALS 2-117 |  | EA | 0 | 0 | 0 | 0 |  | 0
ORGVI085 | NGS Stores | O-RINGS | O-RING, VITON, #136, CHROMASSURE #V884-75 PARKER SEALS P/N 2-136 V, USED ON N01/N02/N03 & GAS TURBINES. (5-PACK) | 1 . AMERICAN PACKING & GASKET CO. 136 FKM 2 . HAGEMEYER NORTH AMERICA V70136 3 . PARKER SEALS 2-136 |  | EA | 20 | 10 | 10 | 13.3333 |  | 0
ORGVI153 | NGS Stores | O-RINGS | O-RING, VITON, #226, CHROMASSURE #V884-75 PARKER SEALS P/N 2-226V, USED ON CEMS PROBE & N03 BURNERS.(5-PACK) | 1 . AMERICAN PACKING & GASKET CO. 226 FKM 2 . PARKER SEALS 2-226V |  | EA | 0 | 15 | 0 | 5 |  | 0
ORGVI233 | NGS Stores | O-RINGS | O-RING, VITON, #333 CHROMASSURE #V884-75 PARKER SEALS P/N 2-333 V, USED ON N01 RA SPRAY SYS ATTEMPERATORS, WORK CTR 1-3. (5-PACK) | 1 . AMERICAN PACKING & GASKET CO. 333 FKM 2 . PARKER SEALS 2-232. |  | EA | 65 | 65 | 30 | 53.3333 |  | 0
PACEN022 | CSC Stores | PAINT & COATINGS | PAINT, ENAMEL, EDISON GRAY, 10 OZ. SPRAY CAN, CARDINAL INDUSTRIAL FINISH. | 1 . CARDINAL INDUSTRIAL FINISH A-4107-59047 |  | EA | 0 | 20 | 0 | 6.6667 |  | 0
PACST002 | NGS Stores | PAINT & COATINGS | STENCIL SET, BRASS, 1" LETTERS | 1 . HANSON CO. 10028 |  | EA | 0 | 2 | 0 | 0.66667 |  | 0
PACTH015 | CSC Stores | PAINT & COATINGS | THINNER, PAINT, ACETONE CLEANER AND REMOVER, 1 GAL CONTAINER | 1 . W.M.BARR&CO. GKPT94400 2 . W.M.BARR&CO. R00051 |  | EA | 0 | 0 | 0 | 0 |  | 0
PKGBG060 | NGS Stores | PACKING, VALVE | PACKING, 1/4", 10 FT COIL, BRAIDED FLEXIBLE GRAPHITE "THERMABRAID OR APPROVED SUB" | 1 . GARLOCK PACKING GARLOCK STYLE #1300 1/4" 2 . PALMETTO PALMETTO STYLE 5000 1/4" 3 . THERMABRAID TB 1700, 1/4" |  | EA | 0 | 1 | 3 | 1.3333 |  | 0
PKGBG080 | NGS Stores | PACKING, VALVE | PACKING, 5/16", 10 FT COIL, BRAIDED FLEXIBLE GRAPHITE "THERMABRAID OR APPROVED SUB" | 1 . GARLOCK PACKING GARLOCK STYLE #1300 5/16" 2 . PALMETTO PALMETTO STYLE 5000 5/16" 3 . THERMABRAID TB1700,5/16" |  | EA | 0 | 0 | 1 | 0.33333 |  | 0
PKGBG100 | NGS Stores | PACKING, VALVE | PACKING, 3/8", 10 FT COIL, BRAIDED FLEXIBLE GRAPHITE "THERMABRAID OR APPROVED SUB" | 1 . GARLOCK PACKING GARLOCK STYLE #1300 3/8" 2 . PALMETTO PALMETTO STYLE 5000 3/8" 3 . THERMABRAID TB1700,3/8" |  | EA | 4 | 3 | 4 | 3.6667 |  | 0
PKGBG120 | NGS Stores | PACKING, VALVE | PACKING, 7/16", 10 FT COIL, FLEXIBLE GRAPHITE, BRAIDED, "THERMABRAID OR APPROVED SUB" | 1 . GARLOCK PACKING GARLOCK STYLE #1300 7/16" 2 . PALMETTO PALMETTO STYLE 5000 7/16" 3 . THERMABRAID TB1700,7/16" |  | EA | 1 | 3 | 4 | 2.6667 |  | 0
PKGBG140 | NGS Stores | PACKING, VALVE | PACKING, 1/2", 10 FT COIL, BRAIDED FLEXIBLE GRAPHITE "THERMABRAID OR APPROVED SUB" | 1 . GARLOCK PACKING GARLOCK STYLE #1300 1/2" 2 . PALMETTO PALMETTO STYLE 5000 1/2" 3 . THERMABRAID TB1700,1/2" |  | EA | 0 | 0 | 0 | 0 |  | 0
PKGBG160 | NGS Stores | PACKING, VALVE | PACKING, 5/8", 10 FT COIL, BRAIDED FLEXIBLE GRAPHITE "THERMABRAID OR APPROVED SUB" | 1 . GARLOCK PACKING GARLOCK STYLE #1300 5/8" 2 . PALMETTO PALMETTO STYLE 5000 5/8" 3 . THERMABRAID TB1700,5/8" |  | EA | 0 | 0 | 0 | 0 |  | 0
PKGBG180 | NGS Stores | PACKING, VALVE | PACKING, 7/8", 10 FT COIL, BRAIDED FLEXIBLE GRAPHITE "THERMABRAID OR APPROVED SUB" | 1 . GARLOCK PACKING GARLOCK STYLE #1300 7/8" 2 . PALMETTO PALMETTO STYLE 5000 7/8" 3 . THERMABRAID TB1700,7/8" |  | EA | 7 | 1 | 3 | 3.6667 |  | 0
PKGBG200 | NGS Stores | PACKING, VALVE | PACKING, 1", 10 FT COIL, BRAIDED FLEXIBLE GRAPHITE "THERMABRAID OR APPROVED SUB" | 1 . GARLOCK PACKING GARLOCK STYLE #1300 1" 2 . PALMETTO PALMETTO STYLE 5000 1" 3 . THERMABRAID TB1700,1" |  | EA | 0 | 0 | 0 | 0 |  | 0
PKGBG210 | NGS Stores | PACKING, VALVE | PACKING, BRAIDED, FLEXIBLE GRAPHITE 3/4", (10 FT PER BOX) "THERMABRAID OR APPROVED SUB" | 1 . GARLOCK PACKING GARLOCK STYLE #1300 3/4" 2 . PALMETTO PALMETTO STYLE 5000 3/4" 3 . THERMABRAID TB1700, 3/4 |  | BX | 1 | 1 | 0 | 0.66667 |  | 0
PKGBR060 | NGS Stores | PACKING, VALVE | PACKING, 1/4", 10 FT PER BOX, CARBON YARN PACKING, BULL RING W/O WIRE | 1 . GARLOCK PACKING GARLOCK #98-1/4" 2 . PALMETTO PALMETTO STYLE 1585 1/4" 3 . SEPCO ML-4460, 1/4" |  | BX | 0 | 1 | 0 | 0.33333 |  | 0
PKGBR080 | NGS Stores | PACKING, VALVE | PACKING, 5/16", 10 FT PER BOX, CARBON YARN PACKING, BULL RING W/O WIRE | 1 . GARLOCK PACKING GARLOCK #98-5/16" 2 . PALMETTO PALMETTO STYLE 1585 5/16" 3 . SEPCO ML-4460, 5/16" |  | BX | 0 | 1 | 0 | 0.33333 |  | 0
PKGBR100 | NGS Stores | PACKING, VALVE | PACKING, 3/8", 10 FT PER BOX, CARBON YARN PACKING, BULL RING W/O WIRE | 1 . GARLOCK PACKING GARLOCK #98-3/8" 2 . PALMETTO PALMETTO STYLE 1585 3/8" 3 . SEPCO ML-4460, 3/8" |  | EA | 3 | 0 | 0 | 1 |  | 0
PMPBK700 | CSC Stores | PUMPS | PUMP, SUBMERSIBLE - CONTINUOUS DUTY, 1/2 HP SINGLE PHASE, 115 VOLT, 1-1/2" DISCHARGE, WITH 20 FT. POWER CORD, BRONZE IMPELLER | 1 . PENTAIR MEOSP50BRA1-20 |  | EA | 3 | 6 | 12 | 7 |  | 0
PMPCN500 | CSC Stores | PUMPS | PUMP, SUBMERSIBLE - 1/3 HP, AUTOMATIC OPERATION, 115 VOLTS, 60 HZ, SPLIT PHASE MOTOR, BALL BEARINGS, AUTOMATIC RESET THERMAL PROTECTION, 1-1/4" IPT DISCHARGE ABS PLASTIC BASE, TEEL BRAND SUMP PUMP, SUPPLIED WITH 8'18-3 CORD | 1 . W W GRAINGER 3BB78 |  | EA | 9 | 2 | 4 | 5 |  | 0
PNTAA130 | CSC Stores | PUD-PAINT | PAINT, RED-ENAMEL-GLOSS, MINIMUM 17 OZ. AEROSOL CAN, ILLINOIS BRONZE, KRYLON, IMPERIAL, SEMOUR, RUSTOLEUM | Not specified |  | EA | 7 | 10 | 0 | 5.6667 |  | 0
POCDL001 | NGS Stores | POLLUTION CONTROL | LINER, 55 GALLON DRUM, 15 MIL, ACCORDION STYLE BAG W/TOPPER SAVER, (20 EACH P/BOX) | 1 . CAL-FORMED PLASTIC CO. 390560 2 . CAL-FORMED PLASTIC CO. 5055-DL 3 . CAL-FORMED PLASTIC CO. 5055DLHD 4 . DUVAL CONTAINER 390560 5 . INMARK INMDL55 |  | EA | 870 | 1000 | 780 | 883.3333 |  | 0
POCDR002 | NGS Stores | POLLUTION CONTROL | DRUM, OPEN TOP, 55 GAL., STEEL, WITH LID & BOLT LOCKING RING, PAINTED "RECONDITIONED" | Not specified |  | EA | 30 | 70 | 30 | 43.3333 |  | 0
POCDR005 | NGS Stores | POLLUTION CONTROL | BLACK DRUM, 55 GALLON, OPEN-HEAD, PAINTED "NEW ONLY" UNLINED WITH LOCKING RING AND BOLT/NUT | Not specified |  | EA | 2 | 43 | 15 | 20 |  | 0
POCDR010 | NGS Stores | POLLUTION CONTROL | BLACK STEEL DRUM, 55-GALLON, CLOSED TOP,PAINTED "NEW ONLY" W/ONE 2", AND ONE 3/4" BUNG HOLE . | 1 . DUVAL CONTAINER 380060 2 . GREIF STH27025 |  | EA | 25 | 12 | 20 | 19 |  | 0
POCDR015 | NGS Stores | POLLUTION CONTROL | DRUM, HAZARDOUS WASTE DISPOSAL, 85 GAL. DOT CER 49 OVERPACK. | 1 . SKOLNIK INDUSTRIES INC. HM8519 |  | EA | 4 | 0 | 0 | 1.3333 |  | 0
PUMCH006 | NGS Stores | PUMPS (2) | PUMP, CHEMICAL, WITH EXTERNAL OUTPUT CONTROL, LIQUID METRONICS, (FOR NGS SEWER PLANT HYPERCHORITE PUMP) | 1 . LIQUID METRONICS B711-498TI |  | EA | 0 | 1 | 1 | 0.66667 |  | 0
PUPACS14 | NGS Stores | PUMP PARTS | SEAL, PUMP, GARLOCK # 21557-2462 ALLIS CHALMERS P/N 52-106-686-014 (NGS #3 UNIT RIVER WATER BOOSTER PUMP, S/N 811-35358-3-1)***UNIT 3 USE ONLY*** | 1 . ALLIS CHALMERS 52-106-686-014 2 . CHICAGO RAWHIDE CO. CR44960 3 . GARLOCK PACKING 21557-2462 4 . GARLOCK PACKING 63X2753 |  | EA | 2 | 0 | 0 | 0.66667 |  | 0
PUPACS15 | NGS Stores | PUMP PARTS | SEAL, PUMP, (NGS UNIT #3 RIVER WATER BOOSTER PUMP, S/N 811-35358-3-1)***UNIT 3 USE ONLY*** | 1 . CHICAGO RAWHIDE CO. 37396 2 . XYLEM/AC CP753181015 |  | EA | 2 | 2 | 0 | 1.3333 |  | 0
PUPBI012 | NGS Stores | PUMP PARTS | SEAT, CHECK, TUNGSTEN 1/2" USED ON ALL MDL'S OF JESCO PUMPS WITH 1/2" BALL CHECK VALVE, GOOD FOR MGO, HYDRAZINE & AMMONIA | 1 . BASIC IN FLOW 816346(TUNGSTEN 1/2"SEAT) |  | EA | 0 | 0 | 0 | 0 |  | 0
PUPWS124 | NGS Stores | PUMP PARTS | EXPANSION JOINT, FLANGED WITH BACK UP RINGS, 3" X 6", GARLOCK, STYLE 206, , INS, SDA, N01/N02, WORK CTR 1-3, (N01/N02 SDA FEED) | 1 . GARLOCK GARL94314-0324 |  | EA | 2 | 0 | 4 | 2 |  | 0
PUPWS128 | NGS Stores | PUMP PARTS | EXPANSION JOINT, NEOPRENE, 4" X 6", MODEL 1015, FOR VARIOUS PUMPS, (N01/N02 AQCS PUMP EXPANSION JOINT) | 1 . GARLOCK STYLE 104GS 2 . GENERAL RUBBER CORP. MODEL 1015 |  | EA | 6 | 0 | 3 | 3 |  | 0
REGVR001 | NGS Stores | REGULATORS | REGULATOR; FOR HYDROGEN/METHANE COMBUSTIBLES CYLINDER REGULATOR | 1 . VICTOR 4000-02-06 |  | EA | 0 | 0 | 0 | 0 |  | 0
RELIC027 | CSC Stores | RELAYS | RELAY, CONTROL, 240 VAC COIL, 12 PIN, NO SUBSTITUTE STRUTHERS-DUNN, INC. P/N 219ABAP FOR DELTA STAR TRANSFORMER S/N E-76011191 | 1 . STRUTHERS-DUNN INC. 219ABAP-240VAC |  | EA | 1 | 0 | 0 | 0.33333 |  | 0
RELSP007 | CSC Stores | RELAYS | RELAY, RAPID PRESSURE RISE, MODEL 900, 3-PIN TYPE, THREAD MOUNT FOR OIL SPACE APPLICATION QUALITROL P/N 900-004-01 | 1 . QUALITROL 900-004-03 |  | EA | 0 | 1 | 0 | 0.33333 |  | 0
SAFBL001 | CSC Stores | SAFETY SUPPLIES | BLANKET, RUBBER, 27 KV, ORANGE COLOR, 36" X 36" | 1 . NORTH SUPPLY CB-36-E0 2 . SALISBURY 900-E 3 . WHITE RUBBER CO. 3636-40-0-SO |  | EA | 114 | 138 | 138 | 130 |  | 0
SAFBL002 | CSC Stores | SAFETY SUPPLIES | BLANKET, VELCRO, 12" X 36" X 1/16" | 1 . SALISBURY 123-LV |  | EA | 12 | 12 | 36 | 20 |  | 0
SAFBL003 | CSC Stores | SAFETY SUPPLIES | BLANKET, SPLIT, 4.5" CENTER HOLE, ORANGE COLOR, SIZE 36" X 36", RATED 27KV. | 1 . SALISBURY 1304 |  | EA | 36 | 77 | 84 | 65.6667 |  | 0
SAFFA030 | CSC Stores | SAFETY SUPPLIES | VISOR, CLEAR ACETATE FACESHEILD, USED AS REPLACEMENT FOR NORTH RATCHET HEADGEAR P/N 67200, ANSI-Z87.1 STANDARD, FOR FACE PROTECTION FROM SPRAY, SPLASH & LIGHT IMPACT***NO SUBSTITUTE***NORTH SAFETY EQUIPMENT P/N 60007 | 1 . NORTH SAFETY EQUIPMENT 60007 2 . W W GRAINGER 5X609 |  | EA | 0 | 0 | 10 | 3.3333 |  | 0
SAFPT001 | CSC Stores | SAFETY SUPPLIES | INSECTICIDE, MULTI-USE, FOR CONTROLLING FIRE-ANTS, SPIDERS, CRICKETS, FLEAS, ROACHES AND MORE. 4-OZ. = 1 EACH | 1 . ATCO INTERNATIONAL 2725 2 . RAINBOW RAN4480 |  | EA | 1100 | 2000 | 1400 | 1500 |  | 0
SCNLI005 | NGS Stores | SCREEN PARTS | LINK, OFFSET, RC120 DRIVE CHAIN, USED ON NS 45A TRAVELING WATER SCREEN | 1 . FMC CORP. 1908-018-044 |  | EA | 0 | 2 | 0 | 0.66667 |  | 0
SCNLI006 | NGS Stores | SCREEN PARTS | LINK, CONNECTING, RC-120 DRIVE CHAIN, USED ON NS 45A TRAVELING WATER SCREEN 1344, DIAMOND CHAIN, MORSEL OR EQUAL IS ACCEPTABLE. | 1 . DIAMOND CHAIN 120 CONN LINK 2 . FMC CORP. 1908-018-031 |  | EA | 0 | 2 | 0 | 0.66667 |  | 0
SEAOI256 | NGS Stores | SEALS | SEAL, OIL, DOUBLE LIP, J/M CLIPPER 0243-18021LDS ( NGS ASH DELUMPER - AQCS ) | 1 . JOHN MANVILLE 0243-18021LDS 2 . PARKER SEALS 18021 HIL5 3 . S. HOWES CO. 0243-18021LDS |  | EA | 0 | 0 | 0 | 0 |  | 0
SEAOI257 | NGS Stores | SEALS | SEAL, OIL, REF: PA, CRUCHER S/N 6479-12 ( NGS - ROD MILL ) | 1 . CHICAGO RAWHIDE 1043148 |  | EA | 0 | 0 | 0 | 0 |  | 0
SEAOI258 | NGS Stores | SEALS | SEAL, OIL, REF: PA, CRUCHER S/N 6479-12 ( NGS - ROD MILL ) | 1 . CHICAGO RAWHIDE 25440 |  | EA | 0 | 0 | 0 | 0 |  | 0
SFTDD200 | CSC Stores | PUD-SAFETY SUPPLIES | MARKER, UTILITY - SEWER VALVE, 5'2" H X 3-3/4" W, FIBERGLASS MARKER, GREEN COLOR W/VINYL SEWER DECAL, DECAL TO READ: "CAUTION SEWER PIPELINE VALVE", BEFORE DIGGING OR IN CASE OF EMERGENCY CALL 665-4802 | 1 . CARSONITE CJF-1593 2 . ELECTROMARK JEA025-L-SV-TN1 |  | EA | 130 | 0 | 0 | 43.3333 |  | 0
SFTDD256 | CSC Stores | PUD-SAFETY SUPPLIES | MARKER, UTILITY - WATER VALVE, 5'-2"H X 3-3/4"W, FIBERGLASS MARKER, BLUE COLOR W/VINYL WATER DECAL, DECAL TO READ: "CAUTION WATER PIPELINE VALVE", BEFORE DIGGING OR IN CASE OF EMERGENCY CALL 665-4801 | 1 . CARSONITE 6135-JEA 2 . ELECTROMARK JEA024-L-SV-TN1 |  | EA | 100 | 25 | 25 | 50 |  | 0
SRFBC015 | NGS Stores | STACKER/RECLAIMER, FUEL | COUPLING, HELICAL ENCODER (STACKER RECLAIMER BOOM CONVEYOR A & B) | 1 . HELICAL MC7125-12-12 |  | EA | 1 | 0 | 0 | 0.33333 |  | 0
SRFMB006 | NGS Stores | STACKER/RECLAIMER, FUEL | BOLT, TRACK, 9/16-18 X 1-15/16", GR 8 DOME, HEAD BOLT, ( STACKER RECLAIMER AUX. BOOM RAKE A & B ), WORK CTR MH | 1 . CATERPILLAR 7H-3596 2 . RELIANCE SUPPLY 036049 3 . SVEDALA BULK MATERIALS HANDLIN 4151-3 |  | EA | 400 | 725 | 0 | 375 |  | 0
SRFMB007 | NGS Stores | STACKER/RECLAIMER, FUEL | NUT, TRACK, 9/16-18, 25 WIDTH X 18 HEIGHT , GR 8, SQUARE HEAD, ( STACKER RECLAIMER AUX. BOOM RAKE A & B ), WORK CTR MH | 1 . CATERPILLAR 7H-3606 2 . RELIANCE SUPPLY 05082705 3 . SVEDALA BULK MATERIALS HANDLIN 4151-4 |  | EA | 300 | 1150 | 0 | 483.3333 |  | 0
STLLA006 | CSC Stores | STREET LIGHT MATERIAL | LAMP, MECURY VAPOR, 400W, E-37 BULB, MOGUL BASE, 22500 INITIAL LUMENS, 24000 HOURS RATED LIFE. | 1 . GENERAL ELECTRIC CO. HR400DX33 2 . IWASAKI/EYE LIGHTING HF400-PD 3 . PHILLIPS LIGHTING H33GL-400/DX 4 . SYLVANIA H33GL-400/DX |  | EA | 0 | 0 | 24 | 8 |  | 0
STLPC011 | CSC Stores | STREET LIGHT MATERIAL | PHOTOCONTROL, DIMMABLE, LONG LIFE FOR LED FIXTURE, 1280 JOULE MOV, FAIL OFF, BROWN. | 1 . SUN-TECH DIM4-JEA |  | EA | 0 | 0 | 20 | 6.6667 |  | 0
SWTPB009 | NGS Stores | SWITCHES | SWITCH, PUSHBUTTON, PUSH-PULL, RED (STACKER RECLAIMER - OPERATOR'S CONSOLE) | 1 . ALLEN BRADLEY CO. 800TFXA5 2 . SVEDALA BULK MATERIALS HANDLIN 11120-5-304-6 |  | EA | 0 | 1 | 0 | 0.33333 |  | 0
SWTPR073 | NGS Stores | SWITCHES | SWITCH, PRESSURE, 12 TO 100 PSIG FOR #3 I.D. FAN FLUID DRIVE OIL PUMP TRIP STATIC-O-RING | 1 . STATIC-O-RING 6NN-K3-M1-C1A |  | EA | 2 | 0 | 0 | 0.66667 |  | 0
SWTPR093 | NGS Stores | SWITCHES | SWITCH, PRESSURE, 63/PR, RANGE: 0 - 100 PSI, UNITED ELECTRIC CONTROLS | 1 . UNITED ELECTRIC CONTROLS J402-555 (9908) |  | EA | 1 | 0 | 1 | 0.66667 |  | 0
SWTPR095 | NGS Stores | SWITCHES | SWITCH, PRESSURE, RANGE: 0 - 300 PSI, UNITED ELECTRIC | 1 . UNITED ELECTRIC CONTROLS J402-361 |  | EA | 4 | 10 | 16 | 10 |  | 0
SWTPR098 | NGS Stores | SWITCHES | SWITCH, PRESSURE, RANGE: 0 - 100 PSI, UNITED ELECTRIC CONTROLS | 1 . UNITED ELECTRIC CONTROLS J403-555 |  | EA | 0 | 1 | 0 | 0.33333 |  | 0
SWTPR105 | NGS Stores | SWITCHES | SWITCH, PRESSURE, MERCOID, 10 - 300 PSI, BRASS BOURDON TUBE, OPENS ON INCREASE, SPST MERCURY SWITCH, HIGH CURRENT, 10A, 120V, 5A, 240V USED ON 500 JOCKEY PUMP ON FIRE PROTECTION SYSTEM | 1 . MERCOID DA-31-2-9 |  | EA | 0 | 0 | 1 | 0.33333 |  | 0
SWTPR125 | NGS Stores | SWITCHES | SWITCH, DIFFERENTIAL PRESSURE, DWYER MOD. 1950-0, RANGE .15 TO .50 INWC, ADJUSTABLE SET POINT, EXPLOSION PROOF ( NGS - PA AND SA FANS ) | 1 . DWYER 1950-0-2F |  | EA | 16 | 17 | 2 | 11.6667 |  | 0
SWTTM020 | NGS Stores | SWITCHES | SWITCH, TEMPERATURE, GE TYPE 26QA, CLOSES ON TEMP RISE, BRASS, 1/4-14NPT, CT MAINTENANCE | 1 . FENWAL 01-017021-000 |  | EA | 1 | 0 | 1 | 0.66667 |  | 0
TAPAF001 | NGS Stores | TAPE | TAPE, ALUMINUM FOIL, DUCT, 2" WIDE | 1 . NASHUA 322-2" 2 . SCOTCH SCOTCH 322 |  | EA | 10 | 0 | 0 | 3.3333 |  | 0
TAPCC001 | CSC Stores | TAPE | TAPE, "WHITE" COLOR CODING MARKING 1/2" X .007" X 20', (10EA P/PACKAGE QTY) | 1 . 3M 35-WHITE-1/2 2 . PLYMOUTH INULATING PRODUCTS 3171 3 . SOUTHEAST INDUSTRIAL TAPE 500 W-1/2 4 . TAPE PRODUCTS COMPANY 60WH-1/2X20 |  | EA | 400 | 400 | 400 | 400 |  | 0
TAPCC002 | CSC Stores | TAPE | TAPE, "BLUE" COLOR CODING MARKING 1/2" X .007" X 20' | 1 . 3M 35-BLUE-1/2 2 . PLYMOUTH INULATING PRODUCTS 3170 3 . SOUTHEAST INDUSTRIAL TAPE 520 B-1/2 |  | EA | 450 | 400 | 400 | 416.6667 |  | 0
TAPCC003 | CSC Stores | TAPE | TAPE, "ORANGE" COLOR CODING MARKING 1/2" X .007" X 20' | 1 . 3M 35-ORANGE-1/2 2 . PLYMOUTH INULATING PRODUCTS 3173 3 . SOUTHEAST INDUSTRIAL TAPE 520 0-1/2 4 . TAPE PRODUCTS COMPANY 60OR-1/2X20 |  | EA | 200 | 200 | 400 | 266.6667 |  | 0
TAPCC004 | CSC Stores | TAPE | TAPE, "YELLOW" COLOR CODING MARKING 1/2" X .007" X 20' | 1 . 3M 35-YELLOW 2 . PLYMOUTH INULATING PRODUCTS 3168 3 . TAPE PRODUCTS COMPANY 60Y-1/2X20 |  | EA | 84 | 0 | 168 | 84 |  | 0
TAPCC005 | CSC Stores | TAPE | TAPE, "RED" COLOR CODING MARKING 1/2" X .007" X 20' | 1 . 3M 35-RED-1/2 2 . PLYMOUTH INULATING PRODUCTS 3169 3 . TAPE PRODUCTS COMPANY 60R-1/2X20 |  | EA | 357 | 300 | 400 | 352.3333 |  | 0
TAPCC006 | CSC Stores | TAPE | TAPE, "BROWN" COLOR CODING MARKING 1/2" X .007" X 20' | 1 . 3M 35-BROWN-1/2" 2 . PLYMOUTH INULATING PRODUCTS 3172 3 . TAPE PRODUCTS COMPANY 60BR-1/2X20 |  | EA | 0 | 0 | 90 | 30 |  | 0
TAPCC007 | NGS Stores | TAPE | TAPE, "RED PHASE" 3/4" X 66' | 1 . 3M 35-RED-3/4 2 . CANUSA CET35-RED |  | EA | 20 | 70 | 105 | 65 |  | 0
TAPCC008 | NGS Stores | TAPE | TAPE, "BLUE PHASE" 3/4" X 66', (STD. PKG. QTY. 10 EACH) | 1 . CANUSA CET35-BLUE 2 . SCOTCH SCOTCH 35 BLUE |  | EA | 10 | 50 | 80 | 46.6667 |  | 0
TAPCC009 | NGS Stores | TAPE | TAPE, "WHITE PHASE" 3/4" X 66', (STD. PKG. QTY. 10 EACH) | 1 . CANUSA CET35-WHITE 2 . SCOTCH SCOTCH 35 WHITE |  | EA | 10 | 90 | 70 | 56.6667 |  | 0
TAPCC010 | NGS Stores | TAPE | TAPE, "GREEN PHASE" 3/4" X 66', (STD. PKG. QTY. 10 EACH) | 1 . CANUSA CET35-GREEN 2 . SCOTCH SCOTCH 35 GREEN |  | EA | 10 | 60 | 50 | 40 |  | 0
TAPCC011 | NGS Stores | TAPE | TAPE, "YELLOW PHASE" 3/4" X 66', (STD. PKG. QTY. 10 EACH) | 1 . CANUSA CET35-YELLOW 2 . SCOTCH SCOTCH 35 YELLOW |  | EA | 30 | 70 | 80 | 60 |  | 0
TAPCC012 | NGS Stores | TAPE | TAPE, "ORANGE PHASE" 3/4" X 66', (STD. PKG. QTY. 10 EACH) | 1 . CANUSA CET35-ORANGE 2 . SCOTCH SCOTCH 35 ORANGE |  | EA | 20 | 60 | 100 | 60 |  | 0
TAPCC013 | NGS Stores | TAPE | TAPE, "BROWN PHASE" 3/4" X 66', (STD. PKG. QTY. 10 EACH) | 1 . CANUSA CET35-BROWN 2 . SCOTCH SCOTCH 35 BROWN |  | EA | 20 | 90 | 30 | 46.6667 |  | 0
TAPDU001 | NGS Stores | TAPE | TAPE, DUCT, 2" X 60 YARD/ROLL MEDIUM STRENGTH, WATER PROOF POLYETHYLENE LAMINATED TO CLOTH/ RUBBER RESIN ADHESIVE, SILVER, (STD. PKG. 24 EACH) | 1 . 3M 3939-48MMX55M 2 . SCOTCH SCOTCH 398 3 . SHURTAPE TECHNOLOGIES, INC. 618S-2X60Y 4 . TAPE PRODUCTS COMPANY 300S-2X60Y 5 . TUCK INDUSTRIES INC. 92-T |  | EA | 2364 | 1920 | 492 | 1592 |  | 0
TAPEL001 | CSC Stores | TAPE | TAPE, ELECTRICAL, 3/4" X .015 X 60', FRICTION | 1 . 3M 1755-3/4X60FT-60RLS 2 . PLYMOUTH INULATING PRODUCTS 1002 3 . TAPE PRODUCTS COMPANY 45-3/4X60 |  | EA | 450 | 600 | 300 | 450 |  | 0
TAPEL003 | CSC Stores | TAPE | TAPE, ELECTRICAL INSULATING VARNISHED POLYESTER 1" X .012" X 36' SUPPLIED IN OIL PACKED INSULATION CANS. (MULTIPLES OF 6 IN A PACKAGE) | 1 . MAC PRODUCTS INC. M436A |  | EA | 0 | 0 | 30 | 10 |  | 0
TAPEL004 | CSC Stores | TAPE | TAPE, ELECTRICAL ARC AND FIRE PROOFING 3" X .03" X 20' | 1 . 3M 77-WHITE-3" X 20' 2 . BGENERAL 77 3 . PLYMOUTH INULATING PRODUCTS 3819 4 . QUELCOR INC. QT-3 |  | EA | 530 | 2100 | 400 | 1010 |  | 0
TAPEL006 | CSC Stores | TAPE | TAPE, ELECTRICAL, 3/4" X .03" X 30' RUBBER, HIGH VOLTAGE SELF FUSING, INSULATING | 1 . 3M 23-3/4"X30FT 2 . PLYMOUTH INULATING PRODUCTS 2006 |  | EA | 330 | 0 | 0 | 110 |  | 0
TAPEL007 | NGS Stores | TAPE | TAPE, ELECTRICAL 3/4" X .03" X15' SEMI-CONDUCTING | 1 . 3M 13-3/4X15FT 2 . BGENERAL 13 3 . GENERAL ELECTRIC CO. 42031 4 . PLYMOUTH INULATING PRODUCTS 2104 |  | EA | 10 | 20 | 30 | 20 |  | 0
TAPEL010 | NGS Stores | TAPE | TAPE, ELECTRICAL SELF-FUSING SILICON RUBBER 1" X .016" X 30' (MUST ACT AS A CLASS "H" INSULATION) | 1 . 3M 70 2 . BGENERAL 70 3 . GENERAL ELECTRIC CO. 42005 4 . PLYMOUTH INULATING PRODUCTS 3455 |  | EA | 0 | 40 | 24 | 21.3333 |  | 0
TAPEL013 | CSC Stores | TAPE | TAPE, ELECTRICAL LINERLESS RUBBER SPLICING 1-1/2" X .03" X 30', (STD PKG 12 EA) | 1 . 3M 130C-1-1/2X30FT 2 . BGENERAL 130C |  | EA | 792 | 420 | 420 | 544 |  | 0
TAPEL014 | CSC Stores | TAPE | TAPE, ELECTRICAL TINNED COPPER CONDUCTOR SHIELDING 1' X .012" X 100' | 1 . BGENERAL 24 2 . MAC PRODUCTS INC. SA-121C 3 . PLYMOUTH INULATING PRODUCTS 5416 |  | EA | 0 | 0 | 0 | 0 |  | 0
TAPEL020 | NGS Stores | TAPE | TAPE, HIGH VOLTAGE, LINER LESS RUBBER SPLICING FOR UP TO 69 KV, 130 C, 2" X 30' | 1 . SCOTCH SCOTCH 130C,2"X30' |  | EA | 48 | 24 | 12 | 28 |  | 0
TAPEL025 | NGS Stores | TAPE | TAPE, GLASS CLOTH, 1/2" X 66' | 1 . SCOTCH SCOTCH 27 |  | EA | 0 | 10 | 10 | 6.6667 |  | 0
TAPEL069 | CSC Stores | TAPE | TAPE, 69 WHITE GLASS CLOTH, WITH HIGH-TEMPEREATURE THERMOSETTING SILICONE PRESSURE SENSITIVE ADHESIVE, USED TO SECURE 77 TAPE TO CABLE, 3/4" X 66' ROLL, *** 1 EACH = 1 ROLL *** | 1 . 3M 69-3/4"X66' |  | EA | 0 | 0 | 0 | 0 |  | 0
TAPFG001 | NGS Stores | TAPE | TAPE, FIBERGLASS, 1" X 1/8" X 100 FT ROLL, INDUSTRIAL GRADE PLAIN, 1000 DEG. F MAX TEMP. | 1 . ATLANTECH DISTRIBUTION TP125100 2 . DARCO SOUTHERN INC. IG1000T |  | EA | 6 | 12 | 22 | 13.3333 |  | 0
TAPMA001 | CSC Stores | TAPE | TAPE, MARKING, 6" X 1000', RED TAPE WITH BLACK LETTERING "CAUTION-ELECTRIC LINE BURIED BELOW, CALL JEA" 1-ROLL = 1-EACH ** ORDER MULTIPLE OF 8 EACH ** | 1 . PRESCO B6104R6 2 . REEF IND. INC. 42-1068 3 . THOR ENTERPRISES, INC. 25-046 |  | EA | 48 | 48 | 16 | 37.3333 |  | 0
TAPMS001 | NGS Stores | TAPE | TAPE, MASKING, 1" X 60 YARD/ROLL 3-M #200C | 1 . 3M 200-24MM |  | EA | 0 | 36 | 0 | 12 |  | 0
TAPMS002 | NGS Stores | TAPE | TAPE, MASKING, 2" X 60 YARD/ROLL, (STD. PKG. 24 EACH), EXPIRATION DATE MUST APPEAR ON EACH INDIVIDUAL ITEM | 1 . 3M 232-48MM-55M 2 . SHURTAPE TECHNOLOGIES, INC. 2"X2160IN. |  | EA | 116 | 18 | 84 | 72.6667 |  | 0
TAPSE003 | CSC Stores | TAPE | TAPE, TEFLON, THREAD SEAL, 1/2" WIDE X 260" ROLL | 1 . MARKAL CO. 47271 2 . TAPE PRODUCTS COMPANY TEFLON-1/2 X 260 |  | EA | 150 | 250 | 100 | 166.6667 |  | 0
TAPWM006 | NGS Stores | TAPE | TAPE, DISPENSER, WIRE MARKER - DISPENSER OF 10-ROLLS OF WHITE TAPE ( ONE EACH OF NUMERALS 0 - 9 ) STD-0-9 | 1 . SCOTCH STD-0-9 |  | EA | 3 | 3 | 3 | 3 |  | 0
TAPWM008 | NGS Stores | TAPE | TAPE DISPENSER, WIRE MARKER, DISPENSER OF 10-ROLLS OF COLORED TAPE STD-C | 1 . SCOTCH STD-C |  | EA | 0 | 0 | 25 | 8.3333 |  | 0
TAPWM009 | NGS Stores | TAPE | TAPE, WIRE MARKER, 10 MARKERS PER PACK, 1-45, *** 1 EACH = 1 BOOK OF 10 MARKERS. *** | 1 . W. H. BRADY CO. PWM-PK3 |  | EA | 10 | 10 | 30 | 16.6667 |  | 0
TAPWM010 | NGS Stores | TAPE | TAPE, WIRE MARKER, A-Z, 0-15, +, -, / ***1 BOOK EQUALS 1 EACH*** | 1 . W. H. BRADY CO. PWM-PK2 |  | EA | 0 | 25 | 50 | 25 |  | 0
TBCBS002 | NGS Stores | TURBINE PARTS, NGS#2 | BASKET, SUCTION STRAINER (30 MESH) KAYDON TURBO TOC MODEL #KL-30H P/N 63C88 (FOR LUBE OIL CONDITIONER) | 1 . KAYDON CORPORATION 63C88 |  | EA | 0 | 2 | 0 | 0.66667 |  | 0
TBEBO130 | NGS Stores | TURBINE PARTS, NGS#3 BFP | BOLT, 3/4"-10 X 1-1/2", HEX HEAD, STEEL, GD 8, PLAIN G.E. FRAME 7000 CT | 1 . RELIANCE SUPPLY RS103898 |  | EA | 0 | 25 | 0 | 8.3333 |  | 0
TBEGA051 | NGS Stores | TURBINE PARTS, NGS COMBUSTION (GE Model MS-7000) | GASKET MATERIAL, BLACK RUBBER, NEOPREME 4" WIDE X 1/4" THK X 25' LONG, G.E. FRAME #7000 | Not specified |  | EA | 0 | 0 | 1 | 0.33333 |  | 0
TBJFI061 | CSC Stores | TURBINE PARTS, BRANDY BRANCH & KGS CT's | FILTER ELEMENT, 01.E175.25G , REF. VOITH TURBO INC. MOD 487-SVTL 12, S/N 1093138 ( BBCC - HR2 NORTH BOILER FEED PUMP FLUID COUPLING ) | 1 . INTERNORMEN 300161 DSF 175.25G |  | EA | 4 | 4 | 0 | 2.6667 |  | 0
TBJFI063 | CSC Stores | TURBINE PARTS, BRANDY BRANCH & KGS CT's | ELEMENT, REF: DOLLINGER 3" STRAINER, MOD. 508030C3-3506977 S/N 431515, CAT. NO. 3506977, SET PRESS: 740 @ 100F ( BBCC - HR2&3 GAS SHUT STRAINER ) | 1 . DOLLINGER FILTER M3506325 |  | EA | 0 | 2 | 0 | 0.66667 |  | 0
TBJGA003 | CSC Stores | TURBINE PARTS, BRANDY BRANCH & KGS CT's | GASKET, SPARK PLUG, 2 9/16" X 3 3/16" X .175 " THK, STYLE R, 347 METAL, GRAPHITE FILLER, ( BRANDY BRANCH & KGS C.T. MOD MS7001FA, REF. TURBINE S/N 297188 & GENERATOR S/N 337X072 ) AH-1 | 1 . FLEXITALLIC GASKET 0025670334 2 . GENERAL ELECTRIC 318A9713P027 |  | EA | 31 | 9 | 20 | 20 |  | 0
TBJGA030 | CSC Stores | TURBINE PARTS, BRANDY BRANCH & KGS CT's | GASKET, 12.13 X 8.63 X .062, REF: DOLLINGER 3" STRAINER, MOD. 508030C3-3506977 S/N 431515, CAT. NO. 3506977, SET PRESS: 740 @ 100F ( BBCC - HR2&3 GAS SHUT STRAINER ) | 1 . DOLLINGER FILTER 3504725 |  | EA | 0 | 1 | 0 | 0.33333 |  | 0
TBJGA075 | CSC Stores | TURBINE PARTS, BRANDY BRANCH & KGS CT's | GASKET, SPIRAL WOUND, ACCESS COVER, (GE ML 0705, PART 12), 26.02" OD X 25.03" ID X .125" THK, 304 SS WINDING X GRAPHITE FILLING, (USED ON 7FA FOR BORESCOPE INSPECTIONS) | 1 . FLEXITALLIC INC. ORDER BY DESCRIPTION 2 . GARLOCK ORDER BY DESCRIPTION |  | EA | 10 | 26 | 0 | 12 |  | 0
TBJGE005 | CSC Stores | TURBINE PARTS, BRANDY BRANCH & KGS COMBUSTION (GE MODEL MS7001FA) | GEAR MOTOR ASSEMBLY, 77:1 RATIO, 1/8 HP, 22-24 RPM OUTPUT, 280 IN/LB TORQUE, DAYTON MODEL 4Z130A, 89MD ( BRANDY BRANCH & KGS C.T. MOD MS7001FA, REF. TURBINE S/N 297188 & GENERATOR S/N 337X072 ) AH-1 | Not specified |  | EA | 0 | 0 | 1 | 0.33333 |  | 0
TBJGU008 | CSC Stores | TURBINE PARTS, BRANDY BRANCH & KGS CT's | GAUGE, 0-60 PSI, 2.5" DIA. (HYD PUMP #1 & #2 INLET) ( BRANDY BRANCH & KGS C.T. MOD MS7001FA, REF. TURBINE S/N 297188 & GENERATOR S/N 337X072 ) PIHQ-6A/PIHQ-6B | 1 . MITTEN NS50060 2 . NOSHOK 25.901-60PSI/KG/CM21/4 |  | EA | 0 | 2 | 0 | 0.66667 |  | 0
TBJGU010 | CSC Stores | TURBINE PARTS, BRANDY BRANCH & KGS CT's | GAUGE, 0-6000 PSI, 2.5" DIA. (HYD PUMP DISCH) ( BRANDY BRANCH & KGS C.T. MOD MS7001FA, REF. TURBINE S/N 297188 & GENERATOR S/N 337X072 ) PI HQ-1 PI HQ-2 | 1 . MITTEN N60060 2 . NOSHOK 25.901-6000PSI/KG/CM21/4 |  | EA | 5 | 2 | 3 | 3.3333 |  | 0
TBJGU021 | CSC Stores | TURBINE PARTS, BRANDY BRANCH & KGS CT's | GAUGE, DIFFERNETIAL PRESSURE, 0-10" H20, MAGNEHELIC, FOR LUBE OIL PDI-QV-1, (BRANDY BRANCH & KGS C.T. MOD MS7001FA, REF. TURBINE S/N 297188 & GENERATOR S/N 337X072) AH- | 1 . DWYER 2010 |  | EA | 0 | 0 | 5 | 1.6667 |  | 0
TBJIC156 | CSC Stores | TURBINE PARTS, BRANDY BRANCH & KGS CT's | CARD, CONTROL, 89 ND SWITCH, (BRANDY BRANCH & KGS C.T. MOD MS7001FA, REF. TURBINE S/N 297188 & GENERATOR S/N 337X072) AH-1 | 1 . CLEAVELAND/PRICE INCORPORATED C111A170G001 2 . CLEAVELAND/PRICE INCORPORATED C130B502G001 |  | EA | 0 | 6 | 0 | 2 |  | 0
TBJRE020 | CSC Stores | TURBINE PARTS, BRANDY BRANCH & KGS CT's | REGULATOR, AIR, NORGREN EXCELON, (BBCC - INSTRUMENT AIR SYSTEM) | 1 . NORGREN EXCELON B74G-6AK-QD1-RMN |  | EA | 0 | 0 | 3 | 1 |  | 0
TBJSW108 | CSC Stores | TURBINE PARTS, BRANDY BRANCH & KGS CT's | SWITCH, LIMIT, ASSEMBLY, 2 DPDT, VISUAL INDICATING, NEMA 4X, 2 SPOT MECHANICAL SWITCHES, W/DUAL CONDUIT ENTRY, (BBCC DUCT BURNER) | 1 . STONEL QX2VB02SDM |  | EA | 2 | 2 | 0 | 1.3333 |  | 0
TBJVA106 | CSC Stores | TURBINE PARTS, BRANDY BRANCH & KGS CT's | CARTRIDGE, VALVE, PRESSURE RELIEF, C10-2, (BRANDY BRANCH & KGS C.T. MOD MS7001FA, REF. TURBINE S/N 297188 & GENERATOR S/N 337X072) AH-1 | 1 . GENERAL ELECTRIC PR17000 2 . PARKER HANNIFIN RAH101S50V |  | EA | 2 | 2 | 2 | 2 |  | 0
TBJVA107 | CSC Stores | TURBINE PARTS, BRANDY BRANCH & KGS CT's | CARTRIDGE, VALVE, METERING, 1/4", (BRANDY BRANCH & KGS C.T. MOD MS7001FA, REF. TURBINE S/N 297188 & GENERATOR S/N 337X072) AH-1 | 1 . GENERAL ELECTRIC PN12815 2 . PARKER HANNIFIN MVI-400-SV |  | EA | 0 | 1 | 0 | 0.33333 |  | 0
TBJVA108 | CSC Stores | TURBINE PARTS, BRANDY BRANCH & KGS CT's | CARTRIDGE, VALVE, PRESSURE REDUCING, C12-3, (BRANDY BRANCH & KGS C.T. MOD MS7001FA, REF. TURBINE S/N 297188 & GENERATOR S/N 337X072) AH-1 | 1 . GENERAL ELECTRIC PR10000 2 . PARKER HANNIFIN PRH122S50V |  | EA | 2 | 2 | 2 | 2 |  | 0
TBJVA109 | CSC Stores | TURBINE PARTS, BRANDY BRANCH & KGS CT's | CARTRIDGE, VALVE, METERING, 3/4", C16-2, (BRANDY BRANCH & KGS C.T. MOD MS7001FA, REF. TURBINE S/N 297188 & GENERATOR S/N 337X072) AH-1 | 1 . GENERAL ELECTRIC PN12822 2 . PARKER HANNIFIN MVI-1200SV |  | EA | 0 | 1 | 1 | 0.66667 |  | 0
TBJVA110 | CSC Stores | TURBINE PARTS, BRANDY BRANCH & KGS CT's | CARTRIDGE, VALVE, PRESSURE RELIEF, C12-2, (BRANDY BRANCH & KGS C.T. MOD MS7001FA, REF. TURBINE S/N 297188 & GENERATOR S/N 337X072) AH-1 | 1 . GENERAL ELECTRIC PR17100 2 . PARKER HANNIFIN RAH121S50V |  | EA | 1 | 2 | 2 | 1.6667 |  | 0
TBJVA572 | CSC Stores | TURBINE PARTS, BRANDY BRANCH & KGS CT's | VALVE, SOLENOID, PARKER, 120 VAC, 10 WATTS, (BBCC - CRH SPRAY WATER FBV, CRH COLD REHEAT DRAIN BOOT FBV, & HPBYPASS DRAIN BOOT FBV) | 1 . PARKER HANNIFIN 73417AKDKNMONOD1D2P3 |  | EA | 1 | 5 | 2 | 2.6667 |  | 0
TOLBI010 | CSC Stores | TOOLS | BIT, DRILL, 1/4 ", MASONRY, SUPERTANIUM ***NO SUBSTITUTE*** | 1 . LAWSON PRODUCTS P59711 |  | EA | 0 | 12 | 0 | 4 |  | 0
TOLLN002 | CSC Stores | TOOLS | LANYARD, MANHOLERESCUE, 1/2" X 40', DOUBLE-BRAIDED POLYESTER, W/EYE ON ONE END AND DOUBLE-LOCK LANYARD HOOK ON THE OTHER END | 1 . CONSOLIDATED RIGGING & MARINE ORDER BY DESCRIPTION 2 . INDUSCO RSA-99999 |  | EA | 4 | 0 | 3 | 2.3333 |  | 0
TOLSDF10 | CSC Stores | TOOLS | TOOL 1/4 SPANNER SECURITY SCREWDRIVER, FLAT TIP, MODIFIED, USED FOR REMOVING SPECIAL TWO-HOLE BOLT THAT ATTACHES THE ACCESS DOOR ON THE DECORATIVE CITY STREETLIGHT POLES | 1 . A-JAX COM.INC. 4235173 |  | EA | 6 | 40 | 27 | 24.3333 |  | 0
TOLSO564 | CSC Stores | TOOLS | TOOL, SOCKET,SHALLOW WELL, 12 POINT, CHROME, 3/4" DRIVE, SIZE 1 5/8" | 1 . ARMSTRONG TOOLS 13-152 2 . SNAP ON TOOLS LDH522 |  | EA | 0 | 1 | 3 | 1.3333 |  | 0
TRBIC113 | NGS Stores | TURBINE CONTROL PARTS | ROD END, HEIM JOINT, WITH ZIRK FITTING FOR LUBRICATION, (#1 & #2 TURBINE THROTTLE VALVES) | 1 . AURORA AM-3-Z |  | EA | 0 | 13 | 0 | 4.3333 |  | 0
TRBIC123 | NGS Stores | TURBINE CONTROL PARTS | SWITCH, LIMIT, 2-NO, 2-NC, 600VAC MAX, MICRO SWITCH P/N LSQ038 ( NGS - #1 & #2 TURBINE THROTTLE VALVES ) | 1 . MICRO SWITCH LSQ038 2 . NEWARK ELECTRONICS 38B9989 |  | EA | 0 | 0 | 4 | 1.3333 |  | 0
TSTHE015 | NGS Stores | TEST EQUIPMENT | GAUGE, COLD CATHODE, LINER VARIAN VACUUM PROD. P/N 0981-82849-008 USED ON VARIAN HELIUM DETECTOR 938-41 Q | 1 . VARION VACUUM PRODUCTS 0981-82849-008 |  | EA | 0 | 2 | 0 | 0.66667 |  | 0
TUFTP002 | NGS Stores | TUBING AND FITTINGS | TUBING, POLYETHYLENE, 3/8" OD, FLAME RETARDANT, .062 WALL X 500' LONG, IMPERIAL EASTMAN P/N 66P-FBK-500 BLK. | 1 . IMPERIAL-EASTMAN 66P-FBK-500 BLK |  | EA | 0 | 0 | 0 | 0 |  | 0
TUFTU001 | NGS Stores | TUBING AND FITTINGS | TUBING, BLACK NYLON (SOLD PER FT.) - 20 FT. ( CARTRIDGE COLLECTOR - AQCS ) **** (I EA. = 1 FT., ISSUE IN 20' LENGTHS) **** | 1 . WHEELABRATOR CANADA 437704 |  | FT | 0 | 0 | 20 | 6.6667 |  | 0
TUFTY001 | NGS Stores | TUBING AND FITTINGS | TUBING, 1/8" ID X 1/4" OD X 1/16" WALL, TYGON | 1 . IMPERIAL-EASTMAN 1FRPE 4-0500 2 . TYGON K010-0204 3 . TYGON V-X204552 |  | FT | 100 | 0 | 0 | 33.3333 |  | 0
TUFTY003 | NGS Stores | TUBING AND FITTINGS | TUBING, 3/8" ID X 1/2" OD X 1/16" WALL TYGON P/N 5554K16 | 1 . SAINT-GOBAIN ACF0027 |  | EA | 0 | 50 | 150 | 66.6667 |  | 0
VALBA100 | NGS Stores | VALVES | VALVE, BALL, CPVC, 1/2" SCREWED/SLIP ENDS | 1 . CHEMTROL U51TB-V-1/2 |  | EA | 0 | 6 | 0 | 2 |  | 0
VALRE033 | NGS Stores | VALVES | REGULATOR, FILTER ( NGS - REGULATOR - BAG HOUSE OUTLET DAMPER ) | 1 . PARKER HANNIFIN P3NEA9PGSMBNN |  | EA | 0 | 0 | 0 | 0 |  | 0
VLPDD018 | NGS Stores | VALVE PARTS | BEARING, FLANGE, 4 HOLE, HIGH TEMPERATURE, (W/CARBON TYPE INSERT), 2 15/16", 10" XL, 12" XL & 18" XL ROTARY VALVE - STRIPER COOLER, **NOT FOR 14" XL**, INS, N00/N01/N02, WORK CTR 1-7 | 1 . DELTA DUCON 4T-960 |  | EA | 2 | 2 | 3 | 2.3333 |  | 0
VLPNR001 | CSC Stores | VALVE PARTS | VALVE, CONTROL SERVICE KIT #53475-01 FOR SIEMENS SF6 GAS CIRCUIT BREAKER TYPE SP-72.5-40-1, S/N 43797-1, PB-3468-03, PAGE 125, FIG.2 ***SPECIAL PACKAGING REQUIRED*** | 1 . C. A. NORGREN 53475-01 2 . SIEMENS-ALLIS 4042B02H01 3 . WESTINGHOUSE 4042B02H01 |  | EA | 0 | 0 | 1 | 0.33333 |  | 0
VLPNR002 | CSC Stores | VALVE PARTS | VALVE, PILOT (POPPET) SERVICE KIT FOR WESTINGHOUSE SF6 GAS CIRCUIT BREAKER TYPE 72.5SP40, S/N 1-67Y1575, I.B. 33-570-BM-1K, ***SPECIAL PACKAGING REQUIRED*** | 1 . C. A. NORGREN 54853-01 |  | EA | 0 | 0 | 2 | 0.66667 |  | 0
VLPNR003 | CSC Stores | VALVE PARTS | "O" RING KIT, NORGREN CONTROL VALVE, (D0042A) FOR SIEMENS BREAKER TYPE SP-72.5-SP-40-3, S/N 43797-1 ***SPECIAL PACKAGING REQUIRED*** | 1 . C. A. NORGREN 53475-33 |  | EA | 1 | 0 | 0 | 0.33333 |  | 0
VLPSE001 | NGS Stores | VALVE PARTS | SEAL KIT, VREL, SENTRY VALVE, INCLUDES SEAL, BACK-UP & THRUST WASHERS WITH INSTALLATION INSTRUCTIONS (PGMS101#4078) | 1 . SENTRY EQUIPMENT CORP. 6-02302C |  | EA | 2 | 0 | 0 | 0.66667 |  | 0
WIDCL002 | NGS Stores | WIRING DEVICES | CLIP, ALLIGATOR | 1 . MUELLER BU24APN + |  | EA | 0 | 28 | 0 | 9.3333 |  | 0
WIDCL021 | NGS Stores | WIRING DEVICES | CLIP, ALLIGATOR, 2 11/32" LG X 5/16" JAW OPEN, 10 AMP, BLACK INSULATING SLEEVE | 1 . MUELLER BU60HS-0 |  | EA | 0 | 6 | 0 | 2 |  | 0
WIDCL022 | NGS Stores | WIRING DEVICES | CLIP, ALLIGATOR, 2 11/32" LG X 5/16" JAW OPEN, 10 AMP, RED INSULATING SLEEVE | 1 . MUELLER BU60HS-2 |  | EA | 0 | 0 | 0 | 0 |  | 0
WIDCL023 | NGS Stores | WIRING DEVICES | CLIP, ALLIGATOR, 2 1/4" LG X 5/16" JAW OPEN, BURNISHED COPPER W/RED OR BLACK INSULATION | 1 . MUELLER 63-C 2 . NEWARK ELECTRONICS 28F535 (BLACK) 3 . NEWARK ELECTRONICS 28F536 (RED) |  | EA | 0 | 22 | 0 | 7.3333 |  | 0
WIDGR022 | NGS Stores | WIRING DEVICES | GRIP, CORD, .375-.500" HOLE, SMALL THREADED END, 3/4" HUB, APPLETON P/N CG3775 | 1 . APPLETON CG3775 |  | EA | 6 | 12 | 0 | 6 |  | 0
WIDLG009 | NGS Stores | WIRING DEVICES | LUG, TERMINAL, #22 TO #16 WIRE, RED VINYL, INSULATED | 1 . AMP 66023-2 |  | EA | 24 | 0 | 0 | 8 |  | 0
WIDPG044 | NGS Stores | WIRING DEVICES | PLUG, WELDING, 60 AMPS, 600 VAC | 1 . APPLETON ACP6034BC |  | EA | 9 | 6 | 13 | 9.3333 |  | 0
WLDBR001 | NGS Stores | WELDING SUPPLIES | BRUSH, ACID, 6" X 3/8"TO 1/2" | 1 . ANCHOR ANCAB26 |  | EA | 49 | 62 | 168 | 93 |  | 0
WLDBR002 | NGS Stores | WELDING SUPPLIES | BRUSH, WIRE, STAINLESS STEEL, UTILITY, 3X7 ROWS, 8" LONG WOODEN HANDLE ANCHOR P/N 30-SS, ATLAS 48 | 1 . ANCHOR 30-SS 2 . ATLAS WELDING ACCESSORIES 48 |  | EA | 300 | 500 | 250 | 350 |  | 0
WLDBR003 | NGS Stores | WELDING SUPPLIES | BRUSH, WIRE, STAINLESS STEEL, UTILITY, 3X19 ROWS, 14" LONG WOODEN HANDLE, BENT TYPE, | 1 . ANCHOR 388-SS 2 . OKI/BERING BW-9103 3 . WEILER CORPORATION 44054 4 . WEILER CORPORATION BW-9103 |  | FT | 311 | 278 | 204 | 264.3333 |  | 0
WLDCA503 | NGS Stores | WELDING SUPPLIES | CABLE, WELDING, 600 VOLT, #4 GA, 500 FT REEL, | Not specified |  | EA | 1500 | 1000 | 1000 | 1166.6667 |  | 0
WLDCL004 | NGS Stores | WELDING SUPPLIES | CLAMP, C TYPE, GROUND, 600 AMPS, 1/2"CAP SCREW CABLE CONN., 2 1/2"THROAT OPENING WITH 1 5/8" THROAT DEPTH, | 1 . TWECO 9210-1150 |  | EA | 4 | 13 | 0 | 5.6667 |  | 0
WLDCL005 | NGS Stores | WELDING SUPPLIES | CLAMP, GROUND, 200 AMPS, TWECO MOD. GC-200 | 1 . TWECO 9205-1120 |  | EA | 8 | 10 | 14 | 10.6667 |  | 0
WLDCN001 | NGS Stores | WELDING SUPPLIES | CONNECTOR, BALL POINT TYPE, 17/32" STUD HOLE, | 1 . TWECO 9510-1111 |  | EA | 0 | 0 | 2 | 0.66667 |  | 0
WLDCN002 | NGS Stores | WELDING SUPPLIES | CONNECTOR, CABLE, BALL POSITIVE CAM, FEMALE HALF, MODEL #2-MPC-2 | 1 . TWECO 9425-1220 |  | EA | 8 | 19 | 44 | 23.6667 |  | 0
WLDCN004 | NGS Stores | WELDING SUPPLIES | CONNECTOR, CABLE, POSITIVE CAM, MALE HALF, MODEL #2-MPC-1 | 1 . TWECO 9425-1210 |  | EA | 6 | 30 | 46 | 27.3333 |  | 0
WLDCN005 | NGS Stores | WELDING SUPPLIES | CONNECTOR, CABLE, DINSE TYPE MALE TO TWECO #2-MPC FEMALE, WORK CTR MH | 1 . LENCO WELDING PRODUCTS 05330 |  | EA | 0 | 8 | 15 | 7.6667 |  | 0
WLDCN006 | NGS Stores | WELDING SUPPLIES | CONNECTOR, FEMALE, 45 DEGREE ANGLE, FX 17/32, | 1 . TWECO 9510-1110 |  | EA | 2 | 2 | 2 | 2 |  | 0
WLDCP102 | NGS Stores | WELDING SUPPLIES | CUP, TIG, SIZE 8, | 1 . WELDCRAFT 2304-0082 |  | EA | 6 | 0 | 0 | 2 |  | 0
WLDCP500 | NGS Stores | WELDING SUPPLIES | CAP, WELDING, REVERSIBLE, HIGH CROWN, CRUSHABLE, WASHABLE, STYLE 2100-HX, ONE SIZE FITS ALL, BRAND NAME IS PARROT BY STARCO INC | 1 . COMEAUX 1000E 2 . KROMER CAP CO. A-STYLE 3 . LINDE GAS LLC 713772 |  | EA | 640 | 1175 | 428 | 747.6667 |  | 0
WLDCU001 | NGS Stores | WELDING SUPPLIES | CUTTING ATTACHMENT FOR VICTOR P/N CA 2460 | 1 . VICTOR VIC-0381-0816 |  | EA | 0 | 2 | 3 | 1.6667 |  | 0
WLDDI001 | NGS Stores | WELDING SUPPLIES | DIAL, DUAL ANGLED FLANGE, LEVEL, UNIVERSAL #20 | 1 . KIMBERLY-CLARK K4514786 |  | LB | 5 | 3 | 2 | 3.3333 |  | 0
WLDEL260 | NGS Stores | WELDING SUPPLIES | ELECTRODE, 1/16" DIA, 9" LONG, 5.5 LB, 680CGS, AWS #E-312, (MINIMUM IS 5.5 LBS), "TYPICAL TEST CERTIFICATION PAPER REQUIRED" | 1 . EUTECTIC CASTOLIN CORP. EUT 680CGS-16-2.5K |  | BX | 0 | 11 | 0 | 3.6667 |  | 0
WLDEL300 | NGS Stores | WELDING SUPPLIES | ELECTRODE, TUNGSTEN RARE EARTH, 1.5% LANTHANATED, SIZE 1/16" X 7" LONG, (10 PER BOX) | 1 . LAWSON PRODUCTS P14576 |  | BX | 4 | 2 | 0 | 2 |  | 0
WLDEL301 | NGS Stores | WELDING SUPPLIES | ELECTRODE, TUNGSTEN RARE EARTH, 1.5% LANTHANATED, SIZE 3/32" X 7" LONG, (10 PER BOX) | 1 . LAWSON PRODUCTS P14575 |  | BX | 9 | 9 | 14 | 10.6667 |  | 0
WLDEL302 | NGS Stores | WELDING SUPPLIES | ELECTRODE, TUNGSTEN RARE EARTH, 1.5% LANTHANATED, SIZE 1/8" X 7" LONG, (10 PER BOX) | 1 . LAWSON PRODUCTS P14574 |  | LB | 4 | 5 | 4 | 4.3333 |  | 0
WLDEL410 | NGS Stores | WELDING SUPPLIES | ELECTRODE, 3/32" DIA, 12" LONG, AWS #E7018A1, ASME #SFA 5.5, (25 &50 LB. CONTAINERS), "TYPICAL TEST CERTIFICATION PAPER REQUIRED" | 1 . ATOM ARC 7018A1-3/32" 2 . COR-ARC 7018-A1, 3/32" 3 . HOBART 7018-A1 3/32" 4 . LINCOLN LIN ED 032875 5 . MC KAY 7018-A1 XLM-1, 3/32" |  | LB | 650 | 650 | 650 | 650 |  | 0
WLDEL411 | NGS Stores | WELDING SUPPLIES | ELECTRODE, 3/32" DIAM., 309L-17, 5 TO 8 LB CONTAINERS, "TYPICAL TEST CERTIFICATION PAPER REQUIRED" | 1 . ESAB 309L-17, 3/32" 2 . HOBART E309L-17, 3/32" 3 . LINCOLN E309L-17, 3/32" |  | LB | 66 | 36 | 48 | 50 |  | 0
WLDEL413 | NGS Stores | WELDING SUPPLIES | ELECTRODE, 3/32" DIA X 12", 10 LB, INCONEL 182, "TYPICAL TEST CERTIFICATION PAPER REQUIRED" | 1 . SPECIAL METALS 182 INCONEL,3/32" |  | LB | 20 | 0 | 10 | 10 |  | 0
WLDEL415 | NGS Stores | WELDING SUPPLIES | ELECTRODE, 3/32" DIA, 6013, 50 LB, "TYPICAL TEST CERTIFICATION PAPER REQUIRED" | 1 . HOBART 447A, 3/32" 2 . LINCOLN 57 FLEETWOOD, 3/32" 3 . MC KAY 6013, 3/32" |  | LB | 0 | 100 | 0 | 33.3333 |  | 0
WLDEL416 | NGS Stores | WELDING SUPPLIES | ELECTRODE, 3/32" DIA, ASME SFA 5.4, (10 LB. CONTAINERS) | 1 . HOBART 770458 2 . HOBART PIPEMASTER 60 |  | LB | 50 | 100 | 0 | 50 |  | 0
WLDEL417 | NGS Stores | WELDING SUPPLIES | WELDING ROD, 3/32" DIA, E9018-B3, LOW HYDROGEN LOW CARBON AWS A5.5, ASME SFA 5.5, "TYPICAL TEST CERTIFICATION PAPER REQUIRED" | 1 . AIR CO E9018-B3 3/32" 2 . ATOM ARC E9018-B3 3/32" 3 . HOBART E9018-B3 3/32" 4 . LINCOLN E9018-B3 3/32" |  | LB | 350 | 0 | 0 | 116.6667 |  | 0
WLDEL420 | NGS Stores | WELDING SUPPLIES | ELECTRODE, 3/32" DIA, 308L-16, 8 LB, | 1 . COR-ARC 308ELC, 3/32" 2 . HOBART 308L-16, 3/32" 3 . LINCOLN RED BARON 308L-16 AC-DC 3/32" 4 . MC KAY 308L-16 AC-DC-2, 3/32" 5 . UTP 308L-16 3/32" |  | LB | 16 | 80 | 0 | 32 |  | 0
WLDEL422 | NGS Stores | WELDING SUPPLIES | ELECTRODE, 3/32" DIA, 6 LB, ASME SFA 5.4, E347-16, "TYPICAL TEST CERTIFICATION PAPER REQUIRED" | 1 . ATOM ARC 347-16, 3/32" 2 . HOBART 347-16, 3/32" 3 . LINCOLN 347-16, 3/32" 4 . MC KAY S483130-032 |  | LB | 0 | 12 | 0 | 4 |  | 0
WLDEL423 | NGS Stores | WELDING SUPPLIES | ELECTRODE, 3/32" DIA, 7 LB, 316L "TYPICAL TEST CERTIFICATION PAPER REQUIRED" | 1 . SANVIC SAN 316L17098 |  | LB | 0 | 7 | 7 | 4.6667 |  | 0
WLDEL424 | NGS Stores | WELDING SUPPLIES | ELECTRODE, 3/32" DIA, 6 LB, 410 S/S, (E410-16), "TYPICAL TEST CERTIFICATION PAPER REQUIRED" | 1 . HOBART 410-16, 3/32" 2 . LINCOLN 410-16, 3/32" 3 . MC KAY 410-16 AC-DC, 3/32" |  | LB | 0 | 12 | 0 | 4 |  | 0
WLDEL571 | NGS Stores | WELDING SUPPLIES | ELECTRODE, 1/8" DIA, 50 LB, HOBART BROS. CO. P/N 7018A1, MCKAY 7018-A1 XLM-1 (E7018A1), "TYPICAL TEST CERTIFICATION PAPER REQUIRED" | 1 . COR-ARC 7018-A1, 1/8" 2 . HOBART 7018A1, 1/8" 3 . HOBART S 125044-035 4 . LAWSON/CERTANIUM 41791 5 . MC KAY 7018-A1 XLM-1, 1/8" |  | LB | 150 | 250 | 300 | 233.3333 |  | 0
WLDEL573 | NGS Stores | WELDING SUPPLIES | ELECTRODE, 1/8" DIA, 6011 TYPE, 10 LB., "TYPICAL TEST CERTIFICATION PAPER REQUIRED" | 1 . HOBART 335A, 1/8" 2 . LINCOLN 35 FLEETWOOD 3 . MC KAY 6011, 1/8" |  | EA | 0 | 0 | 0 | 0 |  | 0
WLDEL582 | NGS Stores | WELDING SUPPLIES | ELECTRODES, WELDING, 1/8" DIA. 33LB UNIT CUTTRODE #1, NO SUBSTITUTE, (1 EACH = 33 LB UNIT) | 1 . EUTECTIC CASTOLIN CORP. CUT-32-15K |  | LB | 0 | 0 | 2 | 0.66667 |  | 0
WLDEL760 | NGS Stores | WELDING SUPPLIES | ELECTRODE, SIZE 3/32", 12" LONG, ALOY 2912, 5.5 LB CONTAINERS, "TYPICAL TEST CERTIFICATION PAPER REQUIRED" | 1 . EUTECTIC CASTOLIN CORP. 680 SIZE 3/32 2 . EUTECTIC CASTOLIN CORP. 680-24-2.5K |  | EA | 0 | 0 | 11 | 3.6667 |  | 0
WLDFM001 | NGS Stores | WELDING SUPPLIES | FLOWMETER/HRF REGULATOR COMBINATION BRASS, CGA INLET CONNECTION 580, VICTOR MODEL #HRF2325, P/N HRF2325-580 | 1 . VICTOR 0781-2731 2 . VICTOR HFR2425-580 |  | EA | 3 | 4 | 4 | 3.6667 |  | 0
WLDFX005 | NGS Stores | WELDING SUPPLIES | FLUX, SOLDERING, LIQUID, 16OZ. HARRIS P/N 40003STAY CLEAN | 1 . HARRIS SCLF16 |  | EA | 0 | 20 | 0 | 6.6667 |  | 0
WLDGO003 | NGS Stores | WELDING SUPPLIES | GOGGLES, WELDING CUP, #5 SHADED LENS, | 1 . BEST WELDS 901-932-44 |  | EA | 0 | 6 | 0 | 2 |  | 0
WLDHA001 | NGS Stores | WELDING SUPPLIES | HANDLE FOR VICTOR TORCH, NO SUBSTITUTE | 1 . VICTOR 315FC |  | EA | 0 | 5 | 0 | 1.6667 |  | 0
WLDHE002 | NGS Stores | WELDING SUPPLIES | HEAD, CENTERING, JUMBO, | 1 . KIMBERLY-CLARK 14775 |  | EA | 0 | 2 | 0 | 0.66667 |  | 0
WLDHE003 | NGS Stores | WELDING SUPPLIES | HEAD, CENTERING, STANDARD, ALUM, Y-TYPE, 4", | 1 . CURV-O-MARK 6 2 . KIMBERLY-CLARK K4514775 |  | EA | 3 | 3 | 0 | 2 |  | 0
WLDHL003 | NGS Stores | WELDING SUPPLIES | HELMET, WELDING, LIFT FRONT, 2"X4 1/4" LENS, (NO SUBSTITUTE) | 1 . KIMBERLY-CLARK HSL2B |  | EA | 0 | 0 | 1 | 0.33333 |  | 0
WLDHL029 | NGS Stores | WELDING SUPPLIES | HELMET, WELDING, HORNEL SPEED-GLASS XL. | 1 . 3M 70-0715-1015-3 |  | EA | 19 | 21 | 8 | 16 |  | 0
WLDHL030 | NGS Stores | WELDING SUPPLIES | HEADBAND, WELDING SHIELD, SOFT-BAND COMFORT & SWEAT ABSORBENT, 4 RUST PROOF SNAPS OR FATBOY BRAND W / VELCRO STRAP, FOR USE ON WELDING HOOD. | 1 . JACKSON SB-700 2 . RADNOR WELDING PRODUCTS 64005118 |  | EA | 27 | 53 | 17 | 32.3333 |  | 0
WLDHL035 | NGS Stores | WELDING SUPPLIES | PLATE, OUTSIDE PROTECTION, FOR SPEED-GLAS 9000XL WELDING HELMET, (EA = 1 UNIT), (STD. PKG. 10 UNITS) | 1 . HORNEL SPEED-GLAS HO3 04-0270-01 |  | EA | 20 | 80 | 100 | 66.6667 |  | 0
WLDHL036 | NGS Stores | WELDING SUPPLIES | PLATE, INSIDE PROTECTION, FOR 3M SPEED-GLAS 9100XL WELDING HELMET, PLATE SIZE IS 4 5/8" X 2 3/8" *** (STD. PKG. = 5 EACH) PURCHASE BY THE EACH. *** | 1 . HORNEL SPEED-GLAS 3MR06-0200-20 |  | EA | 55 | 40 | 57 | 50.6667 |  | 0
WLDHL038 | NGS Stores | WELDING SUPPLIES | PLATE, OUTSIDE PROTECTION, FOR SPEED-GLAS 9100XL WELDING HELMENT | 1 . 3M 3MR06-0200-051 |  | EA | 20 | 60 | 40 | 40 |  | 0
WLDHO002 | NGS Stores | WELDING SUPPLIES | HOLDER, ELECTRODE, TWECOTONG, 200 AMPS, | 1 . TWECO TWE 9110-1101 |  | EA | 24 | 25 | 32 | 27 |  | 0
WLDLR001 | NGS Stores | WELDING SUPPLIES | LIGHTER, SPARK, SHURLITE (NO SUB) | 1 . SURLITE 3001 |  | EA | 36 | 48 | 48 | 44 |  | 0
WLDLV001 | NGS Stores | WELDING SUPPLIES | LEVEL, UNIVERSAL, MAGNECTIC, ALUM., 360 DEGREE DIAL, DUAL HOLDING FLANGE, UNIVERSAL #33 | 1 . KIMBERLY-CLARK K4514796 |  | EA | 2 | 3 | 3 | 2.6667 |  | 0
WLDMR003 | NGS Stores | WELDING SUPPLIES | MARKER, FOLDING RADIUS, ALUMINUM, UP TO 48" CIRCLE, | 1 . CURV-O-MARK 1224 |  | EA | 0 | 4 | 2 | 2 |  | 0
WLDMR004 | NGS Stores | WELDING SUPPLIES | MARKER, SOAPSTONE, FLAT, 3/16" X 1/2" X 5" | 1 . ATLAS COPCO FL-5 2 . HARRIS HA 3011000 |  | EA | 144 | 288 | 144 | 192 |  | 0
WLDMR005 | NGS Stores | WELDING SUPPLIES | MARKER, SOAPSTONE, ROUND, 1/4" X 5", | 1 . ATLAS COPCO RD-5 |  | EA | 0 | 0 | 288 | 96 |  | 0
WLDMR020 | NGS Stores | WELDING SUPPLIES | MARKER, TEMPERATURE INDICATOR, 250 DEG F FOR WELDING APPLICATIONS | 1 . MARKAL CO. 86562 |  | EA | 0 | 0 | 5 | 1.6667 |  | 0
WLDMR021 | NGS Stores | WELDING SUPPLIES | MARKER, TEMPERATURE INDICATOR, 350 DEG F FOR WELDING APPLICATIONS MARKAL P/N 350 | 1 . MARKAL CO. 86697 |  | EA | 0 | 17 | 0 | 5.6667 |  | 0
WLDRE001 | NGS Stores | WELDING SUPPLIES | REGULATOR, PRESSURE, ACETYLENE, SINGLE STAGE, RANGE 0-2500 PSI, MODEL #SR460A-510, | 1 . VICTOR 0781-0584 |  | EA | 1 | 4 | 3 | 2.6667 |  | 0
WLDRE003 | NGS Stores | WELDING SUPPLIES | REGULATOR, OXYGEN, DEL. RANGE 5-125 PSI SINGLESTAGE, MODEL #S/R450-D540, | 1 . VICTOR 0781-0527 |  | EA | 4 | 4 | 5 | 4.3333 |  | 0
WLDSH005 | NGS Stores | WELDING SUPPLIES | SHIELD, FACE, SHADE #5, IR-UV VISOR, FOR JACKSON #170-SB HEAD GEAR | 1 . JACKSON PRODUCTS 3002810 |  | YD | 32 | 16 | 31 | 26.3333 |  | 0
WLDSH009 | NGS Stores | WELDING SUPPLIES | CLOTH, SILICA, .054" THICKNESS,FIREPROOF TO 2500 DEGREES F. 50 YD ROLL | 1 . CLEAN WORLD, INC. GL3500-40X50 210 2 . NASCO ANCHOR BRAND 584-60 - 60" X 50 YD 3 . SILICA 8799K1 (188CH) 4 . TILLMAN LEATHER & SAFETY PRODU 595-36 |  | EA | 200 | 250 | 0 | 150 |  | 0
WLDTI030 | NGS Stores | WELDING SUPPLIES | TIP, CUTTING, SIZE #0 FOR VICTOR CUTTING TORCH 300 SERIES, (25 EACH P/BOX) | 1 . VICTOR 1-101-0 |  | EA | 25 | 0 | 8 | 11 |  | 0
WLDTI031 | NGS Stores | WELDING SUPPLIES | TIP, CUTTING, SIZE #1 FOR VICTOR CUTTING TORCH 300 SERIES, VICTOR P/N 1-101-1 | 1 . VICTOR 1-101-1 |  | EA | 25 | 0 | 12 | 12.3333 |  | 0
WLDTI032 | NGS Stores | WELDING SUPPLIES | TIP, CUTTING, SIZE #2 FOR VICTOR CUTTING TORCH 300 SERIES, | 1 . VICTOR 2-1-101 |  | EA | 10 | 0 | 12 | 7.3333 |  | 0
WLDTI033 | NGS Stores | WELDING SUPPLIES | TIP, CUTTING, SIZE #3 FOR VICTOR CUTTING TORCH 300 SERIES, | 1 . VICTOR 3-1-101 |  | EA | 0 | 0 | 12 | 4 |  | 0
WLDTI034 | NGS Stores | WELDING SUPPLIES | TIP, CUTTING, SIZE #4 FOR VICTOR CUTTING TORCH 300 SERIES, VICTOR P/N 1-101-4 | Not specified |  | EA | 0 | 3 | 10 | 4.3333 |  | 0
WLDWE001 | NGS Stores | WELDING SUPPLIES | WRENCH, T, ACETYLENE, 3/8" X 5 1/2" ACTION WELDING SUPPLIES P/N 250 ANCHOR CAT. #TW-1 STRATE WELDING SUPPLIES P/N B-08090047 | 1 . ANCHOR TW-2 |  | EA | 0 | 0 | 5 | 1.6667 |  | 0
WLDWH001 | NGS Stores | WELDING SUPPLIES | WHEEL, CUTOFF, 3" X 1/8" X 3/8", | 1 . NORTON K1149952 |  | EA | 0 | 0 | 0 | 0 |  | 0
WLDWH014 | NGS Stores | WELDING SUPPLIES | WHEEL, KNOT, WIRE, 4" X 5/8" 11 NC, S/S, SIZE .020 | 1 . ADVANCE 00151 2 . WEILER CORPORATION 13138-SS |  | EA | 110 | 35 | 72 | 72.3333 |  | 0
WLDWP001 | NGS Stores | WELDING SUPPLIES | WRAP-A-ROUND,164B, BLK, MEDIUM, 3.88 INCHES X4 FEET, 3 INCHES-6 INCHES OD PP | 1 . KIMBERLY-CLARK K4514752 |  | EA | 4 | 6 | 2 | 4 |  | 0
WLDWP002 | NGS Stores | WELDING SUPPLIES | WRAP-A-ROUND, EXTRA LARGE, | 1 . KIMBERLY-CLARK K4514756 |  | PK | 1 | 6 | 0 | 2.3333 |  | 0
WLDWP010 | NGS Stores | WELDING SUPPLIES | WATER SOLUBLE PAPER, 8 1/2" X 11", LOW SODIUM, PACK OF 100 EACH | 1 . SMARTSOLVE IT116354 2 . VARIOUS AWS-35/S-11 3 . VARIOUS D01S |  | EA | 0 | 0 | 1 | 0.33333 |  | 0
XFRPR004 | CSC Stores | TRANSFORMERS, SUBSTATION | PRESSURE RELIEF DEVICE, 10 PSI, WITH CONTACT SWITCH & CABLE, QUALITROL SERIES 208, MODEL 208-60F | 1 . QUALITROL 208-60F |  | EA | 0 | 1 | 0 | 0.33333 |  | 0
XFRPR005 | CSC Stores | TRANSFORMERS, SUBSTATION | SEMAPHORE, MECHANICAL INDICATOR, (YELLOW FLAG) FOR QUALITROL PRESSURE RELIEF DEVICE | 1 . QUALITROL 207-60-3 |  | EA | 8 | 16 | 0 | 8 |  | 0
XFRPR006 | CSC Stores | TRANSFORMERS, SUBSTATION | PRESSURE RELIEF DEVICE, 5 PSI WITH CONTACT SWITCH & CABLE, QUALITROL SERIES 208, MODEL 208-60N | 1 . QUALITROL 208-60P |  | EA | 0 | 1 | 0 | 0.33333 |  | 0
XFRRG002 | CSC Stores | TRANSFORMERS, SUBSTATION | REGULATOR, PRESSURE/VACUUM BLEEDER, SET AT +5 PSIG/-5 PSIG, ADJUSTABLE 3-12 PSIG PRESSURE OR VACUUM, 1/4"-18 NPT FOR WHS TRANSFORMERS***QUALITROL MODEL 351-2A*** | 1 . QUALITROL 351-2A |  | EA | 0 | 1 | 0 | 0.33333 |  | 0