## Table 1
TO: Electrical Contractor |  | Date: 12/13/2024
FROM: System Protection & Control Projects 20413 (SPCP 20413)
SUBJECT: Normandy APSTF Pullsheet
Normandy APSTF Pull List
Cable Name | From | To | Size | Conductor # | Length (ft) | Comments
P1/DC1 | 1TB17R-1 | DC SUPPLY 1 | 8 | 2 | 70
P1/DC2 | 1TB17R-5 | DC SUPPLY 2 | 8 | 2 | 73
P2/DC1 | 2TB17R-1 | DC SUPPLY 1 | 8 | 2 | 73
P2/DC2 | 2TB17R-5 | DC SUPPLY 2 | 8 | 2 | 76
P3/DC1 | 3TB17R-1 | DC SUPPLY 1 | 8 | 2 | 75
P3/DC2 | 3TB17R-5 | DC SUPPLY 2 | 8 | 2 | 78
P4/DC1 | 4TB17R-1 | DC SUPPLY 1 | 8 | 2 | 79
P4/DC2 | 4TB17R-5 | DC SUPPLY 2 | 8 | 2 | 82
P5/DC1 | 5TB17R-1 | DC SUPPLY 1 | 8 | 2 | 82
P5/DC2 | 5TB17R-5 | DC SUPPLY 2 | 8 | 2 | 85
P6/DC1 | 6TB17R-1 | DC SUPPLY 1 | 8 | 2 | 85
P6/DC2 | 6TB17R-5 | DC SUPPLY 2 | 8 | 2 | 88
P7/DC1 | 7TB17R-1 | DC SUPPLY 1 | 8 | 2 | 88
P7/DC2 | 7TB17R-5 | DC SUPPLY 2 | 8 | 2 | 91
P8/DC1 | 8TB17R-1 | DC SUPPLY 1 | 8 | 2 | 91
P8/DC2 | 8TB17R-5 | DC SUPPLY 2 | 8 | 2 | 94
P9/DC1 | 9TB17R-1 | DC SUPPLY 1 | 8 | 2 | 94
P9/DC2 | 9TB17R-5 | DC SUPPLY 2 | 8 | 2 | 97
P10/DC1 | 10TB17R-1 | DC SUPPLY 1 | 8 | 2 | 97
P10/DC2 | 10TB17R-5 | DC SUPPLY 2 | 8 | 2 | 100
P11/DC1 | 11TB17R-1 | DC SUPPLY 1 | 8 | 2 | 100
P11/DC2 | 11TB17R-5 | DC SUPPLY 2 | 8 | 2 | 103
P12/DC1 | 12TB17R-1 | DC SUPPLY 1 | 8 | 2 | 102
P12/DC2 | 12TB17R-5 | DC SUPPLY 2 | 8 | 2 | 105
P13/DC1 | 13TB17R-1 | DC SUPPLY 1 | 8 | 2 | 105
P13/DC2 | 13TB17R-5 | DC SUPPLY 2 | 8 | 2 | 108
P14/DC1 | 14TB17R-1 | DC SUPPLY 1 | 8 | 2 | 108
P14/DC2 | 14TB17R-5 | DC SUPPLY 2 | 8 | 2 | 111
P15/DC1 | 15TB17R-1 | DC SUPPLY 1 | 8 | 2 | 58
P15/DC2 | 15TB17R-5 | DC SUPPLY 2 | 8 | 2 | 61
P16/DC1 | 16TB17R-1 | DC SUPPLY 1 | 8 | 2 | 61
P16/DC2 | 16TB17R-5 | DC SUPPLY 2 | 8 | 2 | 64
P17/DC1 | 17TB17R-1 | DC SUPPLY 1 | 8 | 2 | 64
P17/DC2 | 17TB17R-5 | DC SUPPLY 2 | 8 | 2 | 67
P18/DC1 | 18TB17R-5 | DC SUPPLY 1 | 8 | 2 | 67
P18/DC2 | 18TB17R-1 | DC SUPPLY 2 | 8 | 2 | 70
P19/DC1 | 19TB17R-1 | DC SUPPLY 1 | 8 | 2 | 70
P19/DC2 | 19TB17R-5 | DC SUPPLY 2 | 8 | 2 | 73
P20/DC1 | 20TB17R-5 | DC SUPPLY 1 | 8 | 2 | 73
P20/DC2 | 20TB17R-1 | DC SUPPLY 2 | 8 | 2 | 76
P21/DC1 | 21TB17R-1 | DC SUPPLY 1 | 8 | 2 | 76
P21/DC2 | 21TB17R-5 | DC SUPPLY 2 | 8 | 2 | 79
P22/DC1 | 22TB17R-5 | DC SUPPLY 1 | 8 | 2 | 79
P22/DC2 | 22TB17R-1 | DC SUPPLY 2 | 8 | 2 | 82
P23/DC1 | 23TB17R-1 | DC SUPPLY 1 | 8 | 2 | 82
P23/DC2 | 23TB17R-5 | DC SUPPLY 2 | 8 | 2 | 85
P24/DC1 | 24TB17R-1 | DC SUPPLY 1 | 8 | 2 | 85
P24/DC2 | 24TB17R-5 | DC SUPPLY 2 | 8 | 2 | 88
P25/DC1 | 25TB17R-1 | DC SUPPLY 1 | 8 | 2 | 88
P25/DC2 | 25TB17R-5 | DC SUPPLY 2 | 8 | 2 | 91
P26/DC1 | 26TB17R-1 | DC SUPPLY 1 | 8 | 2 | 91
P26/DC2 | 26TB17R-5 | DC SUPPLY 2 | 8 | 2 | 94
P27/DC1 | 27TB17R-1 | DC SUPPLY 1 | 8 | 2 | 94
P27/DC2 | 27TB17R-5 | DC SUPPLY 2 | 8 | 2 | 97
P28/DC1 | 28TB17R-1 | DC SUPPLY 1 | 8 | 2 | 97
P28/DC2 | 28TB17R-5 | DC SUPPLY 2 | 8 | 2 | 100
P29/DC1 | 29TB17R-1 | DC SUPPLY 1 | 8 | 2 | 100
P29/DC2 | 29TB17R-5 | DC SUPPLY 2 | 8 | 2 | 103
P1/AC | 1TB17R-9 | AC SUPPLY | 10 | 4 | 85
P1P2/AC | 2TB17R-9 | 1TB17R-9 | 10 | 4 | 43
P2P3/AC | 3TB17R-9 | 2TB17R-9 | 10 | 4 | 43
P4/AC | 4TB17R-9 | AC SUPPLY | 10 | 4 | 94
P4P5/AC | 5TB17R-9 | 4TB17R-9 | 10 | 4 | 43
P5P6/AC | 6TB17R-9 | 5TB17R-9 | 10 | 4 | 43
P7/AC | 7TB17R-9 | AC SUPPLY | 10 | 4 | 103
P7P8/AC | 8TB17R-9 | 7TB17R-9 | 10 | 4 | 43
P8P9/AC | 8TB17R-9 | 9TB17R-9 | 10 | 4 | 43
P10/AC | 10TB17R-9 | AC SUPPLY | 10 | 4 | 112
P10P11/AC | 11TB17R-9 | 10TB17R-9 | 10 | 4 | 43
P11P12/AC | 12TB17R-9 | 11TB17R-9 | 10 | 4 | 43
P13/AC | 13TB17R-9 | AC SUPPLY | 10 | 4 | 121
P13P14/AC | 14TB17R-9 | 13TB17R-9 | 10 | 4 | 43
P15/AC | 15TB17R-9 | AC SUPPLY | 10 | 4 | 73
P15P16/AC | 16TB17R-9 | 15TB17R-9 | 10 | 4 | 43
P16P17/AC | 17TB17R-9 | 16TB17R-9 | 10 | 4 | 43
P18/AC | 18TB17R-9 | AC SUPPLY | 10 | 4 | 82
P18P19/AC | 19TB17R-9 | 18TB17R-9 | 10 | 4 | 43
P19P20/AC | 20TB17R-9 | 19TB17R-9 | 10 | 4 | 43
P21/AC | 21TB17R-9 | AC SUPPLY | 10 | 4 | 91
P21P22/AC | 22TB17R-9 | 21TB17R-9 | 10 | 4 | 43
P22P23/AC | 23TB17R-9 | 22TB17R-9 | 10 | 4 | 43
P24/AC | 24TB17R-9 | AC SUPPLY | 10 | 4 | 100
P24P25/AC | 25TB17R-9 | 24TB17R-9 | 10 | 4 | 43
P25P26/AC | 26TB17R-9 | 25TB17R-9 | 10 | 4 | 43
P27/AC | 27TB17R-9 | AC SUPPLY | 10 | 4 | 109
P27P28/AC | 28TB17R-9 | 27TB17R-9 | 10 | 4 | 43
P28P29/AC | 29TB17R-9 | 28TB17R-9 | 10 | 4 | 43
Integration Panel
BC1/ALM | BCI | 1TB3R-1 | 10 | 4 | 105
BC2/ALM | BC2 | 1TB3R-3 | 10 | 4 | 71
P1P10/C1 | 10TB2R-9 | 1TB1F-5 | 10 | 4 | 67
P1P10/C2 | 10TB4F-1 | 1TB13F-3 | 10 | 4 | 67
P1P10/C3 | 10TB4F-3 | 1TB13F-5 | 10 | 4 | 67
P1P10/C4 | 10TB16F-11 | 1TB13F-7 | 10 | 4 | 67
P1P10/C5 | 10TB1X-5 | 1TB13F-1 | 10 | 4 | 67
P1P11/C1 | 11TB2R-9 | 1TB1F-9 | 10 | 4 | 70
P1P11/C2 | 11TB4F-1 | 1TB13F-11 | 10 | 4 | 70
P1P11/C3 | 11TB4F-3 | 1TB14F-1 | 10 | 4 | 70
P1P11/C4 | 11TB16F-11 | 1TB14F-3 | 10 | 4 | 70
P1P11/C5 | 11TB1X-5 | 1TB13F-9 | 10 | 4 | 70
P1P14/C1 | 14TB5F-1 | 1TB15R-2 | 10 | 4 | 79
P1P23/C1 | 23TB18F-1 | 1TB11F-11 | 10 | 4 | 91
P1P23/C2 | 23TB3R-5 | 1TB11F-9 | 10 | 4 | 91
P1P24/C1 | 24TB2R-9 | 1TB1F-1 | 10 | 4 | 94
P1P24/C2 | 24TB4F-1 | 1TB11F-3 | 10 | 4 | 94
P1P24/C3 | 24TB4F-3 | 1TB11F-5 | 10 | 4 | 94
P1P24/C4 | 24TB16F-11 | 1TB11F-7 | 10 | 4 | 94
P1P24/C5 | 24TB3R-5 | 1TB11F-1 | 10 | 4 | 94
P1P29/C1 | 29TB5F-11 | 1TB15F-1 | 10 | 4 | 94
P1P29/C2 | 29TB18F-1 | 1TB15F-3 | 10 | 4 | 94
P1P29/C3 | 29TB5R-11 | 1TB15F-5 | 10 | 4 | 94
P1P29/C4 | 29TB18R-1 | 1TB15F-7 | 10 | 4 | 94
138KV North Bus
8T6/NBD1-1 | BKR 8T6(5Y1) | 15TB1F-1 | 10 | 4 | 237
8T6/NBD1-2 | BKR 8T6(5Y1) | 15TB1F-1 | 10 | 4 | 237
835/NBD1-1 | BKR 835(6Y1) | 15TB1F-5 | 10 | 4 | 262
835/NBD1-2 | BKR 835(6Y1) | 15TB1F-5 | 10 | 4 | 262
835/NBD2-1 | BKR 835(6X1) | 15TB1R-5 | 10 | 4 | 262
835/NBD2-2 | BKR 835(6X1) | 15TB1R-5 | 10 | 4 | 262
837/NBD1-1 | BKR 837(5Y1) | 15TB1F-9 | 10 | 4 | 371
837/NBD1-2 | BKR 837(5Y1) | 15TB1F-9 | 10 | 4 | 371
837/NBD2-1 | BKR 837(5X1) | 15TB1R-9 | 10 | 4 | 371
837/NBD2-2 | BKR 837(5X1) | 15TB1R-9 | 10 | 4 | 371
8NS/NBD1-1 | BKR 8NS(6Y1) | 15TB2F-1 | 10 | 4 | 460
8NS/NBD1-2 | BKR 8NS(6Y1) | 15TB2F-1 | 10 | 4 | 460
8T1/NBD1-1 | BKR 8T1(2Y1) | 15TB2F-5 | 10 | 4 | 525
8T1/NBD1-2 | BKR 8T1(2Y1) | 15TB2F-5 | 10 | 4 | 525
NBPT/JB | 138KV JB | 15TB4F-1 | 10 | 8 | 357
PIP 15/CI | 1TB5R-3 | 1STB18F-1 | 10 | 4 | 67
PIP15/C2 | 1TB5R-7 | 1STB13F-1 | 10 | 4 | 67
138KV South Bus
8T7/SBD1-1 | BKR 8T7(2Y1) | 16TB1F-1 | 10 | 4 | 576
8T7/SBD1-2 | BKR 8T7(2Y1) | 16TB1F-1 | 10 | 4 | 576
8T8/SBD1-1 | BKR 8T8(1Y1) | 16TB1F-5 | 10 | 4 | 545
8T8/SBD1-2 | BKR 8T8(1Y1) | 16TB1F-5 | 10 | 4 | 545
832/SBD1-1 | BKR 832(SY1) | 16TB1F-9 | 10 | 4 | 415
832/SBD1-2 | BKR 832(SY1) | 16TB1F-9 | 10 | 4 | 415
832/SBD2-1 | BKR 832(5X1) | 16TB1R-9 | 10 | 4 | 415
832/SBD2-2 | BKR 832(5X1) | 16TB1R-9 | 10 | 4 | 415
838/SBD1-1 | BKR 838(6Y1) | 16TB2F-1 | 10 | 4 | 506
838/SBD1-2 | BKR 838(6Y1) | 16TB2F-1 | 10 | 4 | 506
838/SBD2-1 | BKR 838(6X1) | 16TB2R-1 | 10 | 4 | 506
838/SBD2-2 | BKR 838(6X1) | 16TB2R-1 | 10 | 4 | 506
8NS/SBD1-1 | BKR 8NS(5Y1) | 16TB2F-5 | 10 | 4 | 457
8NS/SBD1-2 | BKR 8NS(5Y1) | 16TB2F-5 | 10 | 4 | 457
8C1/SBD1-1 | BKR 8C1(1Y1) | 16TB2F-9 | 10 | 4 | 687
8C1/SBD1-2 | BKR 8C1(1Y1) | 16TB2F-9 | 10 | 4 | 687
8C1/SBD2-1 | BKR 8C1(1X1) | 16TB2R-9 | 10 | 4 | 687
8C1/SBD2-2 | BKR 8C1(1X1) | 16TB2R-9 | 10 | 4 | 687
8T2/SBD1-1 | BKR 8T2(2Y1) | 16TB3F-1 | 10 | 4 | 568
8T2/SBD1-2 | BKR 8T2(2Y1) | 16TB3F-1 | 10 | 4 | 568
SBPT/JB1 | 138KV JB | 16TB4F-1 | 10 | 8 | 535
P1P16/CI | 1TB5R-11 | 16TB18F-1 | 10 | 4 | 70
P1P16/C2 | 1TB6R-3 | 16TB13F-1 | 10 | 4 | 70
230KV North Bus
9C8/NBD1-1 | BKR 9C8(2Y1) | 14TB1F-1 | 10 | 4 | 661
9C8/NBD1-2 | BKR 9C8(2Y1) | 14TB1F-1 | 10 | 4 | 661
9C8/NBD2-1 | BKR 9C8(2X1) | 14TB1R-1 | 10 | 4 | 661
9C8/NBD2-2 | BKR 9C8(2X1) | 14TB1R-1 | 10 | 4 | 661
947N/NBD1-1 | BKR 947N(1Y1) | 14TB1F-5 | 10 | 4 | 578
947N/NBD1-2 | BKR 947N(1Y1) | 14TB1F-5 | 10 | 4 | 578
947N/NBD2-1 | BKR 947N(1X1) | 14TB1R-5 | 10 | 4 | 578
947N/NBD2-2 | BKR 947N(1X1) | 14TB1R-5 | 10 | 4 | 578
936N/NBD1-1 | BKR 936N(6Y1) | 14TB1F-9 | 10 | 4 | 515
936N/NBD1-2 | BKR 936N(6Y1) | 14TB1F-9 | 10 | 4 | 515
936N/NBD2-1 | BKR 936N(6X1) | 14TB1R-9 | 10 | 4 | 515
936N/NBD2-2 | BKR 936N(6X1) | 14TB1R-9 | 10 | 4 | 515
921N/NBD1-1 | BKR 921N(1X1) | 14TB2F-1 | 10 | 4 | 943
921N/NBD1-2 | BKR 921N(1X1) | 14TB2F-1 | 10 | 4 | 943
921N/NBD2-1 | BKR 921N(1Y1) | 14TB2R-1 | 10 | 4 | 943
921N/NBD2-2 | BKR 921N(1Y1) | 14TB2R-1 | 10 | 4 | 943
927N/NBD1-1 | BKR 927N(1Y1) | 14TB2F-5 | 10 | 4 | 391
927N/NBD1-2 | BKR 927N(1Y1) | 14TB2F-5 | 10 | 4 | 391
927N/NBD2-1 | BKR 927N(1X1) | 14TB2R-5 | 10 | 4 | 391
927N/NBD2-2 | BKR 927N(1X1) | 14TB2R-5 | 10 | 4 | 391
9T6N/NBD1-1 | BKR 9T6N(1¥1) | 14TB2F-9 | 10 | 4 | 303
9T6N/NBD1-2 | BKR 9T6N(1¥1) | 14TB2F-9 | 10 | 4 | 303
9T6N/NBD2-1 | BKR 9T6N(1X1) | 14TB2R-9 | 10 | 4 | 303
9T6N/NBD2-2 | BKR 9T6N(1X1) | 14TB2R-9 | 10 | 4 | 303
NBPT/JB | 230KV NB PT JB | 14TB4F-1 | 10 | 8 | 291
PIP 14/C2 | 1TB7R-3 | 14TB18F-1 | 10 | 4 | 291
PIP 14/C3 | 1TB7R-7 | 14TB13F-1 | 10 | 4 | 291
230KV South Bus
9C7/SBD1-1 | BKR 9C7(2Y1) | 13TB1F-1 | 10 | 4 | 955
9C7/SBD1-2 | BKR 9C7(2Y1) | 13TB1F-1 | 10 | 4 | 955
9C7/SBD2-1 | BKR 9C7(2X1) | 13TB1R-1 | 10 | 4 | 955
9C7/SBD2-2 | BKR 9C7(2X1) | 13TB1R-1 | 10 | 4 | 955
941S/SBD1-1 | BKR 941S(SY1) | 13TB1F-5 | 10 | 4 | 863
941S/SBD1-2 | BKR 941S(SY1) | 13TB1F-5 | 10 | 4 | 863
941S/SBD2-1 | BKR 941S(5X1) | 13TB1R-5 | 10 | 4 | 863
941S/SBD2-2 | BKR 941S(5X1) | 13TB1R-5 | 10 | 4 | 863
940S/SBD1-1 | BKR 940S(2Y1) | 13TB1F-9 | 10 | 4 | 815
940S/SBD1-2 | BKR 940S(2Y1) | 13TB1F-9 | 10 | 4 | 815
940S/SBD2-1 | BKR 940S(2X1) | 13TB1R-9 | 10 | 4 | 815
940S/SBD2-2 | BKR 940S(2X1) | 13TB1R-9 | 10 | 4 | 815
944S/SBD1-1 | BKR 944S(2X1) | 13TB2F-1 | 10 | 4 | 701
944S/SBD1-2 | BKR 944S(2X1) | 13TB2F-1 | 10 | 4 | 701
944S/SBD2-1 | BKR 944S(2Y1) | 13TB2R-1 | 10 | 4 | 701
944S/SBD2-2 | BKR 944S(2Y1) | 13TB2R-1 | 10 | 4 | 701
928S/SBD1-1 | BKR 928S(2X1) | 13TB2F-5 | 10 | 4 | 647
928S/SBD1-2 | BKR 928S(2X1) | 13TB2F-5 | 10 | 4 | 647
928S/SBD2-1 | BKR 928S(2Y1) | 13TB2R-5 | 10 | 4 | 647
928S/SBD2-2 | BKR 928S(2Y1) | 13TB2R-5 | 10 | 4 | 647
9T7S/SBD1-1 | BKR 9T7S(2Y1) | 13TB2F-9 | 10 | 4 | 575
9T7S/SBD1-2 | BKR 9T7S(2Y1) | 13TB2F-9 | 10 | 4 | 575
9T7S/SBD2-1 | BKR 9T7S(2X1) | 13TB2R-9 | 10 | 4 | 575
9T7S/SBD2-2 | BKR 9T7S(2X1) | 13TB2R-9 | 10 | 4 | 575
9T8/SBD1-1 | BKR 9T8(2Y1) | 13TB3F-1 | 10 | 4 | 635
9T8/SBD1-2 | BKR 9T8(2Y1) | 13TB3F-1 | 10 | 4 | 635
9T8/SBD2-1 | BKR 9T8(2X1) | 13TB3R-1 | 10 | 4 | 635
9T8/SBD2-2 | BKR 9T8(2X1) | 13TB3R-1 | 10 | 4 | 635
SBPT/JB | 230KV SB PT JB | 13TB4F-1 | 10 | 8 | 809
P1P13/C1 | 1TB7R-11 | 13TB18F-1 | 10 | 4 | 76
P1P13/C2 | 1TB8R-3 | 13TB13F-1 | 10 | 4 | 76
Transmission Line 832
832/832PR-1 | BKR 832(6Y1) | 27TB1F-1 | 10 | 4 | 382
832/832PR-2 | BKR 832(6Y1) | 27TB1F-1 | 10 | 4 | 382
832/832SC-1 | BKR 832(6X1) | 27TB2R-1 | 10 | 4 | 382
832/832SC-2 | BKR 832(6X1) | 27TB2R-1 | 10 | 4 | 382
832/CI | BKR 832(TB-4-21) | 27TB5F-1 | 10 | 21 | 382
832/C2 | BKR 832(TB-4-21A) | 27TB6F-1 | 10 | 21 | 382
P16P27/CI | 16TB14F-1 | 27TB7F-1 | 10 | 8 | 73
P16P27/C2 | 16TB16F-1 | 27TB8R-1 | 10 | 4 | 73
P16P27/C4 | 16TB16F-3 | 27TB8R-3 | 10 | 4 | 73
P16P27/C6 | 16TB3X-5 | 27TB8R-7 | 10 | 4 | 73
P20P27/CI | 20TB11F-9 | 27TB18F-1 | 10 | 4 | 61
P20P27/C2 | 20TB11F-11 | 27TB18F-3 | 10 | 4 | 61
P20P27/C3 | 20TB18F-7 | 27TB11F-1 | 10 | 4 | 61
P20P27/C4 | 20TB18F-9 | 27TB11F-3 | 10 | 4 | 61
P22P27/C1 | 22TB12F-1 | 27TB16F-1 | 10 | 4 | 55
P22P27/C2 | 22TB12F-3 | 27TB16F-7 | 10 | 4 | 55
P22P27/C3 | 22TB17F-1 | 27TB12R-1 | 10 | 4 | 55
P22P27/C4 | 22TB17F-3 | 27TB12R-3 | 10 | 4 | 55
P23P27/C1 | 23TB13F-9 | 27TB17F-1 | 10 | 4 | 52
P23P27/C2 | 23TB13F-11 | 27TB17F-3 | 10 | 4 | 52
P23P27/C3 | 23TB15R-7 | 27TB11F-9 | 10 | 4 | 52
P23P27/C4 | 23TB15R-9 | 27TB11F-11 | 10 | 4 | 52
P24P27/C1 | 24TB11F-5 | 27TB15R-1 | 10 | 4 | 49
P24P27/C2 | 24TB11F-7 | 27TB15R-3 | 10 | 4 | 49
P24P27/C3 | 24TB18F-7 | 27TB12F-1 | 10 | 4 | 49
P24P27/C4 | 24TB18F-9 | 27TB12F-3 | 10 | 4 | 49
P26P27/C1 | 26TB11F-5 | 27TB18F-7 | 10 | 4 | 43
P26P27/C2 | 26TB11F-7 | 27TB18F-9 | 10 | 4 | 43
P26P27/C3 | 26TB18F-7 | 27TB11F-5 | 10 | 4 | 43
P26P27/C4 | 26TB18F-9 | 27TB11F-7 | 10 | 4 | 43
P27P29/C1 | 29TB12R-1 | 27TB15R-7 | 10 | 4 | 46
P27P29/C2 | 29TB12R-3 | 27TB15R-9 | 10 | 4 | 46
P27P29/C3 | 29TB16R-7 | 27TB12F-5 | 10 | 4 | 46
P27P29/C4 | 29TB16R-9 | 27TB12F-7 | 10 | 4 | 46
Transmission Line 835
835/835PR-1 | BKR 835(5Y1) | 25TB1F-1 | 10 | 4 | 232
835/835PR-2 | BKR 835(5Y1) | 25TB1F-1 | 10 | 4 | 232
835/835SC-1 | BKR 835(5X1) | 25TB2R-1 | 10 | 4 | 232
835/835SC-2 | BKR 835(5X1) | 25TB2R-1 | 10 | 4 | 232
835/C1 | BKR 835(TB-4-21) | 25TB5F-1 | 10 | 21 | 232
835/C2 | BKR 835(TB-4-21A) | 25TB6F-1 | 10 | 21 | 232
P15P25/C1 | 15TB14R-1 | 25TB7F-1 | 10 | 8 | 70
P15P25/C2 | 15TB15F-7 | 25TB8R-1 | 10 | 4 | 70
P15P25/C3 | 15TB6F-7 | 25TB6F-9 | 10 | 4 | 70
P15P25/C4 | 15TB15F-9 | 25TB8R-3 | 10 | 4 | 70
P15P25/C5 | 15TB6R-7 | 25TB6F-11 | 10 | 4 | 70
P15P25/C6 | 15TB3X-3 | 25TB8R-7 | 10 | 4 | 70
P18P25/C1 | 18TB11F-9 | 25TB16F-1 | 10 | 4 | 61
P18P25/C2 | 18TB11F-11 | 25TB16F-7 | 10 | 4 | 61
P18P25/C3 | 18TB18F-7 | 25TB12R-1 | 10 | 4 | 61
P18P25/C4 | 18TB18F-9 | 25TB12R-3 | 10 | 4 | 61
P23P25/C1 | 23TB11F-9 | 25TB18F-7 | 10 | 4 | 46
P23P25/C2 | 23TB11F-11 | 25TB18F-9 | 10 | 4 | 46
P23P25/C3 | 23TB15F-7 | 25TB11F-5 | 10 | 4 | 46
P23P25/C4 | 23TB15F-9 | 25TB11F-7 | 10 | 4 | 46
P25P28/CI | 28TB11F-1 | 25TB18F-1 | 10 | 4 | 49
P25P28/C2 | 28TB11F-3 | 25TB18F-3 | 10 | 4 | 49
P25P28/C3 | 28TB18F-1 | 25TB11F-1 | 10 | 4 | 49
P25P28/C4 | 28TB18F-3 | 25TB11F-3 | 10 | 4 | 49
P25P29/CI | 29TB11F-9 | 25TB17F-1 | 10 | 4 | 52
P25P29/C2 | 29TB11F-11 | 25TB17F-3 | 10 | 4 | 52
P25P29/C3 | 29TB16F-1 | 25TB11F-9 | 10 | 4 | 52
P25P29/C4 | 29TB16F-3 | 25TB11F-11 | 10 | 4 | 52
Transmission Line 837
837/837PR-1 | BKR 837(6Y1) | 28TB1F-1 | 10 | 4 | 334
837/837PR-2 | BKR 837(6Y1) | 28TB1F-1 | 10 | 4 | 334
837/837SC-1 | BKR 837(6X1) | 28TB2R-1 | 10 | 4 | 334
837/837SC-2 | BKR 837(6X1) | 28TB2R-1 | 10 | 4 | 334
837/CI | BKR 837(TB-4-21) | 28TB5F-1 | 10 | 21 | 334
837/C2 | BKR 837(TB-4-21A) | 28TB6F-1 | 10 | 21 | 334
P15P28/CI | 15TB14R-9 | 28TB7F-1 | 10 | 8 | 79
P15P28/C2 | 15TB16F-1 | 28TB8R-1 | 10 | 4 | 79
P15P28/C3 | 15TB6F-9 | 28TB6F-9 | 10 | 4 | 79
P15P28/C4 | 15TB16F-3 | 28TB8R-3 | 10 | 4 | 79
P15P28/C5 | 15TB6R-9 | 28TB6F-11 | 10 | 4 | 79
P15P28/C6 | 15TB3X-5 | 28TB8R-7 | 10 | 4 | 79
P18P28/CI | 18TB12F-1 | 28TB16F-1 | 10 | 4 | 70
P18P28/C2 | 18TB12F-3 | 28TB16F-7 | 10 | 4 | 70
P18P28/C3 | 18TB17F-1 | 28TB12R-1 | 10 | 4 | 70
P18P28/C4 | 18TB17F-3 | 28TB12R-3 | 10 | 4 | 70
P23P28/C1 | 23TB12F-1 | 28TB18F-7 | 10 | 4 | 55
P23P28/C2 | 23TB12F-3 | 28TB18F-9 | 10 | 4 | 55
P23P28/C3 | 23TB16F-1 | 28TB11F-5 | 10 | 4 | 55
P23P28/C4 | 23TB16F-3 | 28TB11F-7 | 10 | 4 | 55
P28P29/C1 | 29TB12F-1 | 28TB17F-1 | 10 | 4 | 43
P28P29/C2 | 29TB12F-3 | 28TB17F-3 | 10 | 4 | 43
P28P29/C3 | 29TB16F-7 | 28TB11F-9 | 10 | 4 | 43
P28P29/C4 | 29TB16F-9 | 28TB11F-11 | 10 | 4 | 43
Transmission Line 838
838/838PR-1 | BKR 838(5Y1) | 26TB1F-1 | 10 | 4 | 476
838/838PR-2 | BKR 838(5Y1) | 26TB1F-1 | 10 | 4 | 476
838/838SC-1 | BKR 838(5X1) | 26TB2R-1 | 10 | 4 | 476
838/838SC-2 | BKR 838(5X1) | 26TB2R-1 | 10 | 4 | 476
838/C1 | BKR 838(TB-4-21) | 26TB5F-1 | 10 | 21 | 476
838/C2 | BKR 838(TB-4-21A) | 26TB6F-1 | 10 | 21 | 476
P16P26/C1 | 16TB14F-9 | 26TB7F-1 | 10 | 8 | 70
P16P26/C2 | 16TB16F-7 | 26TB8R-1 | 10 | 4 | 70
P16P26/C3 | 16TB6F-11 | 26TB6F-9 | 10 | 4 | 70
P16P26/C4 | 16TB16F-9 | 26TB8R-3 | 10 | 4 | 70
P16P26/C5 | 16TB6R-11 | 26TB6F-11 | 10 | 4 | 70
P16P26/C6 | 16TB3X-7 | 26TB8R-7 | 10 | 4 | 70
P20P26/C1 | 20TB12F-1 | 26TB18F-1 | 10 | 4 | 58
P20P26/C2 | 20TB12F-3 | 26TB18F-3 | 10 | 4 | 58
P20P26/C3 | 20TB17F-1 | 26TB11F-1 | 10 | 4 | 58
P20P26/C4 | 20TB17F-3 | 26TB11F-3 | 10 | 4 | 58
P20P27/C3 | 20TB17F-1 | 26TB11F-1 | 10 | 4 | 58
P22P26/C1 | 22TB12F-5 | 26TB16F-1 | 10 | 4 | 52
P22P26/C2 | 22TB12F-7 | 26TB16F-7 | 10 | 4 | 52
P22P26/C3 | 22TB15R-1 | 26TB12R-1 | 10 | 4 | 52
P22P26/C4 | 22TB15R-3 | 26TB12R-3 | 10 | 4 | 52
P23P26/C1 | 23TB14F-1 | 26TB17F-1 | 10 | 4 | 49
P23P26/C2 | 23TB14F-3 | 26TB17F-3 | 10 | 4 | 49
P23P26/C3 | 23TB16R-1 | 26TB11F-9 | 10 | 4 | 49
P23P26/C4 | 23TB16R-3 | 26TB11F-11 | 10 | 4 | 49
P24P26/C1 | 24TB11F-9 | 26TB15R-1 | 10 | 4 | 46
P24P26/C2 | 24TB11F-11 | 26TB15R-3 | 10 | 4 | 46
P24P26/C3 | 24TB17F-1 | 26TB12F-1 | 10 | 4 | 46
P24P26/C4 | 24TB17F-3 | 26TB12F-3 | 10 | 4 | 46
P26P29/C1 | 29TB12R-5 | 26TB1SR-7 | 10 | 4 | 49
P26P29/C2 | 29TB12R-7 | 26TB1SR-9 | 10 | 4 | 49
P26P29/C3 | 29TB18R-7 | 26TB12F-S | 10 | 4 | 49
P26P29/C4 | 29TB18R-9 | 26TB12F-7 | 10 | 4 | 49
Transmission Line 921
921N/921PR-1 | BKR 921N(2X1) | 6TB1F-1 | 10 | 4 | 419
921N/921PR-2 | BKR 921N(2X1) | 6TB1F-1 | 10 | 4 | 419
921N/921SC-1 | BKR 921N(2Y1) | 6TB2R-5 | 10 | 4 | 419
921N/921SC-2 | BKR 921N(2Y1) | 6TB2R-5 | 10 | 4 | 419
92144/921PR-1 | BKR 92144(1X1) | 6TB1F-5 | 10 | 4 | 537
92144/921PR-2 | BKR 92144(1X1) | 6TB1F-5 | 10 | 4 | 537
92144/921SC-1 | BKR 92144(1Y1) | 6TB2R-1 | 10 | 4 | 537
92144/921SC-2 | BKR 92144(1Y1) | 6TB2R-1 | 10 | 4 | 537
921PT/JB | Line 921 PT JB | 6TB1R-1 | 10 | 8 | 533
921N/C1 | BKR 921N(T-1) | 6TB7F-1 | 10 | 21 | 416
921N/C2 | BKR 921N(T-1A) | 6TB7F-8 | 10 | 21 | 416
92144/C1 | BKR 92144(T-1) | 6TB7R-1 | 10 | 21 | 537
92144/C2 | BKR 92144(T-1A) | 6TB7R-8 | 10 | 21 | 537
P3P6/C1 | 3TB7F-4 | 6TB3R-4 | 10 | 4 | 49
P3P6/C2 | 3TB5F-10 | 6TB8R-9 | 10 | 4 | 49
P3P6/C3 | 3TB1R-1 | 6TB8R-1 | 10 | 4 | 49
P3P6/C4 | 3TB5F-8 | 6TB8R-11 | 10 | 4 | 49
P3P6/C5 | 3TB8F-11 | 6TB11R-3 | 10 | 4 | 49
P3P6/C6 | 3TB1R-5 | 6TB18R-3 | 10 | 4 | 49
P3P6/C7 | 3TB15F-1 | 6TB11R-5 | 10 | 4 | 49
P3P6/C8 | 3TB15F-3 | 6TB11R-7 | 10 | 4 | 49
P3P6/C9 | 3TB12F-9 | 6TB15R-1 | 10 | 4 | 49
P3P6/CIO | 3TB12F-11 | 6TB15R-3 | 10 | 4 | 49
P5P6/C1 | 5TB16F-1 | 6TB11F-9 | 10 | 4 | 43
P5P6/C2 | 5TB16F-3 | 6TB11F-11 | 10 | 4 | 43
P5P6/C3 | 5TB12F-1 | 6TB15F-7 | 10 | 4 | 43
P5P6/C4 | 5TB12F-3 | 6TB15F-9 | 10 | 4 | 43
P6P7/C1 | 7TB12F-5 | 6TB1X-1 | 10 | 4 | 43
P6P7/C2 | 7TB12F-7 | 6TB1X-3 | 10 | 4 | 43
P6P7/C3 | 7TB1X-1 | 6TB12F-5 | 10 | 4 | 43
P6P7/C4 | 7TB1X-3 | 6TB12F-7 | 10 | 4 | 43
P6P9/C1 | 9TB16F-1 | 6TB12F-1 | 10 | 4 | 49
P6P9/C2 | 9TB16F-3 | 6TB12F-3 | 10 | 4 | 49
P6P9/C3 | 9TB12F-1 | 6TB16F-1 | 10 | 4 | 49
P6P9/C4 | 9TB12F-3 | 6TB16F-3 | 10 | 4 | 49
P6P10/C1 | 10TB11F-5 | 6TB15F-1 | 10 | 4 | 52
P6P10/C2 | 10TB11F-7 | 6TB15F-3 | 10 | 4 | 52
P6P10/C3 | 10TB18F-7 | 6TB11F-5 | 10 | 4 | 52
P6P10/C4 | 10TB18F-9 | 6TB11F-7 | 10 | 4 | 52
P6P14/C1 | 14TB14R-1 | 6TB3R-1 | 10 | 4 | 64
P6P14/C2 | 14TB16F-7 | 6TB11F-1 | 10 | 4 | 64
P6P14/C3 | 14TB6F-11 | 6TB3F-5 | 10 | 4 | 64
P6P14/C4 | 14TB16F-9 | 6TB11F-3 | 10 | 4 | 64
P6P14/C5 | 14TB6R-11 | 6TB3F-7 | 10 | 4 | 64
P6P14/C6 | 14TB3X-7 | 6TB6R-3 | 10 | 4 | 64
P6P17/C1 | 17TB11F-9 | 6TB1X-7 | 10 | 4 | 88
P6P17/C2 | 17TB11F-11 | 6TB1X-9 | 10 | 4 | 88
P6P17/C3 | 17TB17F-1 | 6TB12F-9 | 10 | 4 | 88
P6P17/C4 | 17TB17F-3 | 6TB12F-11 | 10 | 4 | 88
Transmission Line 927
927N/927PR-1 | BKR 927N(2Y1) | 7TB1F-1 | 10 | 4 | 361
927N/927PR-2 | BKR 927N(2Y1) | 7TB1F-1 | 10 | 4 | 361
927N/927SC-1 | BKR 927N(2X1) | 7TB2R-5 | 10 | 4 | 361
927N/927SC-2 | BKR 927N(2X1) | 7TB2R-5 | 10 | 4 | 361
92728/927PR-1 | BKR 92728(6Y1) | 7TB1F-S | 10 | 4 | 471
92728/927PR-2 | BKR 92728(6Y1) | 7TB1F-S | 10 | 4 | 471
92728/927SC-1 | BKR 92728(6X1) | 7TB2R-1 | 10 | 4 | 471
92728/927SC-2 | BKR 92728(6X1) | 7TB2R-1 | 10 | 4 | 471
927PT/JB | Line 927 PT JB | 7TB1R-1 | 10 | 8 | 474
927N/CI | BKR 927N(TB03-21) | 7TB7F-1 | 10 | 21 | 361
927N/C2 | BKR 927N(TB03-21A) | 7TB7F-8 | 10 | 21 | 361
92728/C1 | BKR 92728(P-1) | 7TB7R-1 | 10 | 21 | 471
92728/C2 | BKR 92728(9-1A) | 7TB7R-8 | 10 | 21 | 471
P5P7/C1 | 5TB1X-1 | 7TB11F-9 | 10 | 4 | 46
P5P7/C2 | 5TB1X-3 | 7TB11F-11 | 10 | 4 | 46
P5P7/C3 | 5TB12F-5 | 7TB15F-7 | 10 | 4 | 46
P5P7/C4 | 5TB12F-7 | 7TB15F-9 | 10 | 4 | 46
P7P8/C1 | 8TB7F-4 | 7TB3R-4 | 10 | 4 | 43
P7P8/C2 | 8TB5F-10 | 7TB8R-9 | 10 | 4 | 43
P7P8/C4 | 8TB5F-8 | 7TB8R-11 | 10 | 4 | 43
P7P8/C5 | 8TB8F-11 | 7TB11R-3 | 10 | 4 | 43
P7P8/C6 | 8TB1R-S | 7TB18R-3 | 10 | 4 | 43
P7P8/C7 | 8TB15F-1 | 7TB11R-5 | 10 | 4 | 43
P7P8/C8 | 8TB15F-3 | 7TB11R-7 | 10 | 4 | 43
P7P8/C9 | 8TB12F-9 | 7TB15R-1 | 10 | 4 | 43
P7P8/C10 | 8TB12F-11 | 7TB15R-3 | 10 | 4 | 43
P7P9/C1 | 9TB1X-1 | 7TB12F-1 | 10 | 4 | 46
P7P9/C2 | 9TB1X-3 | 7TB12F-3 | 10 | 4 | 46
P7P9/C3 | 9TB12F-5 | 7TB16F-1 | 10 | 4 | 46
P7P9/C4 | 9TB12F-7 | 7TB16F-3 | 10 | 4 | 46
P7P10/C1 | 10TB11F-9 | 7TB15F-1 | 10 | 4 | 49
P7P10/C2 | 10TB11F-11 | 7TB15F-3 | 10 | 4 | 49
P7P10/C3 | 10TB17F-1 | 7TB11F-5 | 10 | 4 | 49
P7P10/C4 | 10TB17F-3 | 7TB11F-7 | 10 | 4 | 49
P7P14/C1 | 14TB14R-3 | 7TB3R-1 | 10 | 4 | 61
P7P14/C2 | 14TB18F-7 | 7TB11F-1 | 10 | 4 | 61
P7P14/C3 | 14TB7F-1 | 7TB3F-5 | 10 | 4 | 61
P7P14/C4 | 14TB18F-9 | 7TB11F-3 | 10 | 4 | 61
P7P14/C5 | 14TB7R-1 | 7TB3F-7 | 10 | 4 | 61
P7P14/C6 | 14TB8F-3 | 7TB6R-3 | 10 | 4 | 61
P7P17/C1 | 17TB12F-1 | 7TB1X-7 | 10 | 4 | 92
P7P17/C2 | 17TB12F-3 | 7TB1X-9 | 10 | 4 | 92
P7P17/C3 | 17TB17F-7 | 7TB12F-9 | 10 | 4 | 92
P7P17/C4 | 17TB17F-9 | 7TB12F-11 | 10 | 4 | 92
Transmission Line 928
928S/928PR-1 | BKR 928S(1X1) | 8TB1F-1 | 10 | 4 | 622
928S/928PR-2 | BKR 928S(1X1) | 8TB1F-1 | 10 | 4 | 622
928S/928SC-1 | BKR 928S(1Y1) | 8TB2R-1 | 10 | 4 | 622
928S/928SC-2 | BKR 928S(1Y1) | 8TB2R-1 | 10 | 4 | 622
92728/928PR-1 | BKR 92728(5Y1) | 8TB1F-5 | 10 | 4 | 474
92728/928PR-2 | BKR 92728(5Y1) | 8TB1F-5 | 10 | 4 | 474
92728/928SC-1 | BKR 92728(5X1) | 8TB2R-5 | 10 | 4 | 474
92728/928SC-2 | BKR 92728(5X1) | 8TB2R-5 | 10 | 4 | 474
928PT/JB | Line 928 PT JB | 8TB7F-1 | 10 | 8 | 558
928S/C1 | BKR 928S(T-1) | 8TB5F-1 | 10 | 21 | 622
928S/C2 | BKR 928S(T-1A) | 8TB6F-1 | 10 | 21 | 622
P2P8/C1 | 2TB17F-1 | 8TB11F-5 | 10 | 4 | 58
P2P8/C2 | 2TB17F-3 | 8TB11F-7 | 10 | 4 | 58
P2P8/C3 | 2TB11F-9 | 8TB18F-7 | 10 | 4 | 58
P2P8/C4 | 2TB11F-11 | 8TB18F-9 | 10 | 4 | 58
P3P8/C1 | 3TB17F-1 | 8TB11F-9 | 10 | 4 | 55
P3P8/C2 | 3TB17F-3 | 8TB11F-11 | 10 | 4 | 55
P3P8/C3 | 3TB11F-9 | 8TB17F-1 | 10 | 4 | 55
P3P8/C4 | 3TB11F-11 | 8TB17F-3 | 10 | 4 | 55
P4P8/C1 | 4TB17F-1 | 8TB11F-1 | 10 | 4 | 52
P4P8/C2 | 4TB17F-3 | 8TB11F-3 | 10 | 4 | 52
P4P8/C3 | 4TB11F-9 | 8TB18F-1 | 10 | 4 | 52
P4P8/C4 | 4TB11F-11 | 8TB18F-3 | 10 | 4 | 52
P7P8/C3 | 7TB8R-1 | 8TB1R-1 | 10 | 4 | 43
P7P8/C5 | 7TB11R-3 | 8TB8F-11 | 10 | 4 | 43
P8P11/C1 | 11TB11F-9 | 8TB16F-1 | 10 | 4 | 49
P8P11/C2 | 11TB11F-11 | 8TB16F-7 | 10 | 4 | 49
P8P11/C3 | 11TB17F-1 | 8TB12R-1 | 10 | 4 | 49
P8P11/C4 | 11TB17F-3 | 8TB12R-3 | 10 | 4 | 49
P8P13/CI | 13TB14R-3 | 8TB7F-11 | 10 | 4 | 55
P8P13/C2 | 13TB18F-7 | 8TB8R-1 | 10 | 4 | 55
P8P13/C3 | 13TB7F-1 | 8TB6F-9 | 10 | 4 | 55
P8P13/C4 | 13TB18F-9 | 8TB8R-3 | 10 | 4 | 55
P8P13/C5 | 13TB7R-1 | 8TB6F-11 | 10 | 4 | 55
P8P13/C6 | 13TB8F-3 | 8TB8R-7 | 10 | 4 | 55
P8P19/CI | 19TB12F-1 | 8TB15R-7 | 10 | 4 | 100
P8P19/C2 | 19TB12F-3 | 8TB15R-9 | 10 | 4 | 100
P8P19/C3 | 19TB17F-7 | 8TB12F-5 | 10 | 4 | 100
P8P19/C4 | 19TB17F-9 | 8TB12F-7 | 10 | 4 | 100
P8P21/C1 | 21TB12F-1 | 8TB15R-1 | 10 | 4 | 106
P8P21/C2 | 21TB12F-3 | 8TB15R-3 | 10 | 4 | 106
P8P21/C3 | 21TB17F-7 | 8TB12F-1 | 10 | 4 | 106
P8P21/C4 | 21TB17F-9 | 8TB12F-3 | 10 | 4 | 106
Transmission Line 936
936N/936PR-1 | BKR 936N(SY1) | 9TB1F-1 | 10 | 4 | 501
936N/936PR-2 | BKR 936N(SY1) | 9TB1F-1 | 10 | 4 | 501
936N/936SC-1 | BKR 936N(5X1) | 9TB2R-5 | 10 | 4 | 501
936N/936SC-2 | BKR 936N(5X1) | 9TB2R-5 | 10 | 4 | 501
93640/936PR-1 | BKR 93640(1Y1) | 9TB1F-5 | 10 | 4 | 651
93640/936PR-2 | BKR 93640(1Y1) | 9TB1F-5 | 10 | 4 | 651
93640/936SC-1 | BKR 93640(1X1) | 9TB2R-1 | 10 | 4 | 651
93640/936SC-2 | BKR 93640(1X1) | 9TB2R-1 | 10 | 4 | 651
936PT/JB | Line 936 PT JB | 9TB1R-1 | 10 | 8 | 655
936N/CI | BKR 936N(TB1-1A) | 9TB7F-1 | 10 | 21 | 501
936N/C2 | BKR 936N(TB1-1B) | 9TB7F-8 | 10 | 21 | 501
93640/C1 | BKR 93640(P1) | 9TB7R-1 | 10 | 21 | 651
93640/C2 | BKR 93640(91A) | 9TB7R-8 | 10 | 21 | 651
P2P9/CI | 2TB7F-4 | 9TB3R-4 | 10 | 4 | 61
P2P9/C2 | 2TB5F-10 | 9TB8R-9 | 10 | 4 | 61
P2P9/C3 | 2TB1R-1 | 9TB8R-1 | 10 | 4 | 61
P2P9/C4 | 2TB5F-8 | 9TB8R-11 | 10 | 4 | 61
P2P9/C5 | 2TB8F-11 | 9TB11R-3 | 10 | 4 | 61
P2P9/C6 | 2TB1R-S | 9TB18R-3 | 10 | 4 | 61
P2P9/C7 | 2TB15F-1 | 9TB11R-5 | 10 | 4 | 61
P2P9/C8 | 2TB15F-3 | 9TB11R-7 | 10 | 4 | 61
P2P9/C9 | 2TB12F-9 | 9TB15R-1 | 10 | 4 | 61
P2P9/C10 | 2TB12F-11 | 9TB15R-3 | 10 | 4 | 61
P5P9/CI | 5TB15F-7 | 9TB11F-9 | 10 | 4 | 52
P5P9/C2 | 5TB15F-9 | 9TB11F-11 | 10 | 4 | 52
P5P9/C3 | 5TB11F-9 | 9TB15F-7 | 10 | 4 | 52
P5P9/C4 | 5TB11F-11 | 9TB15F-9 | 10 | 4 | 52
P9P10/C1 | 10TB11F-11 | 9TB15F-1 | 10 | 4 | 43
P9P10/C2 | 10TB11F-3 | 9TB15F-3 | 10 | 4 | 43
P9P10/C3 | 10TB18F-1 | 9TB11F-5 | 10 | 4 | 43
P9P10/C4 | 10TB18F-3 | 9TB11F-7 | 10 | 4 | 43
P9P14/C1 | 14TB4R-11 | 9TB3R-1 | 10 | 4 | 55
P9P14/C2 | 14TB16F-1 | 9TB11F-1 | 10 | 4 | 55
P9P14/C3 | 14TB6F-9 | 9TB3F-5 | 10 | 4 | 55
P9P14/C4 | 14TB16F-3 | 9TB11F-3 | 10 | 4 | 55
P9P14/C5 | 14TB6R-9 | 9TB3F-7 | 10 | 4 | 55
P9P14/C6 | 14TB3X-5 | 9TB6R-3 | 10 | 4 | 55
P9P17/C1 | 17TB11F-5 | 9TB1X-7 | 10 | 4 | 98
P9P17/C2 | 17TB11F-7 | 9TB1X-9 | 10 | 4 | 98
P9P17/C3 | 17TB18F-7 | 9TB12F-9 | 10 | 4 | 98
P9P17/C4 | 17TB18F-9 | 9TB12F-11 | 10 | 4 | 98
Transmission Line 940
940S/940PR-1 | BKR 940S(1Y1) | 2TB1F-1 | 10 | 4 | 772
940S/940PR-2 | BKR 940S(1Y1) | 2TB1F-1 | 10 | 4 | 772
940S/940SC-1 | BKR 940S(1X1) | 2TB2R-1 | 10 | 4 | 772
940S/940SC-2 | BKR 940S(1X1) | 2TB2R-1 | 10 | 4 | 772
93640/940PR-1 | BKR 93640(2Y1) | 2TB1F-5 | 10 | 4 | 630
93640/940PR-2 | BKR 93640(2Y1) | 2TB1F-5 | 10 | 4 | 630
93640/940SC-1 | BKR 93640(2X1) | 2TB2R-5 | 10 | 4 | 630
93640/940SC-2 | BKR 92640(2X1) | 2TB2R-5 | 10 | 4 | 630
940PT/JB | Line 940 PT JB | 2TB7F-1 | 10 | 8 | 671
940S/C1 | BKR 940S(P-1) | 2TB5F-1 | 10 | 21 | 772
940S/C2 | BKR 940S(P-1A) | 2TB6F-1 | 10 | 21 | 772
P2P3/CI | 3TB11F-5 | 2TB18F-7 | 10 | 4 | 43
P2P3/C2 | 3TB11F-7 | 2TB18F-9 | 10 | 4 | 43
P2P3/C3 | 3TB18F-7 | 2TB11F-5 | 10 | 4 | 43
P2P3/C4 | 3TB18F-9 | 2TB11F-7 | 10 | 4 | 43
P2P4/CI | 4TB18F-1 | 2TB11F-1 | 10 | 4 | 46
P2P4/C2 | 4TB18F-3 | 2TB11F-3 | 10 | 4 | 46
P2P4/C3 | 4TB11F-1 | 2TB18F-1 | 10 | 4 | 46
P2P4/C4 | 4TB11F-3 | 2TB18F-3 | 10 | 4 | 46
P2P9/C5 | 9TB11R-3 | 2TB8F-11 | 10 | 4 | 61
P2P11/C1 | 11TB11F-1 | 2TB16F-1 | 10 | 4 | 67
P2P11/C2 | 11TB11F-3 | 2TB16F-7 | 10 | 4 | 67
P2P11/C3 | 11TB18F-1 | 2TB12R-1 | 10 | 4 | 67
P2P11/C4 | 11TB18F-3 | 2TB12R-3 | 10 | 4 | 67
P2P13/C1 | 13TB4R-11 | 2TB7F-11 | 10 | 4 | 73
P2P13/C2 | 13TB16F-1 | 2TB8R-1 | 10 | 4 | 73
P2P13/C3 | 13TB6F-9 | 2TB6F-9 | 10 | 4 | 73
P2P13/C4 | 13TB16F-3 | 2TB8R-3 | 10 | 4 | 73
P2P13/C5 | 13TB6R-9 | 2TB6F-11 | 10 | 4 | 73
P2P13/C6 | 13TB3X-5 | 2TB8R-7 | 10 | 4 | 73
P2P19/C1 | 19TB11F-5 | 2TB15R-7 | 10 | 4 | 82
P2P19/C2 | 19TB11F-7 | 2TB15R-9 | 10 | 4 | 82
P2P19/C3 | 19TB18F-7 | 2TB12F-5 | 10 | 4 | 82
P2P19/C4 | 19TB18F-9 | 2TB12F-7 | 10 | 4 | 82
P2P21/C1 | 21TB11F-5 | 2TB15R-1 | 10 | 4 | 88
P2P21/C2 | 21TB11F-7 | 2TB15R-3 | 10 | 4 | 88
P2P21/C3 | 21TB18F-7 | 2TB12F-1 | 10 | 4 | 88
P2P21/C4 | 21TB18F-9 | 2TB12F-3 | 10 | 4 | 88
Transmission Line 941
941S/941PR-1 | BKR 941S(6Y1) | 4TB1F-1 | 10 | 4 | 826
941S/941PR-2 | BKR 941S(6Y1) | 4TB1F-1 | 10 | 4 | 826
941S/941SC-1 | BKR 941S(6X1) | 4TB2R-1 | 10 | 4 | 826
941S/941SC-2 | BKR 941S(6X1) | 4TB2R-1 | 10 | 4 | 826
94147/941PR-1 | BKR 94147(2Y1) | 4TB1F-5 | 10 | 4 | 671
94147/941PR-2 | BKR 94147(2Y1) | 4TB1F-5 | 10 | 4 | 671
94147/941SC-1 | BKR 94147(2X1) | 4TB2R-5 | 10 | 4 | 671
94147/941SC-2 | BKR 94147(2X1) | 4TB2R-5 | 10 | 4 | 671
941PT/JB | Line 941S PT JB | 4TB7F-1 | 10 | 8 | 736
941S/C1 | BKR 941S(TB1-1A) | 4TB5F-1 | 10 | 21 | 826
941S/C2 | BKR 941S(TB1-1B) | 4TB6F-11 | 10 | 21 | 826
P3P4/CI | 3TB11F-1 | 4TB18F-7 | 10 | 4 | 43
P3P4/C2 | 3TB11F-3 | 4TB18F-9 | 10 | 4 | 43
P3P4/C3 | 3TB18F-1 | 4TB11F-5 | 10 | 4 | 43
P3P4/C4 | 3TB18F-3 | 4TB11F-7 | 10 | 4 | 43
P4P5/C1 | 5TB3R-4 | 4TB7F-4 | 10 | 4 | 43
P4P5/C2 | 5TB8R-9 | 4TB5F-10 | 10 | 4 | 43
P4P5/C3 | 5TB8R-1 | 4TB1R-1 | 10 | 4 | 43
P4P5/C4 | 5TB8R-11 | 4TB5F-8 | 10 | 4 | 43
P4P5/C5 | 5TB11R-3 | 4TB8F-11 | 10 | 4 | 43
P4P5/C6 | 5TB18R-3 | 4TB1R-5 | 10 | 4 | 43
P4P5/C7 | 5TB11R-5 | 4TB15F-1 | 10 | 4 | 43
P4P5/C8 | 5TB11R-7 | 4TB15F-3 | 10 | 4 | 43
P4P5/C9 | 5TB15R-1 | 4TB12F-9 | 10 | 4 | 43
P4P5/C10 | 5TB15R-3 | 4TB12F-11 | 10 | 4 | 43
P4P11/C1 | 11TB12R-1 | 4TB16F-1 | 10 | 4 | 61
P4P11/C2 | 11TB12R-3 | 4TB16F-7 | 10 | 4 | 61
P4P11/C3 | 11TB16F-1 | 4TB12R-1 | 10 | 4 | 61
P4P11/C4 | 11TB16F-7 | 4TB12R-3 | 10 | 4 | 61
P4P13/C1 | 13TB4R-9 | 4TB7F-11 | 10 | 4 | 67
P4P13/C2 | 13TB15F-7 | 4TB8R-1 | 10 | 4 | 67
P4P13/C3 | 13TB6F-7 | 4TB6F-9 | 10 | 4 | 67
P4P13/C4 | 13TB15F-9 | 4TB8R-3 | 10 | 4 | 67
P4P13/C5 | 13TB6R-7 | 4TB6F-11 | 10 | 4 | 67
P4P13/C6 | 13TB3X-3 | 4TB8R-7 | 10 | 4 | 67
P4P19/C1 | 19TB11F-1 | 4TB15R-7 | 10 | 4 | 88
P4P19/C2 | 19TB11F-3 | 4TB15R-9 | 10 | 4 | 88
P4P19/C3 | 19TB18F-1 | 4TB12F-5 | 10 | 4 | 88
P4P19/C4 | 19TB18F-3 | 4TB12F-7 | 10 | 4 | 88
P4P21/C1 | 21TB11F-1 | 4TB15R-1 | 10 | 4 | 94
P4P21/C2 | 21TB11F-3 | 4TB15R-3 | 10 | 4 | 94
P4P21/C3 | 21TB18F-1 | 4TB12F-1 | 10 | 4 | 94
P4P21/C4 | 21TB18F-3 | 4TB12F-3 | 10 | 4 | 94
Transmission Line 944
944S/944PR-1 | BKR 944S(1X1) | 3TB1F-1 | 10 | 4 | 665
944S/944PR-2 | BKR 944S(1X1) | 3TB1F-1 | 10 | 4 | 665
944S/944SC-1 | BKR 944S(1Y1) | 3TB2R-1 | 10 | 4 | 665
944S/944SC-2 | BKR 944S(1Y1) | 3TB2R-1 | 10 | 4 | 665
92144/944PR-1 | BKR 92144(2X1) | 3TB1F-5 | 10 | 4 | 526
92144/944PR-2 | BKR 92144(2X1) | 3TB1F-5 | 10 | 4 | 526
92144/944SC-1 | BKR 92144(2Y1) | 3TB2R-5 | 10 | 4 | 526
92144/944SC-2 | BKR 92144(2Y1) | 3TB2R-5 | 10 | 4 | 526
944PT/JB | Line 944S PT JB | 3TB7F-1 | 10 | 8 | 542
944S/CI | BKR 944S(T-1) | 3TB5F-1 | 10 | 21 | 665
944S/C2 | BKR 944S(T-1A) | 3TB6F-1 | 10 | 21 | 665
P3P11/CI | 11TB11F-5 | 3TB16F-1 | 10 | 4 | 64
P3P11/C2 | 11TB11F-7 | 3TB16F-7 | 10 | 4 | 64
P3P11/C3 | 11TB18F-7 | 3TB12R-1 | 10 | 4 | 64
P3P11/C4 | 11TB18F-9 | 3TB12R-3 | 10 | 4 | 64
P3P13/CI | 13TB14R-1 | 3TB7F-11 | 10 | 4 | 70
P3P13/C2 | 13TB16F-7 | 3TB8R-1 | 10 | 4 | 70
P3P13/C3 | 13TB6F-11 | 3TB6F-9 | 10 | 4 | 70
P3P13/C4 | 13TB16F-9 | 3TB8R-3 | 10 | 4 | 70
P3P13/C5 | 13TB6R-11 | 3TB6F-11 | 10 | 4 | 70
P3P13/C6 | 13TB3X-7 | 3TB8R-7 | 10 | 4 | 70
P3P19/CI | 19TB11F-9 | 3TB15R-7 | 10 | 4 | 85
P3P19/C2 | 19TB11F-11 | 3TB15R-9 | 10 | 4 | 85
P3P19/C3 | 19TB17F-1 | 3TB12F-5 | 10 | 4 | 85
P3P19/C4 | 19TB17F-3 | 3TB12F-7 | 10 | 4 | 85
P3P21/CI | 21TB11F-9 | 3TB15R-1 | 10 | 4 | 91
P3P21/C2 | 21TB11F-11 | 3TB15R-3 | 10 | 4 | 91
P3P21/C3 | 21TB17F-1 | 3TB12F-1 | 10 | 4 | 91
P3P21/C4 | 21TB17F-3 | 3TB12F-3 | 10 | 4 | 91
Transmission Line 947
947N/947PR-1 | BKR 947N(2Y1) | 5TB1F-1 | 10 | 4 | 547
947N/947PR-2 | BKR 947N(2Y1) | 5TB1F-1 | 10 | 4 | 547
947N/947SC-1 | BKR 947N(2X1) | 5TB2R-5 | 10 | 4 | 547
947N/947SC-2 | BKR 947N(2X1) | 5TB2R-5 | 10 | 4 | 547
94147/947PR-1 | BKR 94147(1Y1) | 5TB1F-5 | 10 | 4 | 674
94147/947PR-2 | BKR 94147(1Y1) | 5TB1F-5 | 10 | 4 | 674
94147/947SC-1 | BKR 94147(2X1) | 5TB2R-1 | 10 | 4 | 674
94147/947SC-2 | BKR 94147(2X1) | 5TB2R-1 | 10 | 4 | 674
947PT/JB | Line 947 PT JB | 5TB1R-1 | 10 | 8 | 608
947N/C1 | BKR 947N(P1) | 5TB7F-1 | 10 | 21 | 547
947N/C2 | BKR 947N(P1A) | 5TB7F-8 | 10 | 21 | 547
94147/C1 | BKR 94147(P1) | 5TB7R-1 | 10 | 21 | 674
94147/C2 | BKR 94147(P1A) | 5TB7R-8 | 10 | 21 | 674
P5P10/C1 | 10TB12R-1 | 5TB15F-1 | 10 | 4 | 51
P5P10/C2 | 10TB12R-3 | 5TB15F-3 | 10 | 4 | 51
P5P10/C3 | 10TB16F-1 | 5TB11F-5 | 10 | 4 | 51
P5P10/C4 | 10TB16F-7 | 5TB11F-7 | 10 | 4 | 51
P5P14/C1 | 14TB4R-9 | 5TB3R-1 | 10 | 4 | 67
P5P14/C2 | 14TB15F-7 | 5TB11F-1 | 10 | 4 | 67
P5P14/C3 | 14TB6F-7 | 5TB3F-5 | 10 | 4 | 67
P5P14/C4 | 14TB15F-9 | 5TB11F-3 | 10 | 4 | 67
P5P14/C5 | 14TB6R-7 | 5TB3F-7 | 10 | 4 | 67
P5P14/C6 | 14TB3X-3 | 5TB6R-3 | 10 | 4 | 67
P5P17/C1 | 17TB11F-1 | 5TB1X-7 | 10 | 4 | 85
P5P17/C2 | 17TB11F-3 | 5TB1X-9 | 10 | 4 | 85
P5P17/C3 | 17TB18F-1 | 5TB12F-9 | 10 | 4 | 85
P5P17/C4 | 17TB18F-3 | 5TB12F-11 | 10 | 4 | 85
Cap Bank 8C1
8C1/8C1PR-1 | BKR 8C1(2Y1) | 24TB1F-1 | 10 | 4 | 661
8C1/8C1PR-2 | BKR 8C1(2Y1) | 24TB1F-1 | 10 | 4 | 661
8C1/8C1SC-1 | BKR 8C1(2X1) | 24TB2R-5 | 10 | 4 | 661
8C1/8C1SC-2 | BKR 8C1(2X1) | 24TB2R-5 | 10 | 4 | 661
8C1PT/JB | CAP BANK 8C1 PT JB | 24TB6F-7 | 10 | 4 | 657
8C1/SSCAC | 138KV SB PT JB | BKR 8C1 (TB1-15) | 10 | 4 | 105
8C1/C1 | BKR 8C1(TB1-1A) | 24TB5F-1 | 10 | 21 | 661
8C1/C2 | BKR 8C1(TB1-1B) | 24TB6F-1 | 10 | 21 | 661
8C1/C3 | BKR 8C1(TBA1-59A) | 24TB3R-1 | 10 | 21 | 661
P16P24/C1 | 16TB17F-7 | 24TB7F-1 | 10 | 8 | 64
P16P24/C2 | 16TB15R-1 | 24TB8R-1 | 10 | 4 | 64
P16P24/C3 | 16TB7F-3 | 24TB3R-1 | 10 | 4 | 64
P16P24/C4 | 16TB15R-3 | 24TB8R-3 | 10 | 4 | 64
P16P24/C5 | 16TB7R-3 | 24TB3R-3 | 10 | 4 | 64
P16P24/C6 | 16TB8F-5 | 24TB8R-7 | 10 | 4 | 64
P20P24/C1 | 20TB12F-9 | 24TB18F-1 | 10 | 4 | 52
P20P24/C2 | 20TB12F-11 | 24TB18F-3 | 10 | 4 | 52
P20P24/C3 | 20TB15R-7 | 24TB11F-1 | 10 | 4 | 52
P20P24/C4 | 20TB15R-9 | 24TB11F-3 | 10 | 4 | 52
P22P24/CI | 22TB13F-1 | 24TB16F-1 | 10 | 4 | 46
P22P24/C2 | 22TB13F-3 | 24TB16F-7 | 10 | 4 | 46
P22P24/C3 | 22TBl5F-1 | 24TB12R-1 | 10 | 4 | 46
P22P24/C4 | 22TBl5F-3 | 24TB12R-3 | 10 | 4 | 46
P23P24/C1 | 23TBl6R-7 | 24TB12F-1 | 10 | 4 | 43
P23P24/C2 | 23TBl6R-9 | 24TB12F-3 | 10 | 4 | 43
P23P24/C3 | 23TBl4F-5 | 24TB17F-7 | 10 | 4 | 43
P23P24/C4 | 23TBl4F-7 | 24TB17F-9 | 10 | 4 | 43
P24P29/C1 | 29TB4X-7 | 24TB12F-5 | 10 | 4 | 55
P24P29/C2 | 29TB4X-9 | 24TB12F-7 | 10 | 4 | 55
P24P29/C3 | 29TBl3R-1 | 24TB15R-1 | 10 | 4 | 55
P24P29/C4 | 29TBl3R-3 | 24TB15R-3 | 10 | 4 | 55
Cap Bank 9C7
9C7/9C7PR-1 | BKR 9C7(1Y1) | 11TB1F-1 | 10 | 4 | 975
9C7/9C7PR-2 | BKR 9C7(1Y1) | 11TB1F-1 | 10 | 4 | 975
9C7/9C7SC-1 | BKR 9C7(1X1) | 11TB2R-1 | 10 | 4 | 975
9C7/9C7SC-2 | BKR 9C7(1X1) | 11TB2R-1 | 10 | 4 | 975
9C7PT/JB | CAP BANK 9C7 PTJB | 11TB16F-7 | 10 | 4 | 886
9C7/SSCAC | 230KVSB PTJB | BKR 9C7(TB1-IS) | 10 | 4 | 407
9C7/CI | BKR 9C7(TB1-1A) | 11TB5F-1 | 10 | 21 | 975
9C7/C2 | BKR 9C7(TB1-1B) | 11TB6F-1 | 10 | 21 | 975
9C7/C3 | BKR9C7(TBAl-S9A) | 11TB1X-1 | 10 | 21 | 975
9MSC7/C1 | MS 9MSC7(TA-1) | 11TB3R-1 | 10 | 21 | 931
9C7GATE/C1 | 9C7GS(1) | 11TB12F-9 | 10 | 4 | 1042
9C7GNDSW/C1 | GNDSW AUX SW | 11TB13R-4 | 10 | 4 | 965
P11P13/CI | 13TB4R-1 | 11TB7F-1 | 10 | 8 | 46
P11P13/C2 | 13TB15F-1 | 11TB8R-1 | 10 | 4 | 46
P11P13/C3 | 13TB6F-S | 11TB1X-1 | 10 | 4 | 46
P11P13/C4 | 13TB15F-3 | 11TB8R-3 | 10 | 4 | 46
P11P13/C5 | 13TB6R-5 | 11TB1X-3 | 10 | 4 | 46
P11P13/C6 | 13TB3X-1 | 11TB8R-7 | 10 | 4 | 46
P11P19/C1 | 19TB12R-9 | 11TB15R-1 | 10 | 4 | 92
P11P19/C2 | 19TB12R-11 | 11TB15R-3 | 10 | 4 | 92
P11P19/C3 | 19TB16F-1 | 11TB12F-5 | 10 | 4 | 92
P11P19/C4 | 19TB16F-3 | 11TB12F-7 | 10 | 4 | 92
P11P21/C1 | 21TB12R-9 | 11TB17F-7 | 10 | 4 | 86
P11P21/C2 | 21TB12R-11 | 11TB17F-9 | 10 | 4 | 86
P11P21/C3 | 21TB16F-1 | 11TB12F-1 | 10 | 4 | 86
P11P21/C4 | 21TB16F-3 | 11TB12F-3 | 10 | 4 | 86
Cap Bank 9C8
9C8/9C8PR-1 | BKR 9C8(1Y1) | 10TB1F-1 | 10 | 4 | 685
9C8/9C8PR-2 | BKR 9C8(1Y1) | 10TB1F-1 | 10 | 4 | 685
9C8/9C8SC-1 | BKR 9C8(1X1) | 10TB2R-1 | 10 | 4 | 685
9C8/9C8SC-2 | BKR 9C8(1X1) | 10TB2R-1 | 10 | 4 | 685
9C8/G1 | BKR9C8 | 10TB2F-1 | 10 | 4 | 685
9C8/G2 | BKR9C8 | 10TB2F-1 | 10 | 4 | 685
9C8PT/JB | CAP BANK 9C8 PTJB | 10TB6F-7 | 10 | 4 | 605
9C8/SSCAC | 230KV NB PTJB | BKR 9C8(TB1-15) | 10 | 4 | 412
9C8/C1 | BKR 9C8(TB1-1A) | 10TB5F-1 | 10 | 21 | 685
9C8/C2 | BKR 9C8(TB1-1B) | 10TB6F-1 | 10 | 21 | 685
9C8/C3 | BKR 9C8(TBA1-59A) | 10TB1X-1 | 10 | 21 | 685
9MSC8/C1 | BKR 9C8(TA-1) | 10TB3R-1 | 10 | 21 | 670
9C8GATE/C1 | 9C8 GATESWITCH(1) | 10TB12F-5 | 10 | 4 | 777
9C8GNDSW/C1 | GNDSW AUX SW | 10TB12R-6 | 10 | 4 | 730
P10P14/C1 | 14TB4R-1 | 10TB7F-1 | 10 | 8 | 52
P10P14/C2 | 14TB15F-1 | 10TB8R-1 | 10 | 4 | 52
P10P14/C3 | 14TB6F-5 | 10TB1X-1 | 10 | 4 | 52
P10P14/C4 | 14TB15F-3 | 10TB8R-3 | 10 | 4 | 52
P10P14/C5 | 14TB6R-5 | 10TB1X-3 | 10 | 4 | 52
P10P14/C6 | 14TB3X-1 | 10TB8R-7 | 10 | 4 | 52
P10P17/C1 | 17TB12R-9 | 10TB17F-7 | 10 | 4 | 100
P10P17/C2 | 17TB12R-11 | 10TB17F-9 | 10 | 4 | 100
P10P17/C3 | 17TB16F-1 | 10TB12F-1 | 10 | 4 | 100
P10P17/C4 | 17TB16F-3 | 10TB12F-3 | 10 | 4 | 100
Transformer T6
9T6T7/T6PR-1 | BKR 9T6T7(1X1) | 17TB1F-1 | 10 | 4 | 410
9T6T7/T6PR-2 | BKR 976T7(1X1) | 17TB1F-1 | 10 | 4 | 410
9T6N/T6PR-1 | BKR 9T6N(2Y1) | 17TB1F-5 | 10 | 4 | 278
9T6N/T6PR-2 | BKR 9T6N(2Y1) | 17TB1F-5 | 10 | 4 | 278
8T6/T6PR-1 | BKR 8T6(6Y1) | 17TB1F-9 | 10 | 4 | 230
8T6/T6PR-2 | BKR 8T6(6Y1) | 17TB1F-9 | 10 | 4 | 230
9T6N/T6SC-1 | BKR 9T6N(2X1) | 17TB2R-5 | 10 | 4 | 278
9T6N/T6SC-2 | BKR 9T6N(2X1) | 17TB2R-5 | 10 | 4 | 278
8T6/T6SC-1 | BKR 8T6(6X1) | 17TB2R-9 | 10 | 4 | 230
8T6/T6SC-2 | BKR 8T6(6X1) | 17TB2R-9 | 10 | 4 | 230
T6/C1 | XFMR T6(CA3) | 17TB3X-7 | 10 | 21 | 255
T6/C2 | XFMR T6(CG3) | 17TB3R-7 | 10 | 21 | 255
9T6N/CI | BKR 9T6N(TB-1) | 17TB11R-1 | 10 | 21 | 278
9T6N/C2 | BKR 9T6N(*) | 17TB11R-8 | 10 | 21 | 278
P12P17/C1 | 12TB1F-5 | 17TB2R-1 | 10 | 4 | 94
P12P17/C2 | 12TB15F-1 | 17TB12F-5 | 10 | 4 | 94
P12P17/C3 | 12TB15F-3 | 17TB12F-7 | 10 | 4 | 94
P12P17/C4 | 12TB18F-1 | 17TB8R-5 | 10 | 4 | 94
P12P17/C5 | 12TB18F-3 | 17TB4F-3 | 10 | 4 | 94
P12P17/C6 | 12TB4F-3 | 17TB7F-3 | 10 | 4 | 94
P12P17/C7 | 12TB3R-2 | 17TB4F-1 | 10 | 4 | 94
P12P17/C8 | 12TB11F-1 | 17TB1X-1 | 10 | 4 | 94
P12P17/C9 | 12TB11F-9 | 17TB15R-1 | 10 | 4 | 94
P12P17/C10 | 12TB11F-3 | 17TB1X-3 | 10 | 4 | 94
P12P17/CI1 | 12TB11F-11 | 17TB15R-3 | 10 | 4 | 94
P12P17/C12 | 12TB3R-7 | 17TB3F-3 | 10 | 4 | 94
P12P17/C13 | 12TB3R-3 | 17TB3R-3 | 10 | 4 | 94
P12P17/C14 | 12TB3R-5 | 17TB7R-9 | 10 | 4 | 94
P12P17/C15 | 12TB5R-1 | 17TB2X-7 | 10 | 4 | 94
P12P18/C5 | 12TB5R-7 | 18TB4F-7 | 10 | 4 | 94
P14P17/CI | 14TB14R-S | 17TB1R-1 | 10 | 8 | 92
P14P17/C2 | 14TB15R-1 | 17TB12R-1 | 10 | 4 | 89
P14P17/C3 | 14TB7F-3 | 17TB14F-5 | 10 | 4 | 89
P14P17/C4 | 14TB15R-3 | 17TB12R-3 | 10 | 4 | 89
P14P17/C5 | 14TB7R-3 | 17TB14F-7 | 10 | 4 | 89
P15P17/C1 | 15TB4R-1 | 17TB8F-3 | 10 | 8 | 46
P17P18/C1 | 18TB8R-1 | 17TB1X-7 | 10 | 4 | 43
P17P18/C2 | 18TB8R-3 | 17TB1X-9 | 10 | 4 | 43
P17P18/C3 | 18TB5F-10 | 17TB3F-5 | 10 | 4 | 43
P17P18/C4 | 18TB8R-5 | 17TB5F-9 | 10 | 4 | 43
P17P18/C5 | 18TB5F-8 | 17TB3R-5 | 10 | 4 | 43
P17P18/C6 | 18TB6R-11 | 17TB7R-11 | 10 | 4 | 43
P17P18/C7 | 18TB17F-7 | 17TB8R-7 | 10 | 4 | 43
P17P18/C8 | 18TB11F-5 | 17TB15R-7 | 10 | 4 | 43
P17P18/C9 | 18TB11F-7 | 17TB15R-9 | 10 | 4 | 43
P17P18/C10 | 18TB18F-1 | 17TB12F-9 | 10 | 4 | 43
P17P18/C11 | 18TB18F-3 | 17TB12F-11 | 10 | 4 | 43
P17P18/C12 | 18TB4F-1 | 17TB3X-9 | 10 | 4 | 43
P17P18/C13 | 18TB4F-7 | 17TB2X-9 | 10 | 4 | 43
Transformer T6 Low Side
8T6/NBD2-1 | BKR 8T6(5X1) | 18TB1F-1 | 10 | 4 | 228
8T6/NBD2-2 | BKR 8T6(5X1) | 18TB1F-1 | 10 | 4 | 228
T6/C3 | XFMR T6(CD11) | 18TB4R-1 | 10 | 21 | 252
T6/C4 | XFMR T6(CA6) | 18TB14R-11 | 10 | 4 | 252
8T6/C1 | BKR 8T6(1) | 18TB5F-1 | 10 | 21 | 228
8T6/C2 | BKR 8T6(*) | 18TB6F-1 | 10 | 21 | 228
P12P18/C1 | 12TB16F-1 | 18TB11F-1 | 10 | 4 | 92
P12P18/C2 | 12TB16F-3 | 18TB11F-3 | 10 | 4 | 92
P12P18/C3 | 12TB5F-1 | 18TB7R-1 | 10 | 4 | 92
P12P18/C4 | 12TB5F-5 | 18TB17F-9 | 10 | 4 | 92
P12P18/C5 | 12TB4R-2 | 18TB16F-3 | 10 | 4 | 92
P12P18/C6 | 12TB12F-3 | 18TB16F-7 | 10 | 4 | 92
P15P18/CI | 15TB1R-1 | 18TB1F-5 | 10 | 4 | 49
P15P18/C2 | 15TB4R-9 | 18TB7F-5 | 10 | 4 | 49
P15P18/C3 | 15TB15F-1 | 18TB12R-1 | 10 | 4 | 49
P15P18/C4 | 15TB6F-5 | 18TB6F-9 | 10 | 4 | 49
P15P18/C5 | 15TB15F-3 | 18TB12R-3 | 10 | 4 | 49
P15P18/C6 | 15TB6R-5 | 18TB6F-11 | 10 | 4 | 49
P15P18/C7 | 15TB3X-1 | 18TB8R-7 | 10 | 4 | 49
P18P23/CI | 23TB15F-1 | 18TB12F-5 | 10 | 4 | 55
P18P23/C2 | 23TB15F-3 | 18TB12F-7 | 10 | 4 | 55
P18P23/C3 | 23TB11F-5 | 18TB15R-1 | 10 | 4 | 55
P18P23/C4 | 23TB11F-7 | 18TB15R-3 | 10 | 4 | 55
P18P29/C1 | 29TB15F-1 | 18TB12F-9 | 10 | 4 | 73
P18P29/C2 | 29TB15F-3 | 18TB12F-11 | 10 | 4 | 73
P18P29/C3 | 29TB11F-5 | 18TB15R-7 | 10 | 4 | 73
P18P29/C4 | 29TB11F-7 | 18TB15R-9 | 10 | 4 | 73
Transformer T7
9T6T7/T7PR-1 | BKR 9T6T7(2Y1) | 21TB1F-1 | 10 | 4 | 424
9T6T7/T7PR-2 | BKR 9T6T7(2Y1) | 21TB1F-1 | 10 | 4 | 424
9T7S/T7PR-1 | BKR 9T7S(1Y1) | 21TB1F-5 | 10 | 4 | 559
9T7S/T7PR-2 | BKR 9T7S(1Y1) | 21TB1F-5 | 10 | 4 | 559
9T7S/T7SC-1 | BKR 9T7S(1X1) | 21TB2R-5 | 10 | 4 | 559
9T7S/T7SC-2 | BKR 9T7S(1X1) | 21TB2R-5 | 10 | 4 | 559
9T7S/CI | BKR 9T7S(TB-1) | 21TB11R-1 | 10 | 21 | 559
9T7S/C2 | BKR 9T7S(*) | 21TB11R-8 | 10 | 21 | 559
8T7/T7PR-1 | BKR 8T7(1Y1) | 21TB1F-9 | 10 | 4 | 561
8T7/T7PR-2 | BKR 8T7(1Y1) | 21TB1F-9 | 10 | 4 | 561
8T7/T7SC-1 | BKR 8T7(1X1) | 21TB2R-9 | 10 | 4 | 561
8T7/T7SC-2 | BKR 8T7(1X1) | 21TB2R-9 | 10 | 4 | 561
T7/G | XFMR T7(KD-1) | 21TB2F-9 | 10 | 4 | 368
T7/C1 | XFMR T7(H52-3) | 21TB3X-7 | 10 | 21 | 368
T7/C2 | XFMR T7(L9) | 21TB3R-7 | 10 | 21 | 368
P12P21/CI | 12TB2F-1 | 21TB2R-1 | 10 | 4 | 83
P12P21/C2 | 12TB15F-7 | 21TB12F-9 | 10 | 4 | 83
P12P21/C3 | 12TB15F-9 | 21TB12F-11 | 10 | 4 | 83
P12P21/C4 | 12TB4F-S | 21TB7F-3 | 10 | 4 | 83
P12P21/C5 | 12TB11F-5 | 21TB1X-1 | 10 | 4 | 83
P12P21/C6 | 12TB12F-5 | 21TB1SR-7 | 10 | 4 | 83
P12P21/C7 | 12TB11F-7 | 21TB1X-3 | 10 | 4 | 83
P12P21/C8 | 12TB12F-7 | 21TB15R-9 | 10 | 4 | 83
P12P21/C9 | 12TB3R-9 | 21TB3F-3 | 10 | 4 | 83
P12P21/C10 | 12TB3R-11 | 21TB3R-3 | 10 | 4 | 83
P13P21/C1 | 13TB14R-S | 21TB1R-1 | 10 | 8 | 80
P13P21/C2 | 13TB15R-1 | 21TB12R-1 | 10 | 4 | 80
P13P21/C3 | 13TB7F-3 | 21TB14F-7 | 10 | 4 | 80
P13P21/C4 | 13TB15R-3 | 21TB12R-3 | 10 | 4 | 80
P13P21/C5 | 13TB7R-3 | 21TB14F-9 | 10 | 4 | 80
P13P21/C6 | 13TB8F-S | 21TB14R-3 | 10 | 4 | 80
P16P21/C1 | 16TB4R-1 | 21TB8F-3 | 10 | 8 | 55
P19P21/C1 | 19TB12F-5 | 21TB1SR-1 | 10 | 4 | 55
P19P21/C2 | 19TB12F-7 | 21TB1SR-3 | 10 | 4 | 55
P19P21/C3 | 19TB15R-1 | 21TB12F-S | 10 | 4 | 55
P19P21/C4 | 19TB15R-3 | 21TB12F-7 | 10 | 4 | 55
P21P22/C1 | 22TB8R-1 | 21TB1X-7 | 10 | 4 | 43
P21P22/C2 | 22TB8R-3 | 21TB1X-9 | 10 | 4 | 43
P21P22/C3 | 22TB5F-10 | 21TB3F-5 | 10 | 4 | 43
P21P22/C4 | 22TB8R-5 | 21TB5F-9 | 10 | 4 | 43
P21P22/C5 | 22TB5F-8 | 21TB3R-5 | 10 | 4 | 43
P21P22/C6 | 22TB6R-11 | 21TB7R-11 | 10 | 4 | 43
P21P22/C7 | 22TB17F-7 | 21TB8R-7 | 10 | 4 | 43
P21P22/C8 | 22TB11F-5 | 21TB15F-1 | 10 | 4 | 43
P21P22/C9 | 22TB11F-7 | 21TB15F-3 | 10 | 4 | 43
P21P22/C10 | 22TB18F-1 | 21TB13F-1 | 10 | 4 | 43
P21P22/C11 | 22TB18F-3 | 21TB13F-3 | 10 | 4 | 43
Transformer T7 Low Side
8T7/SBD2-1 | BKR 8T7(2X1) | 22TB1F-1 | 10 | 4 | 561
8T7/SBD2-2 | BKR 8T7(2X1) | 22TB1F-1 | 10 | 4 | 561
T7/C3 | XFMR T7(H.RC) | 22TB4R-1 | 10 | 21 | 368
T7/C4 | XFMR T7(L.11) | 22TB14R-11 | 10 | 4 | 368
8T7/C1 | BKR 8T7(1) | 22TB5F-1 | 10 | 21 | 561
8T7/C2 | BKR 8T7(3) | 22TB6F-1 | 10 | 21 | 561
P12P22/C1 | 12TB16F-7 | 22TB11F-1 | 10 | 4 | 80
P12P22/C2 | 12TB16F-9 | 22TB11F-3 | 10 | 4 | 80
P12P22/C3 | 12TB5F-7 | 22TB7R-1 | 10 | 4 | 80
P12P22/C4 | 12TB5F-11 | 22TB17F-9 | 10 | 4 | 80
P12P22/C5 | 12TB4R-6 | 22TB16F-3 | 10 | 4 | 80
P12P22/C6 | 12TB12F-11 | 22TB16F-7 | 10 | 4 | 80
P16P22/C1 | 16TB1R-1 | 22TB1F-5 | 10 | 4 | 58
P16P22/C2 | 16TB4R-9 | 22TB7F-5 | 10 | 4 | 58
P16P22/C3 | 16TB15F-1 | 22TB12R-1 | 10 | 4 | 58
P16P22/C4 | 16TB6F-5 | 22TB6F-9 | 10 | 4 | 58
P16P22/C5 | 16TB15F-3 | 22TB12R-3 | 10 | 4 | 58
P16P22/C6 | 16TB6R-5 | 22TB6F-11 | 10 | 4 | 58
P16P22/C7 | 16TB3X-1 | 22TB8R-7 | 10 | 4 | 58
P20P22/C1 | 20TB11F-5 | 22TB18F-7 | 10 | 4 | 46
P20P22/C2 | 20TB11F-7 | 22TB18F-9 | 10 | 4 | 46
P20P22/C3 | 20TB18F-1 | 22TB11F-9 | 10 | 4 | 46
P20P22/C4 | 20TB18F-3 | 22TB11F-11 | 10 | 4 | 46
P22P23/C1 | 23TB18F-7 | 22TB12F-9 | 10 | 4 | 43
P22P23/C2 | 23TB18F-9 | 22TB12F-11 | 10 | 4 | 43
P22P23/C3 | 23TB13F-1 | 22TB15R-7 | 10 | 4 | 43
P22P23/C4 | 23TB13F-3 | 22TB15R-9 | 10 | 4 | 43
P22P29/C1 | 29TB15R-1 | 22TB13F-5 | 10 | 4 | 61
P22P29/C2 | 29TB15R-3 | 22TB13F-7 | 10 | 4 | 61
P22P29/C3 | 29TB11R-S | 22TB15F-7 | 10 | 4 | 61
P22P29/C4 | 29TB11R-7 | 22TB15F-9 | 10 | 4 | 61
Transformer T8
9T8/T8PR-1 | BKR 9T8(1Y1) | 19TB1F-5 | 10 | 4 | 647
9T8/T8PR-2 | BKR 9T8(1Y1) | 19TB1F-5 | 10 | 4 | 647
8T8/T8PR-1 | BKR 8T8(2Y1) | 19TB1F-9 | 10 | 4 | 536
8T8/T8PR-2 | BKR 9T8(2Y1) | 19TB1F-9 | 10 | 4 | 536
9T8/T8SC-1 | BKR 9T8(2X1) | 19TB2R-5 | 10 | 4 | 647
9T8/T8SC-2 | BKR 9T8(2X1) | 19TB2R-5 | 10 | 4 | 647
9T8/C1 | BKR 9T8(TB1-1A) | 19TB11R-1 | 10 | 21 | 647
9T8/C2 | BKR 9T8(TB1-1B) | 19TB11R-8 | 10 | 21 | 647
8T8/T8SC-1 | BKR 9T8(2X1) | 19TB2R-9 | 10 | 4 | 536
8T8/T8SC-2 | BKR 9T8(2X1) | 19TB2R-9 | 10 | 4 | 536
T8/G | XFMR T8(CTB16-1) | 19TB2F-9 | 10 | 4 | 613
T8/C1 | XFMR T8(TB11) | 19TB3X-7 | 10 | 21 | 613
T8/C2 | XFMR T8(TC21) | 19TB3R-7 | 10 | 21 | 613
P13P19/C1 | 13TB14F-1 | 19TB1R-1 | 10 | 8 | 86
P13P19/C2 | 13TB15R-7 | 19TB12R-1 | 10 | 4 | 86
P13P19/C3 | 13TB7F-S | 19TB16R-9 | 10 | 4 | 86
P13P19/C4 | 13TB15R-9 | 19TB12R-3 | 10 | 4 | 86
P13P19/C5 | 13TB7R-5 | 19TB16R-11 | 10 | 4 | 86
P13P19/C6 | 13TB8F-7 | 19TB14R-3 | 10 | 4 | 86
P16P19/C1 | 16TB14R-1 | 19TB8F-3 | 10 | 8 | 49
P19P20/C1 | 20TB8R-1 | 19TB1X-1 | 10 | 4 | 43
P19P20/C2 | 20TB8R-3 | 19TB1X-3 | 10 | 4 | 43
P19P20/C3 | 20TB5F-10 | 19TB3F-5 | 10 | 4 | 43
P19P20/C4 | 20TB7R-1 | 19TB4F-1 | 10 | 4 | 43
P19P20/C5 | 20TB17F-9 | 19TB4F-3 | 10 | 4 | 43
P19P20/C6 | 20TB8R-5 | 19TB7F-3 | 10 | 4 | 43
P19P20/C7 | 20TB5F-8 | 19TB3R-5 | 10 | 4 | 43
P19P20/C8 | 20TB6R-11 | 19TB7R-9 | 10 | 4 | 43
P19P20/C9 | 20TB17F-7 | 19TB8R-7 | 10 | 4 | 43
P19P20/C10 | 20TB11F-1 | 19TB15R-7 | 10 | 4 | 43
P19P20/C11 | 20TB11F-3 | 19TB15R-9 | 10 | 4 | 43
P19P20/C12 | 20TB16F-1 | 19TB12F-9 | 10 | 4 | 43
P19P20/C13 | 20TB16F-7 | 19TB12F-11 | 10 | 4 | 43
Transformer T8 Lowside
8T8/SBD2-1 | BKR 8T8(1X1) | 20TB1F-1 | 10 | 4 | 536
8T8/SBD2-2 | BKR 8T8(1X1) | 20TB1F-1 | 10 | 4 | 536
T8/C3 | XFMR T8(TD1) | 20TB4R-1 | 10 | 21 | 613
T8/C4 | XFMR T8(TB-47) | 20TB14R-11 | 10 | 4 | 613
8T8/C1 | BKR 8T8(TB1-1A) | 20TB5F-1 | 10 | 21 | 536
8T8/C2 | BKR 8T8(TB1-1B) | 20TB6F-1 | 10 | 21 | 536
P16P20/C1 | 16TB1R-5 | 20TB1F-5 | 10 | 4 | 52
P16P20/C2 | 16TB14R-9 | 20TB7F-5 | 10 | 4 | 52
P16P20/C3 | 16TB15F-7 | 20TB12R-1 | 10 | 4 | 52
P16P20/C4 | 16TB6F-7 | 20TB6F-9 | 10 | 4 | 52
P16P20/C5 | 16TB15F-9 | 20TB12R-3 | 10 | 4 | 52
P16P20/C6 | 16TB6R-7 | 20TB6F-11 | 10 | 4 | 52
P16P20/C7 | 16TB3X-3 | 20TB8R-7 | 10 | 4 | 52
P20P23/C1 | 23TB15R-1 | 20TB12F-5 | 10 | 4 | 49
P20P23/C2 | 23TB15R-3 | 20TB12F-7 | 10 | 4 | 49
P20P23/C3 | 23TB13F-5 | 20TB15R-1 | 10 | 4 | 49
P20P23/C4 | 23TB13F-7 | 20TB15R-3 | 10 | 4 | 49
P20P29/CI | 29TB16R-1 | 20TB13F-1 | 10 | 4 | 67
P20P29/C2 | 29TB16R-3 | 20TB13F-3 | 10 | 4 | 67
P20P29/C3 | 29TB11R-9 | 20TB15F-1 | 10 | 4 | 67
P20P29/C4 | 29TB11R-11 | 20TB15F-3 | 10 | 4 | 67
Breaker 8NS
8NS/NBD2-1 | BKR 8NS(6X1) | 23TB1F-1 | 10 | 4 | 436
8NS/NBD2-2 | BKR 8NS(6X1) | 23TB1F-1 | 10 | 4 | 436
8NS/SBD2-1 | BKR 8NS(5X1) | 23TB1F-9 | 10 | 4 | 436
8NS/SBD2-2 | BKR 8NS(5X1) | 23TB1F-9 | 10 | 4 | 436
8NS/CI | BKR 8NS(21) | 23TB7F-1 | 10 | 21 | 436
8NS/C2 | BKR 8NS(21A) | 23TB7F-8 | 10 | 21 | 436
P15P23/C1 | 15TB2R-1 | 23TB1F-5 | 10 | 4 | 64
P15P23/C2 | 15TB14F-5 | 23TB1R-1 | 10 | 4 | 64
P15P23/C3 | 15TB16F-7 | 23TB11F-1 | 10 | 4 | 64
P15P23/C4 | 15TB5F-1 | 23TB3R-2 | 10 | 4 | 64
P15P23/C5 | 15TB5F-5 | 23TB18F-3 | 10 | 4 | 64
P15P23/C6 | 15TB6F-11 | 23TB3R-7 | 10 | 4 | 64
P15P23/C7 | 15TB16F-9 | 23TB11F-3 | 10 | 4 | 64
P15P23/C8 | 15TB6R-11 | 23TB3R-3 | 10 | 4 | 64
P15P23/C9 | 15TB3X-7 | 23TB4F-3 | 10 | 4 | 64
P16P23/CI | 16TB2R-5 | 23TB2F-1 | 10 | 4 | 61
P16P23/C2 | 16TB17F-5 | 23TB1R-3 | 10 | 4 | 61
P16P23/C3 | 16TB18F-7 | 23TB12F-9 | 10 | 4 | 61
P16P23/C4 | 16TB7F-1 | 23TB3R-9 | 10 | 4 | 61
P16P23/C5 | 16TB18F-9 | 23TB12F-11 | 10 | 4 | 61
P16P23/C6 | 16TB7R-1 | 23TB3R-11 | 10 | 4 | 61
P16P23/C7 | 16TB8F-3 | 23TB4F-5 | 10 | 4 | 61
P23P29/CI | 29TB12F-5 | 23TB16F-7 | 10 | 4 | 58
P23P29/C2 | 29TB12F-7 | 23TB16F-9 | 10 | 4 | 58
P23P29/C3 | 29TB12R-9 | 23TB18R-1 | 10 | 4 | 58
P23P29/C4 | 29TB12R-11 | 23TB18R-3 | 10 | 4 | 58
P23P29/C5 | 29TB18F-7 | 23TB12F-5 | 10 | 4 | 58
P23P29/C6 | 29TB4X-1 | 23TB14F-9 | 10 | 4 | 58
P23P29/C7 | 29TB18F-9 | 23TB12F-7 | 10 | 4 | 58
P23P29/C8 | 29TB4X-3 | 23TB14F-11 | 10 | 4 | 58
Breakers 8T1 & 8T2
8T1/8T1PR-1 | BKR 8T1(2X1) | 29TB1F-1 | 10 | 4 | 485
8T1/8T1PR-2 | BKR 8T1(2X1) | 29TB1F-1 | 10 | 4 | 485
8T2/8T2PR-1 | BKR 8T2(2X1) | 29TB1F-5 | 10 | 4 | 531
8T2/8T2PR-2 | BKR 8T2(2X1) | 29TB1F-5 | 10 | 4 | 531
8T1/C1 | BKR 8T1(1) | 29TB7F-1 | 10 | 21 | 485
8T1/C2 | BKR 8T1(3) | 29TB7F-8 | 10 | 21 | 485
8T2/C1 | BKR 8T1(1A) | 29TB7R-1 | 10 | 21 | 531
8T2/C2 | BKR 8T1(1B) | 29TB7R-8 | 10 | 21 | 531
P15P29/C1 | 15TB2R-5 | 29TB2F-5 | 10 | 4 | 82
P15P29/C2 | 15TB18F-7 | 29TB11F-1 | 10 | 4 | 82
P15P29/C3 | 15TB7F-1 | 29TB6F-7 | 10 | 4 | 82
P15P29/C3 | 25TB11F-9 | 29TB16F-1 | 10 | 4 | 82
P15P29/C4 | 15TB18F-9 | 29TB11F-3 | 10 | 4 | 82
P15P29/C5 | 15TB7R-1 | 29TB6F-9 | 10 | 4 | 82
P15P29/C6 | 15TB8F-3 | 29TB4F-3 | 10 | 4 | 82
P16P29/C1 | 16TB3R-1 | 29TB2F-9 | 10 | 4 | 85
P16P29/C2 | 16TB15R-7 | 29TB11R-1 | 10 | 4 | 85
P16P29/C3 | 16TB7F-5 | 29TB6R-7 | 10 | 4 | 85
P16P29/C4 | 16TB15R-9 | 29TB11R-3 | 10 | 4 | 85
P16P29/C5 | 16TB8F-7 | 29TB4R-3 | 10 | 4 | 85
P16P29/C5 | 16TB7R-5 | 29TB6R-5 | 10 | 4 | 85
P22P29/C1 | 22TB13R-6 | 29TB15R-5 | 10 | 4 | 61
P26P29/C2 | 27TB15R-9 | 29TB12R-3 | 10 | 4 | 49
Breaker 9T6T7
9T6T7/T6SC-1 | BKR 9T6T7(1X1) | 12TB1F-1 | 10 | 4 | 441
9T6T7/T6SC-2 | BKR 9T6T7(1X1) | 12TB1F-1 | 10 | 4 | 441
9T6T7/T7SC-1 | BKR 9T6T7(2X1) | 12TB1F-9 | 10 | 4 | 441
9T6T7/T7SC-2 | BKR 9T6T7(2X1) | 12TB1F-9 | 10 | 4 | 441
9T6T7/C1 | BKR 9T6T7(TB-1) | 12TB7F-1 | 10 | 21 | 441
9T6T7/C2 | BKR 9T6T7(*) | 12TB7F-8 | 10 | 21 | 441
P12P18/C3 | 18TB7R-2 | 12TB5F-1 | 10 | 4 | 92
P12P18/C5 | 18TB16F-1 | 12TB12F-1 | 10 | 4 | 92
P12P22/C3 | 22TB7R-2 | 12TB5F-7 | 10 | 4 | 80
P12P22/C5 | 22TB16F-1 | 12TB12F-9 | 10 | 4 | 80
26kV Control House
Transformer T1
P21(26KV)P29/C1 | 29TB4F-5 | 21G1 (26KV) | 10 | 4 | 515
P21(26KV)P29/C2 | 29TB1X-1 | 21G5 (26KV) | 10 | 4 | 515
P21(26KV)P29/C3 | 29TB1X-5 | 21G7 (26KV) | 10 | 4 | 515
P21(26KV)P29/C4 | 29TB12F-9 | 21G11 (26KV) | 10 | 4 | 515
P21(26KV)P29/C5 | 29TB12F-11 | 21G9 (26KV) | 10 | 4 | 515
P21(26KV)P29/C6 | 29TB6F-12 | 21H1(26KV) | 10 | 4 | 515
Transformer T2 (26KV PNL22)
P22(26KV)P29/C1 | 29TB4R-5 | 22A4 (26KV) | 10 | 4 | 517
P22(26KV)P29/C2 | 29TB5X-1 | 22A8 (26KV) | 10 | 4 | 517
P22(26KV)P29/C3 | 29TB5X-6 | 22A10 (26KV) | 10 | 4 | 517
P22(26KV)P29/C4 | 29TB13-5 | 22B3 (26KV) | 10 | 4 | 517
P22(26KV)P29/C5 | 29TB13R-7 | 22B1 (26KV) | 10 | 4 | 517
P22(26KV)P29/C6 | 29TB17F-10 | 22B5(26KV) | 10 | 4 | 517
RK1P22/C1 | RK1-E9 (26KV) | 22A1(26KV) | 10 | 4 | 66
SBPT/JB2 | 138KV SB PT JB | 22KK1(26KV) | 10 | 8 | 387
Transformer T2 Lowside (26KV PNL23)
RK1P23/C2 | RK1-G4 (26KV) | 23LL4 (26KV) | 10 | 4 | 74
RK1P23/CI | RK1-G1 (26KV) | 23J8 (26KV) | 10 | 4 | 74
RK2P23/CI | RK2-H5 (26KV) | 23NN9 (26KV) | 10 | 4 | 78
RK2P23/C2 | RK2-H8 (26KV) | 23PP5 (26KV) | 10 | 4 | 78
Communication (Coax, Ethernet, Fiber) Cables
ES1/P5 | PANEL 1 | PANEL 1 |  |  | 6 | ETHERNET
ES1/P6 | PANEL 1 | PANEL 1 |  |  | 6 | ETHERNET
ES1/P7 | PANEL 1 | PANEL 1 |  |  | 6 | ETHERNET
ES1/P8 | PANEL 1 | PANEL 1 |  |  | 6 | ETHERNET
ES1/P5 | PANEL 1 | PANEL 1 |  |  | 6 | ETHERNET
ES1/P9 | PANEL 14 | PANEL 1 |  |  | 79 | ETHERNET
ES1/PIO | PANEL 13 | PANEL 1 |  |  | 76 | ETHERNET
ES1/P11 | PANEL 6 | PANEL 1 |  |  | 55 | ETHERNET
ES1/P12 | PANEL 7 | PANEL 1 |  |  | 58 | ETHERNET
ES1/P13 | PANEL 8 | PANEL 1 |  |  | 61 | ETHERNET
ES1/P14 | PANEL 9 | PANEL 1 |  |  | 64 | ETHERNET
ES1/P15 | PANEL 2 | PANEL 1 |  |  | 43 | ETHERNET
ES1/P16 | PANEL 4 | PANEL 1 |  |  | 49 | ETHERNET
ES1/P17 | PANEL 3 | PANEL 1 |  |  | 46 | ETHERNET
ES1/P18 | PANEL 5 | PANEL 1 |  |  | 54 | ETHERNET
ES1/P19 | PANEL 11 | PANEL 1 |  |  | 70 | ETHERNET
ES1/P20 | PANEL 10 | PANEL 1 |  |  | 67 | ETHERNET
ES1/P21 | PANEL 17 | PANEL 1 |  |  | 73 | ETHERNET
ES1/P22 | PANEL 21 | PANEL 1 |  |  | 85 | ETHERNET
ES1/P23 | PANEL 19 | PANEL 1 |  |  | 79 | ETHERNET
ES2/P2 | PANEL 1 | PANEL 1 |  |  | 6 | ETHERNET
ES2/P5 | PANEL 1 | PANEL 1 |  |  | 6 | ETHERNET
ES2/P6 | PANEL 1 | PANEL 1 |  |  | 6 | ETHERNET
ES2/P7 | PANEL 1 | PANEL 1 |  |  | 6 | ETHERNET
ES2/P8 | PANEL 1 | PANEL 1 |  |  | 6 | ETHERNET
ES2/P9 | PANEL 14 | PANEL 1 |  |  | 79 | ETHERNET
ES2/PIO | PANEL 13 | PANEL 1 |  |  | 76 | ETHERNET
ES2/P11 | PANEL 6 | PANEL 1 |  |  | 55 | ETHERNET
ES2/P12 | PANEL 6 | PANEL 1 |  |  | 55 | ETHERNET
ES2/P13 | PANEL 6 | PANEL 1 |  |  | 66 | ETHERNET
ES2/P14 | PANEL 7 | PANEL 1 |  |  | 58 | ETHERNET
ES2/P15 | PANEL 7 | PANEL 1 |  |  | 58 | ETHERNET
ES2/P16 | PANEL 7 | PANEL 1 |  |  | 58 | ETHERNET
ES2/P17 | PANEL 8 | PANEL 1 |  |  | 61 | ETHERNET
ES2/P18 | PANEL 8 | PANEL 1 |  |  | 61 | ETHERNET
ES2/P19 | PANEL 9 | PANEL 1 |  |  | 64 | ETHERNET
ES2/P20 | PANEL 9 | PANEL 1 |  |  | 64 | ETHERNET
ES2/P21 | PANEL 9 | PANEL 1 |  |  | 64 | ETHERNET
ES2/P22 | PANEL 2 | PANEL 1 |  |  | 43 | ETHERNET
ES2/P23 | PANEL 2 | PANEL 1 |  |  | 43 | ETHERNET
ES2/P24 | PANEL 4 | PANEL 1 |  |  | 49 | ETHERNET
ES3/P5 | PANEL 1 | PANEL 1 |  |  | 6 | ETHERNET
ES3/P6 | PANEL 1 | PANEL 1 |  |  | 6 | ETHERNET
ES3/P7 | PANEL 1 | PANEL 1 |  |  | 6 | ETHERNET
ES3/P8 | PANEL 1 | PANEL 1 |  |  | 6 | ETHERNET
ES3/P9 | PANEL 15 | PANEL 1 |  |  | 67 | ETHERNET
ES3/P10 | PANEL 16 | PANEL 1 |  |  | 70 | ETHERNET
ES3/P11 | PANEL 27 | PANEL 1 |  |  | 98 | ETHERNET
ES3/P12 | PANEL 25 | PANEL 1 |  |  | 97 | ETHERNET
ES3/P13 | PANEL 28 | PANEL 1 |  |  | 95 | ETHERNET
ES3/P14 | PANEL 26 | PANEL 1 |  |  | 101 | ETHERNET
ES3/P15 | PANEL 24 | PANEL 1 |  |  | 94 | ETHERNET
ES3/P16 | PANEL 23 | PANEL 1 |  |  | 91 | ETHERNET
ES3/P17 | PANEL 12 | PANEL 1 |  |  | 73 | ETHERNET
ES3/P18 | PANEL 29 | PANEL 1 |  |  | 94 | ETHERNET
ES3/P19 | PANEL 29 | PANEL 1 |  |  | 94 | ETHERNET
ES4/P5 | PANEL 1 | PANEL 1 |  |  | 6 | ETHERNET
ES4/P6 | PANEL 1 | PANEL 1 |  |  | 6 | ETHERNET
ES4/P7 | PANEL 1 | PANEL 1 |  |  | 6 | ETHERNET
ES4/P8 | PANEL 1 | PANEL 1 |  |  | 6 | ETHERNET
ES4/P9 | PANEL 4 | PANEL 1 |  |  | 49 | ETHERNET
ES4/P10 | PANEL 3 | PANEL 1 |  |  | 46 | ETHERNET
ES4/P11 | PANEL 3 | PANEL 1 |  |  | 46 | ETHERNET
ES4/P12 | PANEL S | PANEL 1 |  |  | 52 | ETHERNET
ES4/P13 | PANEL 5 | PANEL 1 |  |  | 52 | ETHERNET
ES4/P14 | PANEL 5 | PANEL 1 |  |  | 52 | ETHERNET
ES4/P15 | PANEL 11 | PANEL 1 |  |  | 70 | ETHERNET
ES4/P16 | PANEL 11 | PANEL 1 |  |  | 70 | ETHERNET
ES4/P17 | PANEL 10 | PANEL 1 |  |  | 67 | ETHERNET
ES4/P18 | PANEL 10 | PANEL 1 |  |  | 67 | ETHERNET
ES4/P19 | PANEL 17 | PANEL 1 |  |  | 73 | ETHERNET
ES4/P20 | PANEL 17 | PANEL 1 |  |  | 73 | ETHERNET
ES4/P21 | PANEL 21 | PANEL 1 |  |  | 85 | ETHERNET
ES4/P22 | PANEL 21 | PANEL 1 |  |  | 85 | ETHERNET
ES4/P23 | PANEL 19 | PANEL 1 |  |  | 79 | ETHERNET
ES4/P24 | PANEL 19 | PANEL 1 |  |  | 79 | ETHERNET
ES5/P5 | PANEL 1 | PANEL 1 |  |  | 6 | ETHERNET
ES5/P6 | PANEL 1 | PANEL 1 |  |  | 6 | ETHERNET
ES5/P7 | PANEL 1 | PANEL 1 |  |  | 6 | ETHERNET
ES5/P8 | PANEL 1 | PANEL 1 |  |  | 6 | ETHERNET
ES5/P9 | PANEL 15 | PANEL 1 |  |  | 67 | ETHERNET
ES5/P10 | PANEL 16 | PANEL 1 |  |  | 70 | ETHERNET
ES5/P11 | PANEL 27 | PANEL 1 |  |  | 98 | ETHERNET
ES5/P12 | PANEL 27 | PANEL 1 |  |  | 98 | ETHERNET
ES5/P13 | PANEL 25 | PANEL 1 |  |  | 104 | ETHERNET
ES5/P14 | PANEL 25 | PANEL 1 |  |  | 104 | ETHERNET
ES5/P15 | PANEL 28 | PANEL 1 |  |  | 95 | ETHERNET
ES5/P16 | PANEL 28 | PANEL 1 |  |  | 95 | ETHERNET
ES5/P17 | PANEL 26 | PANEL 1 |  |  | 101 | ETHERNET
ES5/P18 | PANEL 26 | PANEL 1 |  |  | 101 | ETHERNET
ES5/P19 | PANEL 24 | PANEL 1 |  |  | 94 | ETHERNET
ES5/P20 | PANEL 24 | PANEL 1 |  |  | 94 | ETHERNET
ES5/P21 | PANEL 18 | PANEL 1 |  |  | 76 | ETHERNET
ES5/P22 | PANEL 22 | PANEL 1 |  |  | 88 | ETHERNET
ES5/P23 | PANEL 20 | PANEL 1 |  |  | 82 | ETHERNET
DFR | COM RACK | PANEL 1 |  |  | 51 | ETHERNET
DFR-ES/PI | PANEL 1 | PANEL 1 |  |  | 6 | ETHERNET
DFR-ES/P2 | PANEL 1 | PANEL 1 |  |  | 6 | ETHERNET
DFR-ES/P3 | PANEL 2 | PANEL 1 |  |  | 43 | ETHERNET
DFR-ES/P4 | PANEL 3 | PANEL 1 |  |  | 46 | ETHERNET
DFR-ES/P5 | PANEL 4 | PANEL 1 |  |  | 49 | ETHERNET
DFR-ES/P6 | PANEL 5 | PANEL 1 |  |  | 52 | ETHERNET
DFR-ES/P7 | PANEL 6 | PANEL 1 |  |  | 55 | ETHERNET
DFR-ES/P8 | PANEL 7 | PANEL 1 |  |  | 58 | ETHERNET
DFR-ES/P9 | PANEL 8 | PANEL 1 |  |  | 61 | ETHERNET
DFR-ES/P10 | PANEL 9 | PANEL 1 |  |  | 64 | ETHERNET
DFR-ES/P11 | PANEL 28 | PANEL 1 |  |  | 95 | ETHERNET
DFR-ES/P12 | PANEL 27 | PANEL 1 |  |  | 98 | ETHERNET
DFR-ES/P13 | PANEL 26 | PANEL 1 |  |  | 101 | ETHERNET
DFR-ES/P14 | PANEL 25 | PANEL 1 |  |  | 97 | ETHERNET
DFR-ES/P15 | PANEL 21 | PANEL 1 |  |  | 85 | ETHERNET
DFR-ES/P16 | PANEL 19 | PANEL 1 |  |  | 79 | ETHERNET
DFR-ES/P17 | PANEL 17 | PANEL 1 |  |  | 73 | ETHERNET
DFR-ES/P18 | PANEL 1 | PANEL 1 |  |  | 6 | ETHERNET
DFRIRIG/P1-1 | PANEL 1 | PANEL 1 |  |  | 6 | COAXIAL
DFRIRIG/P1-2 | PANEL 1 | PANEL 1 |  |  | 6 | COAXIAL
DFRIRIG/P2-1 | PANEL 2 | PANEL 1 |  |  | 43 | COAXIAL
DFRIRIG/P3-1 | PANEL 3 | PANEL 2 |  |  | 43 | COAXIAL
DFRIRIG/P4-1 | PANEL 4 | PANEL 3 |  |  | 43 | COAXIAL
DFRIRIG/P5-1 | PANEL S | PANEL 4 |  |  | 43 | COAXIAL
DFRIRIG/P6-1 | PANEL 6 | PANEL 5 |  |  | 43 | COAXIAL
DFRIRIG/P7-1 | PANEL 7 | PANEL 6 |  |  | 43 | COAXIAL
DFRIRIG/P8-1 | PANEL 8 | PANEL 7 |  |  | 43 | COAXIAL
DFRIRIG/P9-1 | PANEL 9 | PANEL 8 |  |  | 43 | COAXIAL
DFRIRIG/P17-1 | PANEL 1 | PANEL 17 |  |  | 73 | COAXIAL
DFRIRIG/P19-1 | PANEL 17 | PANEL 19 |  |  | 46 | COAXIAL
DFRIRIG/P21-1 | PANEL 19 | PANEL 21 |  |  | 46 | COAXIAL
DFRIRIG/P2S-1 | PANEL 21 | PANEL 25 |  |  | 52 | COAXIAL
DFRIRIG/P26-1 | PANEL 25 | PANEL 26 |  |  | 43 | COAXIAL
DFRIRIG/P27-1 | PANEL 26 | PANEL 27 |  |  | 43 | COAXIAL
DFRIRIG/P28-1 | PANEL 27 | PANEL 28 |  |  | 43 | COAXIAL
RLYIRIG/P2-1 | PANEL 2 | PANEL 1 |  |  | 43 | COAXIAL
RLYIRIG/P2-2 | PANEL 2 | PANEL 1 |  |  | 43 | COAXIAL
RLYIRIG/P2-3 | PANEL 2 | PANEL 2 |  |  | 6 | COAXIAL
RLYIRIG/P3-1 | PANEL 3 | PANEL 2 |  |  | 43 | COAXIAL
RLYIRIG/P3-2 | PANEL 3 | PANEL 2 |  |  | 43 | COAXIAL
RLYIRIG/P3-3 | PANEL 3 | PANEL 3 |  |  | 6 | COAXIAL
RLYIRIG/P4-1 | PANEL 4 | PANEL 3 |  |  | 43 | COAXIAL
RLYIRIG/P4-2 | PANEL 4 | PANEL 3 |  |  | 43 | COAXIAL
RLYIRIG/P4-3 | PANEL 4 | PANEL 4 |  |  | 6 | COAXIAL
RLYIRIG/P5-1 | PANEL 5 | PANEL 4 |  |  | 43 | COAXIAL
RLYIRIG/P5-2 | PANEL 5 | PANEL 4 |  |  | 43 | COAXIAL
RLYIRIG/P5-3 | PANEL 5 | PANEL 5 |  |  | 6 | COAXIAL
RLYIRIG/P5-4 | PANEL 5 | PANEL 5 |  |  | 6 | COAXIAL
RLYIRIG/P6-1 | PANEL 6 | PANEL 5 |  |  | 43 | COAXIAL
RLYIRIG/P6-2 | PANEL 6 | PANEL 1 |  |  | 55 | COAXIAL
RLYIRIG/P6-3 | PANEL 6 | PANEL 6 |  |  | 6 | COAXIAL
RLYIRIG/P6-4 | PANEL 6 | PANEL 6 |  |  | 6 | COAXIAL
RLYIRIG/P7-1 | PANEL 7 | PANEL 6 |  |  | 43 | COAXIAL
RLYIRIG/P7-2 | PANEL 7 | PANEL 6 |  |  | 43 | COAXIAL
RLYIRIG/P7-3 | PANEL 7 | PANEL 7 |  |  | 6 | COAXIAL
RLYIRIG/P7-4 | PANEL 7 | PANEL 7 |  |  | 6 | COAXIAL
RLYIRIG/P8-1 | PANEL 8 | PANEL 7 |  |  | 43 | COAXIAL
RLYIRIG/P8-2 | PANEL 8 | PANEL 7 |  |  | 43 | COAXIAL
RLYIRIG/P8-3 | PANEL 8 | PANEL 8 |  |  | 6 | COAXIAL
RLYIRIG/P9-1 | PANEL 9 | PANEL 8 |  |  | 43 | COAXIAL
RLYIRIG/P9-2 | PANEL 9 | PANEL 1 |  |  | 64 | COAXIAL
RLYIRIG/P9-3 | PANEL 9 | PANEL 9 |  |  | 6 | COAXIAL
RLYIRIG/P9-4 | PANEL 9 | PANEL 9 |  |  | 6 | COAXIAL
RLYIRIG/P10-1 | PANEL 10 | PANEL 1 |  |  | 67 | COAXIAL
RLYIRIG/P10-2 | PANEL 10 | PANEL 9 |  |  | 43 | COAXIAL
RLYIRIG/P10-3 | PANEL 10 | PANEL 10 |  |  | 6 | COAXIAL
RLYIRIG/P11-1 | PANEL 11 | PANEL 10 |  |  | 43 | COAXIAL
RLYIRIG/P11-2 | PANEL 11 | PANEL 10 |  |  | 43 | COAXIAL
RLYIRIG/P11-3 | PANEL 11 | PANEL 11 |  |  | 6 | COAXIAL
RLYIRIG/P12-1 | PANEL 12 | PANEL 11 |  |  | 43 | COAXIAL
RLYIRIG/P13-1 | PANEL 13 | PANEL 11 |  |  | 46 | COAXIAL
RLYIRIG/P13-2 | PANEL 13 | PANEL 1 |  |  | 73 | COAXIAL
RLYIRIG/P14-1 | PANEL 14 | PANEL 13 |  |  | 43 | COAXIAL
RLYIRIG/P14-2 | PANEL 14 | PANEL 13 |  |  | 43 | COAXIAL
RLYIRIG/P15-1 | PANEL 15 | PANEL 1 |  |  | 67 | COAXIAL
RLYIRIG/P15-2 | PANEL 15 | PANEL 1 |  |  | 67 | COAXIAL
RLYIRIG/P16-1 | PANEL 16 | PANEL 15 |  |  | 43 | COAXIAL
RLYIRIG/P16-2 | PANEL 16 | PANEL 15 |  |  | 43 | COAXIAL
RLYIRIG/P17-1 | PANEL 17 | PANEL 16 |  |  | 43 | COAXIAL
RLYIRIG/P17-2 | PANEL 17 | PANEL 16 |  |  | 43 | COAXIAL
RLYIRIG/P17-3 | PANEL 17 | PANEL 17 |  |  | 6 | COAXIAL
RLYIRIG/P18-1 | PANEL 18 | PANEL 17 |  |  | 43 | COAXIAL
RLYIRIG/P19-1 | PANEL 19 | PANEL 17 |  |  | 46 | COAXIAL
RLYIRIG/P19-2 | PANEL 19 | PANEL 1 |  |  | 79 | COAXIAL
RLYIRIG/P19-3 | PANEL 19 | PANEL 19 |  |  | 6 | COAXIAL
RLYIRIG/P20-1 | PANEL 20 | PANEL 19 |  |  | 43 | COAXIAL
RLYIRIG/P21-1 | PANEL 21 | PANEL 19 |  |  | 46 | COAXIAL
RLYIRIG/P21-2 | PANEL 21 | PANEL 21 |  |  | 6 | COAXIAL
RLYIRIG/P21-3 | PANEL 21 | PANEL 20 |  |  | 43 | COAXIAL
RLYIRIG/P22-1 | PANEL 22 | PANEL 1 |  |  | 88 | COAXIAL
RLYIRIG/P23-1 | PANEL 23 | PANEL 22 |  |  | 43 | COAXIAL
RLYIRIG/P24-1 | PANEL 24 | PANEL 25 |  |  | 43 | COAXIAL
RLYIRIG/P24-2 | PANEL 24 | PANEL 23 |  |  | 43 | COAXIAL
RLYIRIG/P24-3 | PANEL 24 | PANEL 23 |  |  | 43 | COAXIAL
RLYIRIG/P25-1 | PANEL 25 | PANEL 26 |  |  | 43 | COAXIAL
RLYIRIG/P25-2 | PANEL 25 | PANEL 26 |  |  | 43 | COAXIAL
RLYIRIG/P25-3 | PANEL 25 | PANEL 25 |  |  | 6 | COAXIAL
RLYIRIG/P26-1 | PANEL 26 | PANEL 27 |  |  | 43 | COAXIAL
RLYIRIG/P26-2 | PANEL 26 | PANEL 1 |  |  | 100 | COAXIAL
RLYIRIG/P26-3 | PANEL 26 | PANEL 26 |  |  | 6 | COAXIAL
RLYIRIG/P27-1 | PANEL 27 | PANEL 28 |  |  | 43 | COAXIAL
RLYIRIG/P27-2 | PANEL 27 | PANEL 28 |  |  | 43 | COAXIAL
RLYIRIG/P27-3 | PANEL 27 | PANEL 27 |  |  | 6 | COAXIAL
RLYIRIG/P28-1 | PANEL 28 | PANEL 1 |  |  | 106 | COAXIAL
RLYIRIG/P28-2 | PANEL 28 | PANEL 29 |  |  | 43 | COAXIAL
RLYIRIG/P28-3 | PANEL 28 | PANEL 28 |  |  | 6 | COAXIAL
RLYIRIG/P29-1 | PANEL 29 | PANEL 1 |  |  | 109 | COAXIAL
RLYIRIG/P29-2 | PANEL 29 | PANEL 29 |  |  | 6 | COAXIAL
ES1ES2/F01 | PANEL 1 | PANEL 1 |  |  | 6 | FIBER
ES1ES3/F01 | PANEL 1 | PANEL 1 |  |  | 6 | FIBER
ES1ES5/F01 | PANEL 1 | PANEL 1 |  |  | 6 | FIBER
ES2ES4/F01 | PANEL 1 | PANEL 1 |  |  | 6 | FIBER
87L-832/F01 | PANEL 27 | COM RACK |  |  | 101 | FIBER
87L-832/F02 | PANEL 27 | COM RACK |  |  | 101 | FIBER
21L-832/F01 | PANEL 27 | COM RACK |  |  | 101 | FIBER
21L-832/F02 | PANEL 27 | COM RACK |  |  | 101 | FIBER
87L-835/F01 | PANEL 25 | COM RACK |  |  | 95 | FIBER
87L-835/F02 | PANEL 25 | COM RACK |  |  | 95 | FIBER
21L-835/F02 | PANEL 25 | COM RACK |  |  | 95 | FIBER
21L-835/F01 | PANEL 25 | COM RACK |  |  | 95 | FIBER
87L-837/F01 | PANEL 28 | COM RACK |  |  | 105 | FIBER
87L-837/F02 | PANEL 28 | COM RACK |  |  | 105 | FIBER
21L-837/F02 | PANEL 28 | COM RACK |  |  | 105 | FIBER
21L-837/F01 | PANEL 28 | COM RACK |  |  | 105 | FIBER
87L-838/F01 | PANEL 26 | COM RACK |  |  | 111 | FIBER
87L-838/F02 | PANEL 26 | COM RACK |  |  | 111 | FIBER
21L-838/F02 | PANEL 26 | COM RACK |  |  | 111 | FIBER
21L-838/F01 | PANEL 26 | COM RACK |  |  | 111 | FIBER
87L-921/F01 | PANEL 6 | COM RACK |  |  | 66 | FIBER
87L-921/F02 | PANEL 6 | COM RACK |  |  | 66 | FIBER
21L-921/F02 | PANEL 6 | COM RACK |  |  | 66 | FIBER
21L-921/F01 | PANEL 6 | COM RACK |  |  | 66 | FIBER
87L-927/F01 | PANEL 7 | COM RACK |  |  | 69 | FIBER
87L-927/F02 | PANEL 7 | COM RACK |  |  | 69 | FIBER
21L-927/F02 | PANEL 7 | COM RACK |  |  | 69 | FIBER
21L-927/F01 | PANEL 7 | COM RACK |  |  | 69 | FIBER
87L-928/F01 | PANEL 8 | COM RACK |  |  | 72 | FIBER
87L-928/F02 | PANEL 8 | COM RACK |  |  | 72 | FIBER
21L-928/F02 | PANEL 8 | COM RACK |  |  | 72 | FIBER
21L-928/F01 | PANEL 8 | COM RACK |  |  | 72 | FIBER
87L-936/F01 | PANEL 9 | COM RACK |  |  | 75 | FIBER
21L-936/F02 | PANEL 9 | COM RACK |  |  | 75 | FIBER
21L-936/F01 | PANEL 9 | COM RACK |  |  | 75 | FIBER
87L-936/F02 | PANEL 9 | COM RACK |  |  | 75 | FIBER
87L-940/F01 | PANEL 2 | COM RACK |  |  | 54 | FIBER
87L-940/F02 | PANEL 2 | COM RACK |  |  | 54 | FIBER
21L-940/F02 | PANEL 2 | COM RACK |  |  | 54 | FIBER
21L-940/F01 | PANEL 2 | COM RACK |  |  | 54 | FIBER
87L-941/F01 | PANEL 4 | COM RACK |  |  | 60 | FIBER
87L-941/F02 | PANEL 4 | COM RACK |  |  | 60 | FIBER
21L-941/F02 | PANEL 4 | COM RACK |  |  | 60 | FIBER
21L-941/F01 | PANEL 4 | COM RACK |  |  | 60 | FIBER
87L-944/F01 | PANEL 3 | COM RACK |  |  | 54 | FIBER
87L-944/F02 | PANEL 3 | COM RACK |  |  | 54 | FIBER
21L-944/F02 | PANEL 3 | COM RACK |  |  | 54 | FIBER
21L-944/F01 | PANEL 3 | COM RACK |  |  | 54 | FIBER
87L-947/F01 | PANEL 5 | COM RACK |  |  | 63 | FIBER
87L-947/F02 | PANEL 5 | COM RACK |  |  | 63 | FIBER
21L-947/F02 | PANEL 5 | COM RACK |  |  | 63 | FIBER
21L-947/F01 | PANEL 5 | COM RACK |  |  | 63 | FIBER