## Bid Workbook
Appendix B - Response Workbook for 1412048646 IFB Pole Line Hardware for JEA Inventory
Vendor Name:
| Instructions: Only the approved manufacturers and part numbers specified in Columns D and E will be accepted and no substitute products will be allowed. You must quote one of the options from Columns D and E and indicate the item you are bidding by using the drop down box contained in each cell within Column F. The lead-time entered in Column H must be the number of calendar days after receipt of order that JEA will receive the material, not the number of days to ship. This should be as number of days, do not quote a range. Any blanks left on the workbook will be considered to be a "no bid." Your quoted unit price must be listed in Column G. If quoting multiple manufacturers, please submit addtional sheet. If estimated usage is zero, please continue to provide price/ea for a minimum order in case our demand picks up. | [14 empty] | Total Five (5) Year Proposed Bid Price | 0
JEA Item ID | Item Description | UOM | Mfg Name | Mfg Part Number | Vendor Quoted MFG/PN from DROPDOWN | Vendor Quoted Unit Price (Unit must match UOM in Column C) For EA please quote price for individual piece (Ex. 1 bolt or 1 connector) | Lead Time in Calendar Days After Receipt of Order | Country of Origin (COO) Only requested for Vital List Items | Contractural Minimum Quantities, if applicable | JEA Current Carton Count (Lot Multiplier) | Supplier Quoted Carount Count Qty (Lot Multiplier) | Can Item Be Purchased in Partial Carton Count Qty? Y or N | Mandatory Stocking Requirements | Vital List | Storm Item | Five (5) Year Total Demand | Extended Five (5) Year Price
Example | Widget | EA | Manufacturer ABC | 1234 | Manufacturer ABC | 0.1 | 14 | USA | 100 | 10 | 20 | N | 0 | N | N | 10000 | 1000
Example 2 | Wdiget B | EA | Manufacturer ABC | 4567 | Manufacturer ABC | 0.2 | 21 | USA | 0 | 20 | 20 | Y | 0 | N | N | 1000 | 200
ACPEM015 | COMPRESSOR, AIR, 190 PSI, JENNY(EMGLO) FW60T, FOR WH SF6 GCB, TYPE 690SP40, S/N 3-67Y1377, I.B. 33-570-BM-1, | EA | ABB POWER T & D EMGLO PRODUCTS CORP. SIEMENS | 266C488H01 FW60T 72-181-783-801 | [5 empty] | 1 |  |  | 0 | N | N | 11 | 0
ADCAD001 | SPRAY ADHESIVE, SUPER 77, GENERAL PURPOSE, 24 FLUID OZ, AEROSOL CAN, CLEAR. | EA | GRAINGER | 3MA23 | [5 empty] | 1 |  |  | 0 | N | N | 1 | 0
ADCCE002 | POLECRETE STABILIZER, 1 GALLON KIT, 2.5 CU.FT. POLE SETTING FOAM | EA | RAINBOW | 79705 | [5 empty] | 1 |  |  | 0 | N | N | 1 | 0
ADCFO501 | SEALANT, FOAM, QUICK SEAL EXPANDING FOAM, 16OZ AEROSOL CAN | EA | AMERICAN POLYWATER CORP. | AFT-16 | [5 empty] | 15 |  |  | 0 | N | N | 90 | 0
ADCMI004 | LUBRICANT, CABLE PULLING, PACKED IN (10) ONE-HALF (1/2) GL POLY BAGS AND ASSEMBLED IN A 5 GL PAIL,( 1 EACH = 10 - 1/2 GL BAGS IN A 5 GL PAIL) EXPIRATION DATE MUST APPEAR ON EACH INDIVIDUAL ITEM | EA | AMERICAN POLYWATER CORP. ARNCO INC. CONDUX LPS LABORATORIES RAINBOW | J-110 HL-F200-BPHS 80875-10 61110-LUBRICANT 8288 | [5 empty] | 10 |  |  | 0 | N | N | 450 | 0
ADCMI006 | POWER PATCH; ONE SEALED BAG WITH 2-PART SEALANT (PART A & B), PUTTY STICK (1-3/4"), 2 TYPE TR CLEANING AND PREPARATION WIPES, 12" SANDPAPER STRIP, 2 MIXING STICKS, 1 PAIR GLOVES, AND INSTRUCTIONS. | EA | POLYWATER | EP-KIT11 | [5 empty] | 1 |  |  | 0 | N | N | 36 | 0
ADCMI007 | COMPOUND, INHIBITOR, 4-OZ SQUEEZE BOTTLE | EA | BURNDY CORP. CMC/BARFIELD MANUFACTURING ITT BLACKBURN KEARNEY UTILCO | PENA 13-4 COMF CO-OX-4 CTB 30584-1 DE-OX | [5 empty] | 12 |  |  | 0 | N | N | 4776 | 0
ADCVF001 | COMPOUND, VOID FILLING, 1 LB TUBE | EA | AFL | AFC10T | [5 empty] | 1 |  |  | 0 | N | N | 359 | 0
ADPCA002 | ADAPTER, 350 MCM 28KV & 750 MCM 15KV CABLE SLEEVE, FOR 600 AMP RATED TERMINATIONS | EA | COOPER POWER SYSTEMS ELASTIMOLD ITT BLACKBURN RICHARDS MFG. CO. | CA625EE 655CA-L TA65CJA 655CA-L | [5 empty] | 1 |  |  | 0 | N | N | 1 | 0
ADPCA005 | ADAPTER, 500MCM CABLE SLEEVE, FOR 600AMP RATED TERMINATIONS | EA | ELASTIMOLD RICHARDS MFG. CO. | 655CAK 655CA-K | [5 empty] | 1 |  |  | 0 | N | N | 1 | 0
ADPCA010 | ADAPTER, 1/O CABLE SLEEVE, FOR 600 AMP RATED TERMINATIONS | EA | ELASTIMOLD RICHARDS MFG. CO. | 655CA-J 655CA-J | [5 empty] | 50 |  |  | 0 | N | N | 1 | 0
ADPCG001 | ADAPTER, CABLE GUARD, 6" X 5" | EA | CUSTOM PLASTICS, INC. ELECTRICAL MATERIALS CO. | CPI-96500 PEAD5-6V | [5 empty] | 4 |  |  | 0 | Y | Y | 32 | 0
ADPCG002 | ADAPTER, CABLE GUARD, 4" X 3" | EA | CUSTOM PLASTICS, INC. ELECTRICAL MATERIALS CO. | CPI-94300 PEAD3-4P | [5 empty] | 30 |  |  | 0 | N | N | 300 | 0
ADPCG003 | ADAPTER, CABLE GUARD, UP TO 6" CONDUIT TO 5" RISER | EA | ELECTRICAL MATERIALS CO. | PEAD5-6P | [5 empty] | 1 |  |  | 0 | Y | Y | 19 | 0
ADPCG004 | ADAPTER, CABLE GUARD, VENTILATOR FITTING SIZE 2" / 3" X 4" | EA | ELECTRICAL MATERIALS CO. | PEAD2-6V | [5 empty] | 10 |  |  | 0 | N | N | 380 | 0
ADPCG006 | ADAPTER, CABLE GUARD, VENTILATOR FITTING SIZE 6" X 6" | EA | ELECTRICAL MATERIALS CO. | PEAD6-6V | [5 empty] | 1 |  |  | 0 | Y | Y | 1 | 0
ADPCG007 | ADAPTER, CABLE GUARD, VENTILATOR FITTING SIZE 6" X 8" | EA | ELECTRICAL MATERIALS CO. | PEAD6-8PV | [5 empty] | 1 |  |  | 0 | Y | Y | 7 | 0
ADPCN001 | ADAPTER, TRANSFORMER CONNECTOR, BOLTED, USED WITH ITEM "CNNTS002", 5/8"-1" | EA | CONNECTOR MANUFACTURING CO. ELECTRICAL SPECIALTY PRODUCTS PLP POLARIS UTILCO | CMC-AD158 RA158 RA158 PTA1000 A6600 | [5 empty] | 24 |  |  | 0 | N | N | 600 | 0
ADPCT001 | ADAPTER, CLAMP-TOP, CONVERT 2-HOLE BLADE TO CLAMP-TOP POST TO BE USED WITH 69KV, AND 138KV SYNTHETIC POST INSULATORS. (STD PKG IS 25 EACH) | EA | CONTINENTAL ELECTRIC OHIO BRASS | PITA-250 271630-3001 | [5 empty] | 25 |  |  | 0 | N | N | 1 | 0
ADPPI001 | HORIZONTAL LINE POST ADAPTOR PLATE TO PREVENT CONDUCTOR FROM CONTACTING INSULATOR SHEDS. | EA | BETHEA POWER PRODUCTS | C-7689-1 | [5 empty] | 1 |  |  | 0 | N | N | 14 | 0
ADPTU001 | ADAPTER, TRUNNION, ALUMINUM, 2800# RATED STRENGTH | EA | RELIABLE POWER PRODUCTS | AD-P | [5 empty] | 100 |  |  | 0 | N | N | 1 | 0
ANCAE006 | ADAPTER, ANCHOR, TRIPLEYE, 18" LENGTH, 2.00" SQUARE SHAFT, 16000 FT-LBS TORQUE, 150000-LBS MIN ULTIMATE TENSION | EA | HUBBELL POWER SYSTEMS, INC. | T110-0629 | [5 empty] | 1 |  |  | 0 | N | N | 1 | 0
ANCBA008 | ANCHOR BASE, CONCRETE, 30" DIA X 48" HEIGHT, 13.5" BOLT CIRCLE DIAMETER WITH 1" BOLTS. SHIP ON OPEN FLATBED TRUCK. | EA | LINDSAY/SOUTHERN PRE-CAST | OBD | [5 empty] | 1 |  |  | 0 | N | N | 4 | 0
ANCEX002 | EXTENSION, ANCHOR, GALVANIZED, 1-1/2" SQ SHAFT SIZE X 3-1/2' LENGTH, MULTI-HELIX TYPE, SHIP ON OPEN FLATBED ONLY! | EA | ALLIED CHANCE JOSLYN HI-VOLTAGE CORP. MACLEAN POWER SYSTEMS SALCO | 3560 12655 J23378.3 D-6616-U S7E42 | [5 empty] | 1 |  |  | 0 | N | N | 1052 | 0
ANCEX003 | EXTENSION, ANCHOR, GALVANIZED, 1-1/2" SQ SHAFT SIZE X 5' LENGTH, MULTI-HELIX TYPE, SHIP ON OPEN FLATBED ONLY! | EA | ALLIED CHANCE JOSLYN HI-VOLTAGE CORP. MACLEAN POWER SYSTEMS SALCO | 3561 12656 J23378.5 D-6620-U S7E60 | [5 empty] | 10 |  |  | 0 | N | N | 2960 | 0
ANCEX004 | EXTENSION, ANCHOR, GALVANIZED, 1-1/4" ROUND SHAFT SIZE X 2' LENGTH, SCREW TYPE TRIPLEYE INCLUDED | EA | HUBBELL POWER SYSTEMS, INC. | 4022 | [5 empty] | 1 |  |  | 0 | N | N | 17 | 0
ANCEX005 | EXTENSION, ANCHOR, 22200, 58" X 2.00" SQUARE SHAFT | EA | CHANCE | C110-0564 | [5 empty] | 1 |  |  | 0 | N | N | 1 | 0
ANCMS002 | ANCHOR, SCREW, MULTI-HELIX, 10"/11.3" X 5' X 1-1/2" SQUARE SHAFT, WITH TRIPLEYE AND COUPLING ASSEMBLY "ATTACHED" HOT DIPPED GALVANIZED, SHIP ON OPEN FLATBED ONLY! | EA | ALLIED BOLT, INC. CHANCE MACLEAN POWER SYSTEMS SALCO | 3582+3567 12654-3EJ D-6634-TU S742U1012T | [5 empty] | 25 |  |  | 0 | N | N | 1050 | 0
ANCMS003 | ANCHOR, SCREW, MULTI-HELIX, 10"/11.3"/ 13.5" HELIX DIA X 7-1/2' LENGTH X 1-1/2" SQUARE SHAFT WITH TRIPLEYE AND COUPLING "ATTACHED" HOT DIPPED GALVANIZED, SHIP ON OPEN FLATBED ONLY! | EA | ALLIED CHANCE JOSLYN HI-VOLTAGE CORP. MACLEAN POWER SYSTEMS SALCO | 3555 & 3567 12654-3EJN J23383CA.3 D-6637-TU S784U101214T | [5 empty] | 20 |  |  | 0 | N | N | 120 | 0
ANCMS005 | ANCHOR, 2" SQUARE SHAFT, 15,000# TORQUE, 6" X 8" X 10" | EA | CHANCE | C110-0569 | [5 empty] | 1 |  |  | 0 | N | N | 1 | 0
ANCSD001 | ANCHOR, CONCRETE, STAINLESS STEEL TRUBOLT TYPE 304, 1/2" DIA - 13 THREADS/INCH, 2-1/4 INCH THREAD LENGTH, OVERALL LENGTH 3-3/4" | EA | ITW RAMSET | WW1236 | [5 empty] | 150 |  |  | 0 | N | N | 15900 | 0
ANCSS002 | ANCHOR, SCREW, SINGLE-HELIX, GALVANIZED 10" X 8' X 1-1/4", SHIP ON OPEN FLATBED ONLY! | EA | ACTION MANUFACTURING ALLIED CHANCE KNIGHT MACLEAN POWER SYSTEMS MC GRAW EDISON SALCO UTILITIES SERVICE | AMI-6550 1169 10148 GSA5496-10 J6550WCA DA4N2 NW1259610 C10148 | [5 empty] | 1 |  |  | 0 | Y | Y | 2095 | 0
ANCST001 | ANCHOR, STUD, 1/4" STUD SIZE | EA | ITW RAMSET WORLD ELECTRIC SUPPLY | WW1422 PWF-07302 | [5 empty] | 1000 |  |  | 0 | Y | Y | 20000 | 0
ARMST015 | ARM, STEEL PHASE CONDUCTOR, 11'-3" LENGTH X 2' RISE, "SUPPLIED WITH 1-1/4" HOLE IN LINE END BRACKET FOR MOUNTING OF PHASE CONDUCTOR PROVISIONS", SHIP ON OPEN FLATBED ONLY! | EA | HUGHES BROTHERS | C4802-JEA-11.0G | [5 empty] | 1 |  |  | 0 | N | N | 150 | 0
ARMST020 | ARM, STEEL SHIELD WIRE, 18" LENGTH x 5" RISE, "SUPPLIED WITH 9/16" & 1-1/4" HOLES IN LINE END OF BRACKET FOR MOUNTING OF SHIELD WIRE PROVISIONS AND FLAT BASE PLATE WITH 7"x5" BOLT SPACING ON TOWER END". | EA | HUGHES BROTHERS | C4802-JEA-SW | [8 empty] | 0 | N | N | 1 | 0
ARMST021 | ARM, STEEL PHASE CONDUCTOR, 6.5' LENGTH X 1'-10" RISE, "SUPPLIED WITH 1-1/4" HOLE IN LINE END OF BRACKET FOR MOUNTING OF PHASE CONDUCTOR PROVISIONS AND FLAT BASE PLATE WITH 9"x7" BOLT SPACING ON TOWER END", SHIP ON OPEN FLATBED ONLY! | EA | HUGHES BROTHERS | C4775-W | [8 empty] | 0 | N | N | 1 | 0
ARREL001 | ARRESTER, ELBOW, 21 KV, METAL OXIDE VARRISTER | EA | COOPER POWER ELASTIMOLD ELASTIMOLD HUBBELL MACLEAN POWER SYSTEMS | 3238019C21M 273ESA-21 273ESA211BX 225ELA21 8132B0021J001 | [5 empty] | 1 |  |  | 300 | Y | N | 3697 | 0
ARREL002 | ARRESTER, ELBOW, 9 KV, 13.2KV CLASS, MOV LOADBREAK | EA | COOPER POWER ELASTIMOLD HUBBELL | 3238019C09M 273ESA-10 225ELA10 | [5 empty] | 1 |  |  | 0 | N | N | 230 | 0
ARREL003 | ARRESTER, ELBOW, 3KV, MCOV FOR 2.4/4.16Y NORMAL, 25KV ANSI/IEEE INTERFACE | EA | COOPER POWER ELASTIMOLD HUBBELL | 3238019C03M 273ESA-3 225ELA03 | [5 empty] | 5 |  |  | 0 | N | N | 25 | 0
ARRLI001 | ARRESTER, LIGHTNING, 3 KV, DISTRIBUTION CLASS (MOV) WITHOUT MOUNTING BRACKET, 2.4/4.16 NOMINAL VOLTAGE | EA | COOPER POWER SYSTEMS GENERAL ELECTRIC CO. MACLEAN POWER SYSTEMS OHIO BRASS | UHS03030B1A1A1A 9L23AXX403XHS ZHP003-0000000-0L 213703-7214 | [5 empty] | 1 |  |  | 0 | Y | N | 164 | 0
ARRLI002 | ARRESTER, LIGHTNING, 10 KV, DISTRIBUTION CLASS (MOV) WITHOUT MOUNTING BRACKET, 7.62/13.2Y NOMINAL VOLTAGE | EA | COOPER POWER SYSTEMS GENERAL ELECTRIC CO. MACLEAN POWER SYSTEMS OHIO BRASS | UHS10050B1A1A1A 9L23AXX410XHS ZHP010-0000000-0L 213709-7214 | [5 empty] | 1 |  |  | 0 | Y | N | 448 | 0
ARRLI003 | ARRESTER, LIGHTNING, 18 KV, DISTRIBUTION CLASS AND RISER POLE (MOV) WITHOUT MOUNTING BRACKET, 15.2/26.4Y NOMINAL VOLTAGE | EA | COOPER POWER SYSTEMS | URT18090B1A1A1A | [5 empty] | 1 |  |  | 0 | Y | Y | 24749 | 0
ARRLI008 | ARRESTER, LIGHTNING, 3 KV, RISER POLE (MOV) 2.4 / 4.16 NOMINAL VOLTAGE, WITHOUT MOUNTING BRACKET, WITH ANIMIAL GUARD (JEA SPECIFICATION REQUIRED) | EA | GENERAL ELECTRIC CO. MACLEAN POWER SYSTEMS OHIO BRASS | 9L27HXX403XHS ZRP003-0000000 221603-7214 | [5 empty] | 32 |  |  | 0 | N | N | 352 | 0
ARRLI011 | ARRESTER, LIGHTNING, 10 KV, RISER POLE (MOV) 7.62 / 13.2Y NOMINAL VOLTAGE, WITHOUT MOUNTING BRACKET, (JEA SPECIFICATION REQUIRED) | EA | COOPER POWER SYSTEMS GENERAL ELECTRIC CO. MACLEAN POWER SYSTEMS OHIO BRASS | URT10050B1A1A1A 9L27HXX010XHS ZRP010-0000000 221609-7214 | [5 empty] | 1 |  |  | 0 | N | N | 296 | 0
ARRLI013 | ARRESTER, LIGHTNING, 21 KV, FOR INSTALLATION IN SWITCHGEAR 15.2/26.4Y NOMINAL VOLTAGE | EA | CKE INC. COOPER POWER SYSTEMS GENERAL ELECTRIC CO. MACLEAN POWER SYSTEMS OHIO BRASS | CK10W-21/59.5 UHS21090B0D0A1A 9L23AXX021XHS ZHP021-3000003 213717-7202 | [5 empty] | 1 |  |  | 0 | N | N | 1 | 0
ARRST001 | SURGE VOLTAGE LIMITER, REBUILD KIT FOR TE-RAYCHEM HIGH VOLTAGE LINK BOX USED WITH UNDERGROUND 69KV, CONTAINS: (3) 4KV UR CLASS-2 SVL, (7) ENTRY PORT SEALS, (7) 4/0-500 KCMIL SHEAR BOLT LUGS, (1) LID SEAL | EA | TYCO/RAYCHEM | HVLB-SVL-KIT-6-4KV-C2-S2 | [5 empty] | 1 |  |  | 0 | N | N | 1 | 0
ARRST003 | ARRESTER, SURGE, STATION CLASS, RATED 3 KV, RATED 2.55 KV MCOV, POLYMER CONSTRUCTION FOR SUBSTATION 4 KV TRANSFORMERS & BUS ***MUST COMPLY WITH IEEE STANDARD C62.11-1993*** | EA | ABB POWER T & D COOPER POWER SYSTEMS GENERAL ELECTRIC CO. HUBBELL | Q003SA002A UHAA003002A0845A11 9L11XPA003AS EVP0003003001 | [5 empty] | 3 |  |  | 0 | N | N | 3 | 0
ARRST013 | ARRESTER, SURGE, STATION CLASS, RATED 15 KV, RATED 12.7 KV MCOV, POLYMER CONSTRUCTION FOR SUBSTATION 13.2 KV TRANSFORMER WITH UNGROUNDED NEUTRAL ( EASTPORT T-1 ) ***MUST COMPLY WITH IEEE STANDARD C62.11-1993*** | EA | ABB POWER T & D COOPER POWER SYSTEMS GENERAL ELECTRIC CO. OHIO BRASS | Q015SA012A USAA015012A1245A11 9L11XPA015S 314013-3001 | [5 empty] | 3 |  |  | 0 | N | N | 1 | 0
ARRST017 | ARRESTER, SURGE, STATION CLASS, RATED 21 KV, RATED 17 KV MCOV, POLYMER CONSTRUCTION, FOR SUBSTATION 26 KV TRANSFORMERS, BUSES, & PIPE-TYPE TERMINATIONS, ***MUST COMPLY WITH IEEE STANDARD C62.11-1993***, (3 EA P/PHASE) | EA | ABB POWER T & D COOPER POWER SYSTEMS GENERAL ELECTRIC CO. HUBBELL | Q021SA017A UHAA021017A1445A11 9L11XPA021AS EVP0017003001 | [5 empty] | 1 |  |  | 0 | N | N | 111 | 0
ARRST089 | ARRESTER, SURGE, STATION CLASS, RATED 108 KV, RATED 84 KV BIL MCOV, POLYMER CONSTRUCTION FOR SUBSTATION 138 KV TRANSFORMERS & BUS AND PIPE-TYPE TERMINATIONS ***MUST COMPLY WITH IEEE STANDARD C62.11-1993*** | EA | ABB POWER T & D COOPER POWER SYSTEMS GENERAL ELECTRIC CO. HUBBELL | Q108SA084A UHAA108084A5245A11 9L11XPA108AS EVP0084003001 | [5 empty] | 1 |  |  | 0 | N | N | 104 | 0
ARRST145 | ARRESTER, SURGE, STATION CLASS, RATED 180 KV, RATED 144 KV MCOV, POLYMER CONSTRUCTION FOR SUBSTATION 230 KV TRANSFORMERS, BUS AND PIPE-TYPE TERMINATIONS. ***MUST COMPLY WITH IEEE STANDARD C62.11-1993*** | EA | ABB POWER T & D COOPER POWER SYSTEMS GENERAL ELECTRIC HUBBELL | Q180SA144B USAA180144A8645A11 9L11XPA180AS EVP014403001 | [5 empty] | 1 |  |  | 0 | N | N | 126 | 0
BALFI007 | BALL FITTING, TYPE Y-CLEVIS, 30000# ULTM STRENGTH, NEMA HDWH 52-3, STANDARD GALVANIZED | EA | ANDERSON BETHEA NATIONAL BREWER TITCHENER CORP. CONTINENTAL ELECTRIC FLAGG (MIF) JOSLYN HI-VOLTAGE CORP. LAPP LINDSEY MC GRAW EDISON RELIABLE POWER PRODUCTS | YBC-30 YCB-65A 3030HT YCB-30-5 13202F L1386HT 7595 3089 WBT3030HT YCB-65 | [5 empty] | 25 |  |  | 0 | N | N | 1125 | 0
BAYSW003 | BAYONET, SHIELD WIRE, CORNER, 40" LENGTH | EA | ADVANCED STEEL FABRICATION ATLAS POWER PRODUCTS CONTINENTAL ELECTRIC DIVERSIFIED PRODUCTS MFG CO. DIXIE ELECTRIC FABRICATED METALS HUGHES BROTHERS JOSLYN HI-VOLTAGE CORP. UNITED UTILITY PRODUCTS UNIVERSAL ELECTRIC | ASF-D03 APP-15 SF-CB-40 V-930 L-1311 SB-40 B2214.2B J26366 UUP-221 B-1098 | [5 empty] | 25 |  |  | 0 | N | Y | 1000 | 0
BAYSW004 | BAYONET, SHIELD WIRE, STRAIGHT 40" LENGTH | EA | ADVANCED STEEL FABRICATION ATLAS POWER PRODUCTS CONTINENTAL ELECTRIC DIVERSIFIED PRODUCTS MFG CO. DIXIE ELECTRIC FABRICATED METALS JOSLYN HI-VOLTAGE CORP. UNITED UTILITY PRODUCTS UNIVERSAL ELECTRIC | ASF-D01 APP-20 SF-SB-40 V-931-40 L-1313 SWBX-40-2 J26367.1 UUP-226 B1249 | [5 empty] | 100 |  |  | 200 | Y | Y | 2400 | 0
BKTAC003 | BRACKET, ARRESTER OR CUTOUT, CROSSARM MOUNTED, SIZE 5-3/4" X 5-3/4" | EA | HUBBELL POWER SYSTEMS, INC. | PSC2060980 | [5 empty] | 10 |  |  | 200 | Y | Y | 1880 | 0
BKTAC007 | BRACKET, ARRESTER OR CUTOUT, MODIFIED WISHBONE TYPE | EA | ADVANCED STEEL FABRICATION ATLAS POWER PRODUCTS DIXIE METAL PRODUCTS, INC. FABRICATED METALS MACLEAN POWER SYSTEMS UNITED UTILITY PRODUCTS UTILITIES SERVICE | ASF-D04 APP-3155 1217 WCAB-1P-J SF-MB-1018 UUP-215 35936 | [5 empty] | 1 |  |  | 0 | N | N | 827 | 0
BKTAC008 | BRACKET, ARRESTER OR CUTOUT, SINGLE MOUNT, FIBERGLASS WITH RAYCHEM MATERIAL OVER ROD, TYPE: SINGLE PHASE | EA | HUBBELL MACLEAN POWER SYSTEMS | 1SBHA18TDBSC G1HDA218AA1BC | [5 empty] | 1 |  |  | 200 | Y | Y | 2225 | 0
BKTAC009 | BRACKET, ARRESTER AND CUTOUT, FIBERGLASS WITH RAYCHEM MATERIAL OVER ROD TYPE: SINGLE PHASE | EA | FLH HUBBELL MACLEAN POWER SYSTEMS | FLHF-2-19-C2-H-SC 1SBHA19AMTBSC G1HAA619ADBC | [5 empty] | 3 |  |  | 400 | Y | Y | 10140 | 0
BKTAC010 | BRACKET, ARRESTER AND CUTOUT, FIBERGLASS WITH RAYCHEM MATERIAL OVER ROD TYPE: THREE PHASE | EA | HUBBELL HUBBELL MACLEAN POWER SYSTEMS | 3SBH5419AMTBSC PSC6532022 G3HAA25419ADBC | [5 empty] | 5 |  |  | 900 | Y | Y | 1640 | 0
BKTEM001 | BRACKET, EQUIPMENT MOUNT, SINGLE, | EA | ALUMA FORM BARFIELD MANUFACTURING CO. MACLEAN POWER SYSTEMS | TB-EMB-1-P13 BTB-1PA-13/16 MTB-EMB-1 | [5 empty] | 1 |  |  | 200 | Y | Y | 1983 | 0
BKTEM002 | BRACKET, EQUIPMENT MOUNT, ADAPTER PLATE, | EA | ALUMA FORM CMC/BARFIELD MANUFACTURING MACLEAN POWER SYSTEMS | 1PA BA1PA M1PA | [5 empty] | 1 |  |  | 100 | Y | Y | 1690 | 0
BKTEM003 | BRACKET, EQUIPMENT MOUNT, THREE CABLE TERMINATORS | EA | ALUMA FORM CMC/BARFIELD MANUFACTURING MACLEAN POWER SYSTEMS | 3PA BA3PA M3PA | [5 empty] | 10 |  |  | 100 | Y | Y | 1140 | 0
BKTEM004 | BRACKET, ALUMA-FORM, TO BE USED WITH TRMCA017 | EA | ALUMA-FORM CMC/BARFIELD MANUFACTURING MACLEAN POWER SYSTEMS | CS820 BACS820 MCS-820 | [5 empty] | 25 |  |  | 0 | Y | Y | 1 | 0
BKTFS001 | BRACKET, FIBERGLASS STANDOFF, 2" FIBERGLASS ROD, 18" STANDOFF TO INS BASE ROD COVERED WITH RAYCHEM HEAT-SHRINK MATERIAL, DUCTILE IRON FITTINGS | EA | ATLAS POWER PRODUCTS FLH HUBBELL HYDROCOM INTERNATIONAL MACLEAN POWER SYSTEMS | APF-9218-EX-JEA FLHF-2-18-HI-SC 1SBHA18PFSC AD20-S1-18-C-S9 G1HAA618AHSC | [5 empty] | 4 |  |  | 100 | Y | Y | 15884 | 0
BKTIN005 | BRACKET, POLE-TOP, DUCTILKE IRON, HOT DIPPED GALVANIZED | EA | CHANCE MACLEAN POWER SYSTEMS | IB3 PTB-66H | [5 empty] | 6 |  |  | 0 | N | N | 12 | 0
BKTLP005 | BRACKET, LINE POST INSULATOR SUPPORT, USED WHEN REPLACING PORCELAIN HORIZONTAL VEE INSULATORS WITH POLYMER BRACED LINE POST INSULATORS | EA | ACTION MANUFACTURING | 2974 | [5 empty] | 1 |  |  | 0 | N | N | 70 | 0
BKTRE001 | BRACKET, RECLOSURE, JUMPER PIN | EA | ACTION MANUFACTURING ACTION MANUFACTURING | AMI-994 UUP-266 | [5 empty] | 1 |  |  | 0 | N | N | 154 | 0
BKTRG001 | BRACKET, 18 FOOT, HEAVY DUTY, ALUMINUM REGULATOR PLATFORM, WITH BYPASS SWITCH MOUNTING CHANNELS, AND ONE POLE KIT. SHIPPED ASSEMBLED ON FLAT-BED TRUCK. | EA | BARFIELD MANUFACTURING CO. | BPEHD-183 W/ BAOHSM-18-PAIR | [5 empty] | 1 |  |  | 0 | N | N | 1 | 0
BKTRG002 | BRACKET, 22 FOOT, EXTRA-HEAVY DUTY, ALUMINUM REGULATOR PLATFORM, WITH BYPASS SWITCH MOUNTING CHANNEL(S), AND TWO THIRD-POLE KITS. SHIPPED ASSEMBLED ON FLAT-BED TRUCK. | EA | BARFIELD MANUFACTURING CO. | BPSEHD-224 W/BASMAHC-22-PAIR | [5 empty] | 1 |  |  | 0 | N | N | 1 | 0
BKTRP001 | BRACKET, RISER POLE ARRESTER | EA | ADVANCED STEEL FABRICATION ATLAS POWER PRODUCTS DIXIE ELECTRIC FABRICATED METALS MACLEAN POWER SYSTEMS UNITED UTILITY PRODUCTS | ASF-D05 APP-2462 B-1219 RPAB-1P-J SF-AB-1116 UUP-214 | [5 empty] | 1 |  |  | 0 | N | N | 1663 | 0
BKTSM004 | BRACKET, SWITCH MOUNTING, FOR INSTALLING HOOK DISCONNECT SWITCHES ON VERTICAL CONSTRUCTION | EA | ACTION MANUFACTURING | UUP-235 | [5 empty] | 1 |  |  | 0 | N | N | 501 | 0
BKTTM001 | BRACKET, TRANSFORMER MOUNTING, SINGLE MOUNT | EA | ACTION MANUFACTURING ATLAS POWER PRODUCTS CONTINENTAL ELECTRIC DIVERSIFIED PRODUCTS MFG CO. DIXIE ELECTRIC DIXIE METAL PRODUCTS, INC. FABRICATED METALS JOSLYN HI-VOLTAGE CORP. UNIVERSAL ELECTRIC | UUP-237 APP-18 SF-TH-19.5-7 V-926 D-0559 B-1220 TH-12 SK298 B-1185 | [5 empty] | 1 |  |  | 0 | N | N | 1395 | 0
BKTTM003 | BRACKET, TRANSFORMER MOUNTING, CLUSTER MOUNT, ADAPTER PLATE-TWO (2) REQUIRED | EA | CHANCE FABRICATED METALS | C211-0012 CTAP-3/8-16 | [5 empty] | 4 |  |  | 0 | N | N | 172 | 0
BOLCA002 | BOLT, CARRIAGE, 3/8" X 5", GALVANIZED, W/SQUARE NUT ATTACHED | EA | ALLIED BOLT, INC. ALUMA FORM CHANCE DIXIE ELECTRIC FLORIDA WIRE AND CABLE HUGHES JOSLYN HI-VOLTAGE CORP. MC GRAW EDISON POWERLINE HARDWARE CO. STEEL CITY THREADED FASTENERS INC. | 925 AF8635 8635 D8635 FW8635 BC35-F J8635 DF1C5 P8635 CBG0640 TF8635 | [5 empty] | 250 |  |  | 0 | N | N | 750 | 0
BOLCA004 | BOLT, CARRIAGE, 1/2" X 7", GALVANIZED, W/SQUARE NUT ATTACHED | EA | ALUMA FORM CHANCE DIXIE ELECTRIC FLORIDA WIRE AND CABLE JOSLYN HI-VOLTAGE CORP. MC GRAW EDISON STEEL CITY THREADED FASTENERS INC. | AF8637 8647 D8647 FW8647 J8647 DF2C7 CBG0856N TF8647 | [5 empty] | 100 |  |  | 0 | N | N | 1 | 0
BOLDA001 | BOLT, 5/8" X 12", DOUBLE ARMING, GALV. W/4 SQUARE NUTS ATTACHED HOT DIPPED GALV. STEEL, ROLLED THREADS AND CONE POINT PER LATEST ANSI, ASTM, (MUST BE SHIPPED IN STD. BOX QUANTITIES OF 50 EACH) | EA | ALLIED BOLT, INC. ALUMA FORM CHANCE DIXIE ELECTRIC FLORIDA WIRE AND CABLE HUGHES JOSLYN HI-VOLTAGE CORP. MC GRAW EDISON POWERLINE HARDWARE CO. STEEL CITY THREADED FASTENERS INC. UTILITIES SERVICE | 5952 AF8862 8862 D8862 FW8862 TR-612-F J8862 DF2D12 P8862 SC8862BG TF8862 5076 | [5 empty] | 50 |  |  | 0 | N | N | 2500 | 0
BOLDA002 | BOLT, 5/8" X 14", DOUBLE ARMING, GALV. WITH 4 SQUARE NUTS ATTACHED HOT DIPPED GALV. STEEL, ROLLED THREADS AND CONE POINT PER LATEST ANSI, ASTM, (MUST BE SHIPPED IN STD. BOX QUANTITIES OF 50 EACH) | EA | ALLIED BOLT, INC. ALUMA FORM CHANCE DIXIE ELECTRIC FLORIDA WIRE AND CABLE HUGHES JOSLYN HI-VOLTAGE CORP. MC GRAW EDISON POWERLINE HARDWARE CO. STEEL CITY THREADED FASTENERS INC. | 5954 AF8864 8864 D8864 FW8864 TR-614-F J8864 DF2D14 P8864 SC8864BG TF8864 | [5 empty] | 50 |  |  | 0 | Y | Y | 3850 | 0
BOLDA003 | BOLT, 5/8" X 16", DOUBLE ARMING, GALV. WITH 4 SQUARE NUTS ATTACHED HOT DIPPED GALV. STEEL, ROLLED THREADS AND CONE POINT PER LATEST ANSI, ASTM, (MUST BE SHIPPED IN STD. BOX QUANTITIES OF 25 EACH) | EA | ALLIED BOLT, INC. ALUMA FORM CHANCE DIXIE ELECTRIC FLORIDA WIRE AND CABLE HUGHES JOSLYN HI-VOLTAGE CORP. MC GRAW EDISON POWERLINE HARDWARE CO. STEEL CITY THREADED FASTENERS INC. | 5956 AF8866 8866 D8866 FW8866 TR-616-F J8866 DF2D16 P8866 SC8866BG TF8866 | [5 empty] | 25 |  |  | 1900 | Y | Y | 1300 | 0
BOLDA004 | BOLT, 5/8" X 18", DOUBLE ARMING, GALV. WITH 4 SQUARE NUTS ATTACHED, (MUST BE SHIPPED IN STD. BOX QUANTITIES OF 25 EACH) | EA | ALLIED BOLT, INC. ALUMA FORM CHANCE DIXIE ELECTRIC FLORIDA WIRE AND CABLE HUGHES JOSLYN HI-VOLTAGE CORP. MC GRAW EDISON POWERLINE HARDWARE CO. STEEL CITY THREADED FASTENERS INC. UTILITIES SERVICE | 5958 AF8868 8868 D8868 FW8868 TR-618-F J8868 DF2D18 P8868 SC8868BG TF8868 5079 | [5 empty] | 25 |  |  | 600 | Y | Y | 4025 | 0
BOLDA005 | BOLT, 5/8" X 20", DOUBLE ARMING, GALV. WITH 4 SQUARE NUTS ATTACHED, (MUST BE SHIPPED IN STD. BOX QUANTITIES OF 25 EACH) | EA | ALLIED BOLT, INC. ALUMA FORM CHANCE DIXIE ELECTRIC FLORIDA WIRE AND CABLE HUGHES JOSLYN HI-VOLTAGE CORP. MC GRAW EDISON POWERLINE HARDWARE CO. STEEL CITY THREADED FASTENERS INC. UTILITIES SERVICE | 5960 AF8870 8870 D8870 FW8870 TR-620-F J8870 DF2D20 P8870 SC8870BG TF8870 5080 | [5 empty] | 25 |  |  | 0 | N | N | 6350 | 0
BOLDA006 | BOLT, 5/8" X 22", DOUBLE ARMING, GALV. WITH 4 SQUARE NUTS ATTACHED, (MUST BE SHIPPED IN BOX QUANTITIES OF 25 EACH.) | EA | ALLIED BOLT, INC. ALUMA FORM CHANCE DIXIE ELECTRIC FLORIDA WIRE AND CABLE HUGHES JOSLYN HI-VOLTAGE CORP. MC GRAW EDISON POWERLINE HARDWARE CO. STEEL CITY THREADED FASTENERS INC. UTILITIES SERVICE | 5962 AF8872 8872 D8872 FW8872 TR-622-F J8872 DF2D22 P8872 SC8872BG TF8872 5081 | [5 empty] | 25 |  |  | 0 | N | N | 1725 | 0
BOLDA007 | BOLT, 5/8" X 24", DOUBLE ARMING, GALV. WITH 4 SQUARE NUTS ATTACHED, (MUST BE SHIPPED IN STD. BOX QUANTITIES OF 25 EACH) | EA | ALLIED BOLT, INC. ALUMA FORM CHANCE DIXIE ELECTRIC FLORIDA WIRE AND CABLE HUGHES JOSLYN HI-VOLTAGE CORP. MC GRAW EDISON POWERLINE HARDWARE CO. STEEL CITY THREADED FASTENERS INC. | 5964 AF8874 8874 D8874 FW8874 TR-624-F J8874 DF2D24 P8874 SC8874BG TF8874 | [5 empty] | 25 |  |  | 0 | N | N | 550 | 0
BOLDA008 | BOLT, 5/8" X 26", DOUBLE ARMING, GALV. WITH 4 SQUARE NUTS ATTACHED, (MUST BE SHIPPED IN STD. BOX QUANTITIES OF 25 EACH) | EA | FLORIDA WIRE AND CABLE HUGHES JOSLYN HI-VOLTAGE CORP. MC GRAW EDISON POWERLINE HARDWARE CO. STEEL CITY THREADED FASTENERS INC. | FW8876 TR-626-F J8876 DF2026 P8876 SC8876BG TF8876 | [5 empty] | 25 |  |  | 0 | N | N | 125 | 0
BOLDA009 | BOLT, 5/8" X 28", DOUBLE ARMING, GALV. WITH 4 SQUARE NUTS ATTACHED, (MUST BE SHIPPED IN STD. BOX QUANTITIES OF 25 EACH) | EA | ALLIED BOLT, INC. CHANCE FLORIDA WIRE AND CABLE HUGHES JOSLYN HI-VOLTAGE CORP. MC GRAW EDISON POWERLINE HARDWARE CO. STEEL CITY THREADED FASTENERS INC. UTILITIES SERVICE | 5968 8877 FW8877 TR-628-F J8877 DF2D28 DAB5828F SC8877BG TF8877 5082B | [5 empty] | 20 |  |  | 0 | N | N | 100 | 0
BOLDA010 | BOLT, 5/8" X 30", DOUBLE ARMING, GALV. WITH 4 SQUARE NUTS ATTACHED, (MUST BE SHIPPED IN STD. BOX QUANTITIES OF 20 EACH) | EA | ALLIED BOLT, INC. ALUMA-FORM CHANCE FLORIDA WIRE AND CABLE HUGHES JOSLYN HI-VOLTAGE CORP. MC GRAW EDISON POWERLINE HARDWARE CO. STEEL CITY THREADED FASTENERS INC. | 5970 AF8878 8878 FW8878 TR-630-F J8878 DF2D30 DAB5830F SC8878BG TF8878 | [5 empty] | 15 |  |  | 0 | N | N | 15 | 0
BOLDA011 | BOLT, 5/8" X 32", DOUBLE ARMING, GALV. WITH 4 SQUARE NUTS ATTACHED, (MUST BE SHIPPED IN STD. BOX QUANTITIES OF 20 EACH) | EA | ALLIED BOLT, INC. ALUMA FORM CHANCE FLORIDA WIRE AND CABLE HUGHES JOSLYN HI-VOLTAGE CORP. MC GRAW EDISON POWERLINE HARDWARE CO. STEEL CITY THREADED FASTENERS INC. | 5972 AF8879 8879 FW8879 TR-632-F J8879 DF2D32 DAB5832F SC8879BG TF8879 | [5 empty] | 20 |  |  | 0 | N | N | 340 | 0
BOLDA012 | BOLT, 5/8" X 34", DOUBLE ARMING, GALV. WITH 4 SQUARE NUTS ATTACHED, (MUST BE SHIPPED IN STD. BOX QUANTITIES OF 15 EACH) | EA | ALLIED BOLT, INC. ALUMA FORM HUGHES JOSLYN HI-VOLTAGE CORP. STEEL CITY THREADED FASTENERS INC. | 5974 AF8880 TR-634-F J8880 DB10136BG TF8880 | [5 empty] | 15 |  |  | 0 | N | N | 45 | 0
BOLDA013 | BOLT, 5/8" X 36", DOUBLE ARMING, GALV. WITH 4 SQUARE NUTS ATTACHED, (MUST BE SHIPPED IN STD. BOX QUANTITIES OF 15 EACH) | EA | ALLIED BOLT, INC. HUBBELL POWER SYSTEMS, INC. HUGHES JOSLYN HI-VOLTAGE CORP. STEEL CITY THREADED FASTENERS INC. | 5976 T2060419 TR-636-F J8881 DB10144BG TF10144BG | [5 empty] | 15 |  |  | 0 | N | N | 75 | 0
BOLDA014 | BOLT, 3/4" X 12", DOUBLE ARMING, GALV. WITH 4 SQUARE NUTS ATTACHED, (MUST BE SHIPPED IN STD. BOX QUANTITIES OF 25 EACH) | EA | ALLIED BOLT, INC. CHANCE DIXIE ELECTRIC FLORIDA WIRE AND CABLE HUGHES JOSLYN HI-VOLTAGE CORP. MC GRAW EDISON POWERLINE HARDWARE CO. STEEL CITY THREADED FASTENERS INC. | 5978 8882 D8882 FW8882 TR-712-F J8882 DF3D12 P8882 SC8882BG TF8882 | [5 empty] | 25 |  |  | 0 | N | N | 1450 | 0
BOLDA015 | BOLT, 3/4" X 14", DOUBLE ARMING, GALV. WITH 4 SQUARE NUTS ATTACHED, (MUST BE SHIPPED IN STD. BOX QUANTITIES OF 25 EACH) | EA | ALLIED BOLT, INC. ALUMA FORM CHANCE DIXIE ELECTRIC FLORIDA WIRE AND CABLE HUGHES JOSLYN HI-VOLTAGE CORP. MC GRAW EDISON POWERLINE HARDWARE CO. STEEL CITY THREADED FASTENERS INC. | 5980 AF8884 8884 D8884 FW8884 TR-714-F J8884 DF3D14 P8884 SC8884BG TF8884 | [5 empty] | 25 |  |  | 0 | Y | Y | 24125 | 0
BOLDA016 | BOLT, 3/4" X 16", DOUBLE ARMING, GALV. WITH 4 SQUARE NUTS ATTACHED, (MUST BE SHIPPED IN STD. BOX QUANTITIES OF 25 EACH) | EA | ALLIED BOLT, INC. ALUMA FORM CHANCE DIXIE ELECTRIC FLORIDA WIRE AND CABLE HUGHES JOSLYN HI-VOLTAGE CORP. MC GRAW EDISON POWERLINE HARDWARE CO. STEEL CITY THREADED FASTENERS INC. | 5982 AF8886 8886 D8886 FW8886 TR-716-F J8886 DF3D16 P8886 SC8886BG TF8886 | [5 empty] | 25 |  |  | 700 | Y | Y | 23450 | 0
BOLDA017 | BOLT, 3/4" X 18", DOUBLE ARMING, GALV. WITH 4 SQUARE NUTS ATTACHED, (MUST BE SHIPPED IN STD. BOX QUANTITIES OF 25 EACH) | EA | ALLIED BOLT, INC. ALUMA FORM CHANCE DIXIE ELECTRIC FLORIDA WIRE AND CABLE HUGHES JOSLYN HI-VOLTAGE CORP. MC GRAW EDISON POWERLINE HARDWARE CO. STEEL CITY THREADED FASTENERS INC. | 5984 AF8888 8888 D8888 FW8888 TR-718-F J8888 DF3D18 P8888 SC8888BG TF8888 | [5 empty] | 25 |  |  | 1900 | Y | Y | 5200 | 0
BOLDA018 | BOLT, 3/4" X 20", DOUBLE ARMING, GALV. WITH 4 SQUARE NUTS ATTACHED, (MUST BE SHIPPED IN STD. BOX QUANTITIES OF 20 EACH) | EA | ALLIED BOLT, INC. ALUMA FORM CHANCE DIXIE ELECTRIC FLORIDA WIRE AND CABLE HUGHES JOSLYN HI-VOLTAGE CORP. MC GRAW EDISON POWERLINE HARDWARE CO. STEEL CITY THREADED FASTENERS INC. | 5986 AF8890 8890 D8890 FW8890 TR-720-F J8890 DF3D20 P8890 SC8890BG TF8890 | [5 empty] | 15 |  |  | 0 | N | N | 1665 | 0
BOLDA019 | BOLT, 3/4" X 22", DOUBLE ARMING, GALV. WITH 4 SQUARE NUTS ATTACHED, (MUST BE SHIPPED IN STD. BOX QUANTITIES OF 20 EACH) | EA | ALLIED BOLT, INC. ALUMA FORM CHANCE DIXIE ELECTRIC FLORIDA WIRE AND CABLE HUGHES JOSLYN HI-VOLTAGE CORP. MC GRAW EDISON POWERLINE HARDWARE CO. STEEL CITY THREADED FASTENERS INC. | 5988 AF8892 8892 D8892 FW8892 TR-722-F J8892 DF3D22 P8892 SC8892BG TF8892 | [5 empty] | 15 |  |  | 0 | N | N | 315 | 0
BOLDA020 | BOLT, 3/4" X 24", DOUBLE ARMING, GALV. WITH 4 SQUARE NUTS ATTACHED,(MUST BE SHIPPED IN STD. BOX QUANTITIES OF 15 EACH) | EA | ALLIED BOLT, INC. ALUMA FORM CHANCE DIXIE ELECTRIC FLORIDA WIRE AND CABLE HUGHES JOSLYN HI-VOLTAGE CORP. MC GRAW EDISON POWERLINE HARDWARE CO. STEEL CITY THREADED FASTENERS INC. | 5990 AF8894 8894 D8894 FW8894 TR-724-F J8894 DF3D24 P8894 SC8894BG TF8894 | [5 empty] | 15 |  |  | 0 | N | N | 195 | 0
BOLDA021 | BOLT, 3/4" X 26", DOUBLE ARMING, GALV. WITH 4 SQUARE NUTS ATTACHED, (MUST BE SHIPPED IN BOX QUANTITIES OF 15 EACH.) | EA | ALLIED BOLT, INC. ALUMA FORM CHANCE FLORIDA WIRE AND CABLE HUGHES JOSLYN HI-VOLTAGE CORP. MC GRAW EDISON POWERLINE HARDWARE CO. STEEL CITY THREADED FASTENERS INC. UTILITIES SERVICE | 5992 AF8896 8896 FW8896 TR-726-F J8896 DF3D26 P8896 SC8896BG TF8896 | [5 empty] | 25 |  |  | 0 | N | N | 1025 | 0
BOLDA022 | BOLT, 3/4" X 28", DOUBLE ARMING, GALV. WITH 4 SQUARE NUTS ATTACHED, (MUST BE SHIPPED IN STD. BOX QUANTITIES OF 10 EACH) | EA | ALLIED BOLT, INC. FLORIDA WIRE AND CABLE HUBBELL POWER SYSTEMS, INC. HUGHES JOSLYN HI-VOLTAGE CORP. MC GRAW EDISON POWERLINE HARDWARE CO. STEEL CITY THREADED FASTENERS INC. | 5994 FW8897 8897 TR-728-F J8897 DF3D28 DAB3428F DB12112BG TF8897 | [5 empty] | 10 |  |  | 0 | N | N | 70 | 0
BOLDA023 | BOLT, 3/4" X 30", DOUBLE ARMING, GALV. WITH 4 SQUARE NUTS ATTACHED, (MUST BE SHIPPED IN STD. BOX QUANTITIES OF 10 EACH) | EA | ALLIED BOLT, INC. ALUMA FORM FLORIDA WIRE AND CABLE HUBBELL POWER SYSTEMS, INC. HUGHES JOSLYN HI-VOLTAGE CORP. MC GRAW EDISON STEEL CITY THREADED FASTENERS INC. UTILITIES SERVICE | 5996 AF8898 FW8898 8898 TR-730-F J8898 DF3D30 DB12120BG TF8898 5089C | [5 empty] | 10 |  |  | 0 | N | N | 260 | 0
BOLDA024 | BOLT, 3/4" X 32", DOUBLE ARMING, GALV. WITH 4 SQUARE NUTS ATTACHED, (MUST BE SHIPPED IN STD. BOX QUANTITIES OF 10 EACH) | EA | ALLIED BOLT, INC. HUBBELL POWER SYSTEMS, INC. JOSLYN HI-VOLTAGE CORP. MC GRAW EDISON STEEL CITY THREADED FASTENERS INC. | 5997 889832 J8899 DF3D32 DB12128BG TF8899 | [5 empty] | 10 |  |  | 0 | N | N | 200 | 0
BOLDA025 | BOLT, 3/4" X 34", DOUBLE ARMING, GALV. WITH 4 SQUARE NUTS ATTACHED, (MUST BE SHIPPED IN STD. BOX QUANTITIES OF 10 EACH) | EA | ALLIED BOLT, INC. HUBBELL POWER SYSTEMS, INC. HUGHES JOSLYN HI-VOLTAGE CORP. STEEL CITY THREADED FASTENERS INC. | 5998 PS889834 TR-734-F J9003 DB12136BG TF12136BG | [5 empty] | 10 |  |  | 0 | N | N | 320 | 0
BOLDA026 | BOLT, 3/4" X 36", DOUBLE ARMING, GALV. WITH 4 SQUARE NUTS ATTACHED. (MUST BE SHIPPED IN STD. BOX QUANTITIES OF 10 EACH) | EA | ALLIED BOLT, INC. HUBBELL POWER SYSTEMS, INC. HUGHES JOSLYN HI-VOLTAGE CORP. MC GRAW EDISON STEEL CITY THREADED FASTENERS INC. UTILITIES SERVICE | 5999 PS889836 TR-736-F J9004 DF3D36 DB12144BG TF9004 5089F | [5 empty] | 10 |  |  | 0 | N | N | 460 | 0
BOLDA027 | BOLT, 3/4" X 38", DOUBLE ARMING, GALV. WITH 4 SQUARE NUTS ATTACHED. (MUST BE SHIPPED IN STD. BOX QUANTITIES OF 10 EACH) | EA | ALLIED BOLT, INC. HUBBELL POWER SYSTEMS, INC. HUGHES JOSLYN HI-VOLTAGE CORP. STEEL CITY THREADED FASTENERS INC. | 6700-10 PS889838 TR-738-F J9005 DB12152BG TF9005 | [5 empty] | 5 |  |  | 0 | N | N | 145 | 0
BOLDA028 | BOLT, 3/4" X 40", DOUBLE ARMING, GALV. WITH 4 SQUARE NUTS ATTACHED, (MUST BE SHIPPED IN STD. BOX QUANTITIES OF 10 EACH) | EA | ALLIED HUBBELL POWER SYSTEMS, INC. HUGHES JOSLYN HI-VOLTAGE CORP. STEEL CITY THREADED FASTENERS INC. | 6702-10 PS889840 TR-740-F J9006 DB12160BG TF9006 | [5 empty] | 5 |  |  | 0 | N | N | 90 | 0
BOLDA029 | BOLT, 3/4" X 42", DOUBLE ARMING, GALV. WITH 4 SQUARE NUTS ATTACHED, (MUST BE SHIPPED IN STD. BOX QUANTITIES OF 10 EACH) | EA | ALLIED BOLT, INC. ALLIED BOLT, INC. HUBBELL POWER SYSTEMS, INC. HUGHES JOSLYN HI-VOLTAGE CORP. STEEL CITY THREADED FASTENERS INC. | 6104 6104-10 PS889842 TR-742-F J9007 DB12168BG TF9007 | [5 empty] | 5 |  |  | 0 | N | N | 195 | 0
BOLDA030 | BOLT, 7/8" X 14", DOUBLE ARMING, GALV. WITH 4 SQUARE NUTS ATTACHED, (MUST BE SHIPPED IN STD. BOX QUANTITIES OF 15 EACH) | EA | HUGHES JOSLYN MANUFACTURING CO. POWERLINE HARDWARE CO. STEEL CITY THREADED FASTENERS INC. | TR-814-F J9114 DAB7814F DB1456BG 87C1400BDAG/MFG/W4QN | [5 empty] | 15 |  |  | 0 | N | N | 15 | 0
BOLDA031 | BOLT, 7/8" X 16", DOUBLE ARMING, GALV. WITH 4 SQUARE NUTS ATTACHED, (MUST BE SHIPPED IN STD. BOX QUANTITIES OF 15 EACH) | EA | HUGHES JOSLYN MANUFACTURING CO. POWERLINE HARDWARE CO. THREADED FASTENERS INC. | TR-816-F J9116 DAB7816F 87C1600BDAG/MFG/W4QN | [5 empty] | 15 |  |  | 0 | N | N | 1 | 0
BOLDA033 | BOLT, 7/8" X 20", DOUBLE ARMING, GALV. WITH 4 SQUARE NUTS ATTACHED, (MUST BE SHIPPED IN STD. BOX QUANTITIES OF 8 EACH) | EA | ALLIED BOLT, INC. HUBBELL POWER SYSTEMS, INC. HUGHES JOSLYN MANUFACTURING CO. POWERLINE HARDWARE CO. STEEL CITY THREADED FASTENERS INC. | 6714-10 PSDA782000 TR-820-F J9120 P9120 DB1480BG TF22767.20 | [5 empty] | 8 |  |  | 0 | N | N | 152 | 0
BOLDA034 | BOLT, 7/8" X 22", DOUBLE ARMING, GALV. WITH 4 SQUARE NUTS ATTACHED, (MUST BE SHIPPED IN STD. BOX QUANTITIES OF 10 EACH) | EA | HUGHES JOSLYN MANUFACTURING CO. STEEL CITY THREADED FASTENERS INC. | TR-822-F J9122 DB1488BG 87C2200BDAG/MFG/W4QN | [5 empty] | 10 |  |  | 0 | N | N | 60 | 0
BOLDA036 | BOLT, 7/8" X 30", DOUBLE ARMING, GALV. WITH 4 SQUARE NUTS ATTACHED, (MUST BE SHIPPED IN STD. BOX QUANTITIES OF 5 EACH) | EA | STEEL CITY THREADED FASTENERS INC. | DB14120BG 87C3000BDAG/MFG/W4QN | [5 empty] | 5 |  |  | 0 | N | N | 200 | 0
BOLDA037 | BOLT, 7/8" X 32", DOUBLE ARMING, GALV. WITH 4 SQUARE NUTS ATTACHED, (MUST BE SHIPPED IN STD. BOX QUANTITIES OF 5 EACH) | EA | HUGHES JOSLYN MANUFACTURING CO. STEEL CITY THREADED FASTENERS INC. | TR-832-F J9132 DB14128BG 87C3200BDAG/MFG/W4QN | [5 empty] | 5 |  |  | 0 | N | N | 45 | 0
BOLDA038 | BOLT, 7/8" X 34", DOUBLE ARMING, GALV. WITH 4 SQUARE NUTS ATTACHED, (MUST BE SHIPPED IN STD. BOX QUANTITIES OF 5 EACH) | EA | HUGHES BROTHERS JOSLYN MANUFACTURING CO. STEEL CITY THREADED FASTENERS INC. | TR834-F J9134 DB14136BG 87C3400BDAG / MFG / W4QN | [5 empty] | 5 |  |  | 0 | N | N | 20 | 0
BOLDA039 | BOLT, 7/8" X 36", DOUBLE ARMING, GALV. WITH 4 SQUARE NUTS ATTACHED, (MUST BE SHIPPED IN STD. BOX QUANTITIES OF 5 EACH) | EA | HUGHES BROTHERS JOSLYN MANUFACTURING CO. STEEL CITY THREADED FASTENERS INC. | TR836-F J9136 DB14144BG 87C3600BDAG/MFG/W4QN | [5 empty] | 5 |  |  | 0 | N | N | 65 | 0
BOLDA041 | BOLT, 7/8" X 28", DOUBLE ARMING, GALV. WITH 4 SQUARE NUTS ATTACHED, (MUST BE SHIPPED IN STD. BOX QUANTITIES OF 8 EACH) | EA | ALLIED BOLT, INC. HUGHES JOSLYN MANUFACTURING CO. STEEL CITY THREADED FASTENERS INC. | 6718-5 TR-828-F J9128 DB14112BG TF8728 | [5 empty] | 8 |  |  | 0 | N | N | 368 | 0
BOLDA042 | BOLT, 7/8" X 26", DOUBLE ARMING, GALV. WITH 4 SQUARE NUTS ATTACHED, (MUST BE SHIPPED IN STD. BOX QUANTITIES OF 15 EACH) | EA | ALLIED BOLT, INC. HUGHES JOSLYN MANUFACTURING CO. POWERLINE HARDWARE CO. STEEL CITY THREADED FASTENERS INC. | 6717-5 TR-826-F J9126 P9126 DB14104BG TF8726 | [5 empty] | 15 |  |  | 0 | N | N | 435 | 0
BOLDA047 | BOLT, 5/8" X 40", DOUBLE ARMING, GALV. WITH 4 SQUARE NUTS ATTACHED, (MUST BE SHIPPED IN STD. BOX QUANTITIES OF 7 EACH). | EA | ALLIED BOLT, INC. | 6009 | [5 empty] | 7 |  |  | 0 | N | N | 1 | 0
BOLEY001 | BOLT, EYE, 5/8" X 8", GALVANIZED, WITH SQUARE NUT ATTACHED ANSI, ASTM AND NEMA STANDARDS | EA | CHANCE DIXIE ELECTRIC FLORIDA WIRE AND CABLE JOSLYN HI-VOLTAGE CORP. MC GRAW EDISON POWERLINE HARDWARE CO. THREADED FASTENERS INC. UTILITIES SERVICE | 29958 D29958 FW9408 J9408 DF2E8 P9408 TF9408 25009 | [5 empty] | 50 |  |  | 0 | N | N | 100 | 0
BOLEY003 | BOLT, EYE, 5/8" X 12", GALVANIZED, WITH SQUARE NUT ATTACHED | EA | ALLIED BOLT, INC. ALUMA-FORM CHANCE DIXIE ELECTRIC FLORIDA WIRE AND CABLE JOSLYN HI-VOLTAGE CORP. MC GRAW EDISON POWERLINE HARDWARE CO. THREADED FASTENERS INC. UTILITIES SERVICE | 4104 AF9412 29962 D29962 FW9412 J9412 DF2E12 P9412 TF9412 25101 | [5 empty] | 25 |  |  | 0 | N | N | 9450 | 0
BOLEY004 | BOLT, EYE, 5/8" X 14", GALVANIZED, WITH SQUARE NUT ATTACHED | EA | ALLIED BOLT, INC. ALUMA-FORM CHANCE DIXIE ELECTRIC FLORIDA WIRE AND CABLE JOSLYN HI-VOLTAGE CORP. MC GRAW EDISON POWERLINE HARDWARE CO. THREADED FASTENERS INC. UTILITIES SERVICE | 4105 AF9414 29964 D29964 FW9414 J9414 DF2E14 P9414 TF9414 25102 | [5 empty] | 25 |  |  | 1100 | Y | Y | 12600 | 0
BOLEY005 | BOLT, EYE, 5/8" X 16", GALVANIZED, WITH SQUARE NUT ATTACHED | EA | ALLIED BOLT, INC. ALUMA-FORM CHANCE DIXIE ELECTRIC FLORIDA WIRE AND CABLE JOSLYN HI-VOLTAGE CORP. MC GRAW EDISON POWERLINE HARDWARE CO. THREADED FASTENERS INC. | 4106 AF9416 29966 D29966 FW9416 J9416 DF2E16 P9416 TF9416 | [5 empty] | 25 |  |  | 0 | N | N | 2225 | 0
BOLEY006 | BOLT, EYE, 5/8" X 18", GALVANIZED, WITH SQUARE NUT ATTACHED | EA | ALLIED BOLT, INC. CHANCE DIXIE ELECTRIC FLORIDA WIRE AND CABLE JOSLYN HI-VOLTAGE CORP. MC GRAW EDISON THREADED FASTENERS INC. | 4107 29968 D29968 FW9418 J9418 DF2E18 TF9418 | [5 empty] | 25 |  |  | 0 | N | N | 175 | 0
BOLEY050 | BOLT, EYE, 1" X 6", GALVANIZED, WITH MINIMUM INNER EYE DIA.= 15/16" | EA | HUGHES BROTHERS VICTORY BOLT & SPECIALTY INC. | 2724.106-5-1/4 186 EYE SHD HDG FT W/NUT | [5 empty] | 1 |  |  | 0 | N | N | 1 | 0
BOLMH008 | BOLT, MACHINE, 1/2" X 2" HEX HEAD TIN PLATED BRONZE FOR MECHANICAL CONNECTIONS ONLY(GRADE 8) 100 EACH PER BOX/BAG | EA | PENN-UNION | HHB-1213-200-TN | [5 empty] | 5 |  |  | 0 | N | N | 3050 | 0
BOLMH009 | BOLT, MACHINE, 1/2" X 2-1/2" HEX HEAD TIN PLATED BRONZE FOR MECHANICAL CONNECTIONS ONLY(GRADE 8) 100 EACH PER BOX/BAG | EA | ITT BLACKBURN PENN-UNION | 50250BBP HHB1213-250TN | [5 empty] | 50 |  |  | 0 | N | N | 750 | 0
BOLMS001 | BOLT, MACHINE, 1/2" X 2" , SQUARE HEAD GALVANIZED STEEL, W/SQUARE NUT ATTACHED, (MUST BE SHIPPED IN BOX QUANTITIES OF 250 EACH.) | EA | ALLIED BOLT, INC. DIXIE ELECTRIC FLORIDA WIRE AND CABLE HUGHES JOSLYN HI-VOLTAGE CORP. MC GRAW EDISON STEEL CITY THREADED FASTENERS INC. | 10035 D8702 FW8702 B52-1-1/4 J8702 DF2B2 SQG0808N TF8702 | [5 empty] | 100 |  |  | 0 | N | N | 400 | 0
BOLMS002 | BOLT, MACHINE, 1/2" X 7" , SQUARE HEAD GALVANIZED STEEL, W/SQUARE NUT ATTACHED, (MUST BE SHIPPED IN STD. BOX QUANTITIES OF 100 EACH) | EA | ALLIED BOLT, INC. ALUMA-FORM CHANCE DIXIE ELECTRIC FLORIDA WIRE AND CABLE HUGHES JOSLYN HI-VOLTAGE CORP. MC GRAW EDISON POWERLINE HARDWARE CO. STEEL CITY THREADED FASTENERS INC. | 7930 AF8707 8707 D8707 FW8707 B57-3 J8707 DF2B7 P8707 SC8707BG TF8707 | [5 empty] | 100 |  |  | 0 | N | N | 1500 | 0
BOLMS006 | BOLT, MACHINE, 1/2" X 16", SQUARE HEAD GALVANIZED STEEL, W/SQUARE NUT ATTACHED, (MUST BE SHIPPED IN STD. BOX QUANTITIES OF 50 EACH) | EA | ALLIED BOLT, INC. DIXIE ELECTRIC FLORIDA WIRE AND CABLE HUBBELL POWER SYSTEMS, INC. JOSLYN HI-VOLTAGE CORP. POWERLINE HARDWARE CO. STEEL CITY THREADED FASTENERS INC. | 8294-50 D8716 FW8716 DF2B16 J8716 P8716 SC8716BG TF8716 | [5 empty] | 50 |  |  | 0 | N | N | 1 | 0
BOLMS015 | BOLT, MACHINE, 5/8" X 2", SQUARE HEAD GALVANIZED STEEL, W/SQUARE NUT ATTACHED, (MUST BE SHIPPED IN STD. BOX QUANTITIES OF 150 EACH) | EA | ALLIED BOLT, INC. ALUMA-FORM CHANCE DIXIE ELECTRIC FLORIDA WIRE AND CABLE HUGHES JOSLYN HI-VOLTAGE CORP. MC GRAW EDISON STEEL CITY THREADED FASTENERS INC. | 8122-150 AF8802 8802 D8802 FW8802 B62-1-1/2 J8802 DF3B2 SQG1008N TF8802 | [5 empty] | 100 |  |  | 0 | Y | Y | 31200 | 0
BOLMS016 | BOLT, MACHINE, 5/8" X 3", SQUARE HEAD GALVANIZED STEEL, W/SQUARE NUT ATTACHED, (MUST BE SHIPPED IN STD. BOX QUANTITIES OF 100 EACH) | EA | ALLIED BOLT, INC. CHANCE DIXIE ELECTRIC FLORIDA WIRE AND CABLE HUGHES JOSLYN HI-VOLTAGE CORP. MC GRAW EDISON STEEL CITY THREADED FASTENERS INC. | 8124-100 PS8803 D8803 FW8803 B63-1-1/2 J8803 DF3B3 SQG1012N TF8803 | [5 empty] | 100 |  |  | 0 | N | N | 200 | 0
BOLMS017 | BOLT, MACHINE, 5/8" X 8", SQUARE HEAD GALVANIZED STEEL, W/SQUARE NUT ATTACHED, (MUST BE SHIPPED IN STD. BOX QUANTITIES OF 50 EACH) | EA | ALLIED BOLT, INC. ALUMA-FORM CHANCE DIXIE ELECTRIC FLORIDA WIRE AND CABLE HUGHES JOSLYN HI-VOLTAGE CORP. MC GRAW EDISON POWERLINE HARDWARE CO. STEEL CITY THREADED FASTENERS INC. | 8220 AF8808 8808 D8808 FW8808 B68-4 J8808 DF3B8 P8808 SC8808BG TF8808 | [5 empty] | 50 |  |  | 0 | Y | Y | 1000 | 0
BOLMS018 | BOLT, MACHINE, 5/8" X 10", SQUARE HEAD GALVANIZED STEEL, W/SQUARE NUT ATTACHED, (MUST BE SHIPPED IN STD. BOX QUANTITIES OF 50 EACH) | EA | ALLIED BOLT, INC. ALUMA-FORM CHANCE DIXIE ELECTRIC FLORIDA WIRE AND CABLE HUGHES JOSLYN HI-VOLTAGE CORP. MC GRAW EDISON POWERLINE HARDWARE CO. STEEL CITY THREADED FASTENERS INC. | 8222 AF8810 8810 D8810 FW8810 B610-4 J8810 DF3B10 P8810 SC8810BG TF8810 | [5 empty] | 50 |  |  | 0 | N | N | 900 | 0
BOLMS019 | BOLT, MACHINE, 5/8" X 12", SQUARE HEAD GALVANIZED STEEL, W/SQUARE NUT ATTACHED, (MUST BE SHIPPED IN STD. BOX QUANTITIES OF 50 EACH) | EA | ALLIED BOLT, INC. ALUMA-FORM CHANCE DIXIE ELECTRIC FLORIDA WIRE AND CABLE HUGHES JOSLYN HI-VOLTAGE CORP. MC GRAW EDISON POWERLINE HARDWARE CO. STEEL CITY THREADED FASTENERS INC. | 8224 AF8812 8812 D8812 FW8812 B612-6 J8812 DF3B12 P8812 SC8812BG TF8812 | [5 empty] | 30 |  |  | 0 | N | N | 4170 | 0
BOLMS020 | BOLT, MACHINE, 5/8" X 14", SQUARE HEAD GALVANIZED STEEL, W/SQUARE NUT ATTACHED, (MUST BE SHIPPED IN STD. BOX QUANTITIES OF 50 EACH) | EA | ALLIED BOLT, INC. ALUMA-FORM ALUMA-FORM CHANCE DIXIE ELECTRIC FLORIDA WIRE AND CABLE HUGHES JOSLYN HI-VOLTAGE CORP. MC GRAW EDISON POWERLINE HARDWARE CO. STEEL CITY THREADED FASTENERS INC. | 8226 AF8814 AF8906 8814 D8814 FW8814 B614-6 J8814 DF3B14 P8814 SC8814BG TF8814 | [5 empty] | 25 |  |  | 2400 | Y | Y | 26650 | 0
BOLMS021 | BOLT, MACHINE, 5/8" X 16", SQUARE HEAD GALVANIZED STEEL, W/SQUARE NUT ATTACHED, (MUST BE SHIPPED IN STD. BOX QUANTITIES OF 50 EACH) | EA | ALLIED BOLT, INC. ALUMA-FORM CHANCE DIXIE ELECTRIC FLORIDA WIRE AND CABLE HUGHES JOSLYN HI-VOLTAGE CORP. MC GRAW EDISON POWERLINE HARDWARE CO. STEEL CITY THREADED FASTENERS INC. | 8228 AF8816 8816 D8816 FW8816 B616-6 J8816 DF3B16 P8816 SC8816BG TF8816 | [5 empty] | 30 |  |  | 600 | Y | Y | 5820 | 0
BOLMS022 | BOLT, MACHINE, 5/8" X 18", SQUARE HEAD GALVANIZED STEEL, W/SQUARE NUT ATTACHED, (MUST BE SHIPPED IN STD. BOX QUANTITIES OF 50 EACH) | EA | ALLIED BOLT, INC. ALUMA-FORM CHANCE DIXIE ELECTRIC FLORIDA WIRE AND CABLE HUGHES JOSLYN HI-VOLTAGE CORP. MC GRAW EDISON POWERLINE HARDWARE CO. STEEL CITY THREADED FASTENERS INC. | 8230 AF8818 8818 D8818 FW8818 B618-6 J8818 DF3B18 P8818 SC8818BG TF8818 | [5 empty] | 25 |  |  | 0 | N | N | 2025 | 0
BOLMS023 | BOLT, MACHINE, 5/8" X 20", SQUARE HEAD GALVANIZED STEEL, W/SQUARE NUT ATTACHED, (MUST BE SHIPPED IN STD. BOX QUANTITIES OF 25 EACH) | EA | ALLIED BOLT, INC. ALUMA-FORM CHANCE DIXIE ELECTRIC FLORIDA WIRE AND CABLE HUGHES JOSLYN HI-VOLTAGE CORP. MC GRAW EDISON POWERLINE HARDWARE CO. STEEL CITY THREADED FASTENERS INC. | 8232 AF8820 8820 D8820 FW8820 B620-6 J8820 DF3B20 P8820 SC8820BG TF8820 | [5 empty] | 25 |  |  | 0 | N | N | 1550 | 0
BOLMS025 | BOLT, MACHINE, 5/8" X 24", SQUARE HEAD GALVANIZED STEEL, W/SQUARE NUT ATTACHED, (MUST BE SHIPPED IN STD. BOX QUANTITIES OF 25 EACH) | EA | ALLIED BOLT, INC. ALUMA-FORM CHANCE DIXIE ELECTRIC FLORIDA WIRE AND CABLE HUGHES JOSLYN HI-VOLTAGE CORP. MC GRAW EDISON STEEL CITY THREADED FASTENERS INC. | 8236 AF8824 8824 D8824 FW8824 B624-6 J8824 DF3B24 SC8824BG TF8824 | [5 empty] | 25 |  |  | 0 | N | N | 1 | 0
BOLMS029 | BOLT, MACHINE, 3/4" X 2", SQUARE HEAD GALVANIZED STEEL, W/SQUARE NUT ATTACHED, (MUST BE SHIPPED IN STD. BOX QUANTITIES OF 100 EACH) | EA | ALLIED BOLT, INC. CHANCE DIXIE ELECTRIC HUGHES JOSLYN HI-VOLTAGE CORP. MC GRAW EDISON STEEL CITY THREADED FASTENERS INC. | 8150 8902 D8902 B72-1-3/4 J8902 DF4B2 SQG1208N TF8902 | [5 empty] | 100 |  |  | 0 | Y | Y | 4200 | 0
BOLMS030 | BOLT, MACHINE, 3/4" X 3", SQUARE HEAD GALVANIZED STEEL, W/SQUARE NUT ATTACHED, (MUST BE SHIPPED IN STD. BOX QUANTITIES OF 50 EACH) | EA | ALLIED BOLT, INC. CHANCE DIXIE ELECTRIC HUGHES JOSLYN HI-VOLTAGE CORP. MC GRAW EDISON STEEL CITY | 8151-50 8903 D8903 B73 J8903 DF4B3 SQG1212N | [5 empty] | 100 |  |  | 0 | N | N | 1 | 0
BOLMS031 | BOLT, MACHINE, 3/4" X 4", SQUARE HEAD GALVANIZED STEEL, W/SQUARE NUT ATTACHED, (MUST BE SHIPPED IN STD. BOX QUANTITIES OF 50 EACH) | EA | CHANCE DIXIE ELECTRIC HUGHES JOSLYN HI-VOLTAGE CORP. STEEL CITY | 8904 D8904 B74 J8904 SQG1216N | [5 empty] | 50 |  |  | 0 | N | N | 300 | 0
BOLMS032 | BOLT, MACHINE, 3/4" X 6", SQUARE HEAD GALVANIZED STEEL, W/SQUARE NUT ATTACHED, (MUST BE SHIPPED IN STD. BOX QUANTITIES OF 50 EACH) | EA | ALLIED BOLT, INC. ALUMA-FORM CHANCE DIXIE ELECTRIC HUGHES JOSLYN HI-VOLTAGE CORP. MC GRAW EDISON POWERLINE HARDWARE CO. STEEL CITY THREADED FASTENERS INC. | 8153 AF8906 8906 D8906 B76-3 J8906 DF4B6 P8906 SC8906BG TF8906 | [5 empty] | 50 |  |  | 0 | N | N | 1800 | 0
BOLMS033 | BOLT, MACHINE, 3/4" X 8", SQUARE HEAD GALVANIZED STEEL, W/SQUARE NUT ATTACHED, (MUST BE SHIPPED IN STD. BOX QUANTITIES OF 50 EACH) | EA | ALLIED BOLT, INC. ALUMA-FORM CHANCE DIXIE ELECTRIC FLORIDA WIRE AND CABLE HUGHES MC GRAW EDISON JOSLYN HI-VOLTAGE CORP. POWERLINE HARDWARE CO. STEEL CITY | 8238 AF8908 8908 D8908 FW8908 B78 J8908 DF4B8 P8908 SC8908BG | [5 empty] | 50 |  |  | 0 | N | N | 1 | 0
BOLMS035 | BOLT, MACHINE, 3/4" X 12", SQUARE HEAD GALVANIZED STEEL, W/SQUARE NUT ATTACHED, (MUST BE SHIPPED IN STD. BOX QUANTITIES OF 25 EACH) | EA | ALLIED BOLT, INC. ALUMA-FORM CHANCE DIXIE ELECTRIC FLORIDA WIRE AND CABLE HUGHES JOSLYN HI-VOLTAGE CORP. MC GRAW EDISON POWERLINE HARDWARE CO. STEEL CITY THREADED FASTENERS INC. | 8242 AF8912 8912 D8912 FW8912 B712-6 J8912 DF4B12 P8912 SC8912BG TF8912 | [5 empty] | 25 |  |  | 0 | Y | Y | 17950 | 0
BOLMS036 | BOLT, MACHINE, 3/4" X 14", SQUARE HEAD GALVANIZED STEEL, W/SQUARE NUT ATTACHED, (MUST BE SHIPPED IN STD. BOX QUANTITIES OF 25 EACH) | EA | ALLIED BOLT, INC. ALUMA FORM CHANCE DIXIE ELECTRIC FLORIDA WIRE AND CABLE HUGHES JOSLYN HI-VOLTAGE CORP. MC GRAW EDISON POWERLINE HARDWARE CO. STEEL CITY THREADED FASTENERS INC. | 8244 AF8914 8914 D8914 FW8914 B714-6 J8914 DF4B14 P8914 SC8914BG TF8914 | [5 empty] | 25 |  |  | 4000 | Y | Y | 47675 | 0
BOLMS037 | BOLT, MACHINE, 3/4" X 16", SQUARE HEAD GALVANIZED STEEL, W/SQUARE NUT ATTACHED, (MUST BE SHIPPED IN STD. BOX QUANTITIES OF 25 EACH) | EA | ALLIED BOLT, INC. ALUMA-FORM CHANCE DIXIE ELECTRIC FLORIDA WIRE AND CABLE HUGHES JOSLYN HI-VOLTAGE CORP. MC GRAW EDISON POWERLINE HARDWARE CO. STEEL CITY THREADED FASTENERS INC. | 8246 AF8916 8916 D8916 FW8916 B716-6 J8916 DF4B16 P8916 SC8916BG TF8916 | [5 empty] | 25 |  |  | 0 | Y | Y | 17350 | 0
BOLMS038 | BOLT, MACHINE, 3/4" X 18", SQUARE HEAD GALVANIZED STEEL, W/SQUARE NUT ATTACHED, (MUST BE SHIPPED IN STD. BOX QUANTITIES OF 25 EACH) | EA | ALLIED BOLT, INC. ALUMA-FORM CHANCE DIXIE ELECTRIC FLORIDA WIRE AND CABLE HUGHES JOSLYN HI-VOLTAGE CORP. MC GRAW EDISON POWERLINE HARDWARE CO. STEEL CITY THREADED FASTENERS INC. | 8248 AF8918 8918 D8918 FW8918 B718-6 J8918 DF4B18 P8918 SC8918BG TF8918 | [5 empty] | 25 |  |  | 0 | N | N | 3200 | 0
BOLMS039 | BOLT, MACHINE, 3/4" X 20", SQUARE HEAD GALVANIZED STEEL, W/SQUARE NUT ATTACHED, (MUST BE SHIPPED IN STD. BOX QUANTITIES OF 25 EACH) | EA | ALLIED BOLT, INC. ALUMA-FORM CHANCE DIXIE ELECTRIC FLORIDA WIRE AND CABLE HUGHES JOSLYN HI-VOLTAGE CORP. MC GRAW EDISON POWERLINE HARDWARE CO. STEEL CITY THREADED FASTENERS INC. | 8250 AF8920 8920 D8920 FW8920 B720-6 J8920 DF4B20 P8920 SC8920BG TF8920 | [5 empty] | 25 |  |  | 0 | N | N | 1320 | 0
BOLMS040 | BOLT, MACHINE, 3/4" X 22", SQUARE HEAD GALVANIZED STEEL, W/SQUARE NUT ATTACHED, (MUST BE SHIPPED IN STD. BOX QUANTITIES OF 25 EACH) | EA | ALLIED BOLT, INC. ALUMA-FORM CHANCE DIXIE ELECTRIC FLORIDA WIRE AND CABLE HUGHES JOSLYN HI-VOLTAGE CORP. MC GRAW EDISON STEEL CITY THREADED FASTENERS INC. | 8252 AF8922 8922 D8922 FW8922 B722-6 J8922 DF4B22 SC8922BG TF8922 | [5 empty] | 20 |  |  | 0 | N | N | 320 | 0
BOLMS041 | BOLT, MACHINE, 3/4" X 24", SQUARE HEAD GALVANIZED STEEL, W/SQUARE NUT ATTACHED, (MUST BE SHIPPED IN STD. BOX QUANTITIES OF 15 EACH) | EA | ALLIED BOLT, INC. ALUMA-FORM CHANCE DIXIE ELECTRIC FLORIDA WIRE AND CABLE HUGHES JOSLYN HI-VOLTAGE CORP. MC GRAW EDISON STEEL CITY THREADED FASTENERS INC. | 8254 AF8924 8924 D8924 FW8924 B724-6 J8924 DF4B24 SC8924BG TF8924 | [5 empty] | 15 |  |  | 0 | N | N | 195 | 0
BOLMS042 | BOLT, MACHINE, 3/4" X 26", SQUARE HEAD GALVANIZED STEEL, W/SQUARE NUT ATTACHED, (MUST BE SHIPPED IN STD. BOX QUANTITIES OF 15 EACH) | EA | ALLIED BOLT, INC. ALUMA-FORM CHANCE DIXIE ELECTRIC HUGHES BROTHERS JOSLYN MANUFACTURING CO. STEEL CITY THREADED FASTENERS INC. | 8255-15 AF8926 8926 D8926 B726-6 J8926 SC8926BG TF8926 | [5 empty] | 10 |  |  | 0 | N | N | 1 | 0
BOLMS044 | BOLT, MACHINE, 3/4" X 32", SQUARE HEAD GALVANIZED STEEL, W/SQUARE NUT ATTACHED, (MUST BE SHIPPED IN STD. BOX QUANTITIES OF 10 EACH) | EA | ALLIED BOLT, INC. HUGHES JOSLYN HI-VOLTAGE CORP. STEEL CITY THREADED FASTENERS INC. | 82623 B732-8 J8932 SC12128BG TF8932 | [5 empty] | 10 |  |  | 0 | N | N | 50 | 0
BOLMS045 | BOLT, MACHINE, 7/8" X 3", SQUARE HEAD GALVANIZED STEEL, W/SQUARE NUT ATTACHED, (MUST BE SHIPPED IN STD. BOX QUANTITIES OF 25 EACH) | EA | ALLIED BOLT, INC. HUBBELL POWER SYSTEMS, INC. HUGHES JOSLYN HI-VOLTAGE CORP. STEEL CITY | 82410-25 PSSB780300 B83-2 J9053 SQG1414N | [5 empty] | 50 |  |  | 0 | N | N | 250 | 0
BOLMS046 | BOLT, MACHINE, 7/8" X 8", SQUARE HEAD GALVANIZED STEEL, NON-THREADED MAXIMUM 3/4" BELOW BOLT HEAD | EA | VICTORY BOLT & SPECIALTY INC. | 7898 SQMB HDG FT | [5 empty] | 1 |  |  | 0 | N | N | 3 | 0
BOLMS047 | BOLT, MACHINE, 7/8" X 12" SQUARE HEAD GALVANIZED STEEL, W/SQUARE NUT ATTACHED, (MUST BE SHIPPED IN STD. BOX QUANTITIES OF 25 EACH) | EA | ALLIED BOLT, INC. ALUMA-FORM HUBBELL POWER SYSTEMS, INC. HUGHES JOSLYN HI-VOLTAGE CORP. MC GRAW EDISON STEEL CITY | 8970-25 AF9062 DF5B12 B812 J9062 DF5B12 SC9062BG | [5 empty] | 25 |  |  | 0 | N | N | 350 | 0
BOLMS049 | BOLT, MACHINE, 7/8" X 16" SQUARE HEAD GALVANIZED STEEL, W/SQUARE NUT ATTACHED, (MUST BE SHIPPED IN STD. BOX QUANTITIES OF 10 EACH) | EA | ALLIED BOLT, INC. ALUMA-FORM FLORIDA WIRE AND CABLE HUBBELL POWER SYSTEMS, INC. HUGHES JOSLYN HI-VOLTAGE CORP. MC GRAW EDISON STEEL CITY THREADED FASTENERS INC. | 8972-10 AF9066 FW9066 C205-0255 B816-6 J9066 DF5B16 SC9066BG TF9066 | [5 empty] | 10 |  |  | 0 | N | N | 10 | 0
BOLMS050 | BOLT, MACHINE, 7/8" X 18" SQUARE HEAD GALVANIZED STEEL, W/SQUARE NUT ATTACHED, (MUST BE SHIPPED IN STD. BOX QUANTITIES OF 10 EACH) | EA | ALLIED BOLT, INC. ALUMA-FORM FLORIDA WIRE AND CABLE HUBBELL POWER SYSTEMS, INC. HUGHES JOSLYN HI-VOLTAGE CORP. MC GRAW EDISON STEEL CITY THREADED FASTENERS INC. | 8256 AF9068 FW9068 C205-0256 B818-6 J9068 DF5B18 SC9068BG TF9068 | [5 empty] | 10 |  |  | 0 | N | N | 40 | 0
BOLMS051 | BOLT, MACHINE, 7/8" X 20" SQUARE HEAD GALVANIZED STEEL, W/SQUARE NUT ATTACHED, (MUST BE SHIPPED IN STD. BOX QUANTITIES OF 10 EACH) | EA | ALLIED BOLT, INC. ALUMA-FORM FLORIDA WIRE AND CABLE HUBBELL POWER SYSTEMS, INC. HUGHES JOSLYN HI-VOLTAGE CORP. MC GRAW EDISON STEEL CITY THREADED FASTENERS INC. | 8257-10 AF9070 FW9070 C205-0257 B820-6 J9070 DF5B20 SC9070BG TF9070 | [5 empty] | 10 |  |  | 0 | N | N | 1 | 0
BOLMS052 | BOLT, MACHINE, 7/8" X 22" SQUARE HEAD GALVANIZED STEEL, W/SQUARE NUT ATTACHED, (MUST BE SHIPPED IN STD. BOX QUANTITIES OF 10 EACH) | EA | ALLIED BOLT, INC. ALUMA-FORM FLORIDA WIRE AND CABLE HUBBELL POWER SYSTEMS, INC. HUGHES JOSLYN HI-VOLTAGE CORP. MC GRAW EDISON STEEL CITY THREADED FASTENERS INC. | 8973-10 AF9072 FW9072 C205-0258 B822-6 J9072 DF5B22 SC9072BG TF9072 | [5 empty] | 10 |  |  | 0 | N | N | 70 | 0
BOLMS053 | BOLT, MACHINE, 7/8" X 24" SQUARE HEAD GALVANIZED STEEL, W/SQUARE NUT ATTACHED, (MUST BE SHIPPED IN STD. BOX QUANTITIES OF 10 EACH) | EA | ALLIED BOLT, INC. ALUMA-FORM FLORIDA WIRE AND CABLE HUBBELL POWER SYSTEMS, INC. HUGHES JOSLYN HI-VOLTAGE CORP. MC GRAW EDISON STEEL CITY THREADED FASTENERS INC. | 8606-10 AF9074 FW9074 DF5B24 B824-6 J9074 DF5B24 SC9074BG TF9074 | [5 empty] | 10 |  |  | 0 | N | N | 190 | 0
BOLMS054 | BOLT, MACHINE, 7/8" X 26" SQUARE HEAD GALVANIZED STEEL, W/SQUARE NUT ATTACHED, (MUST BE SHIPPED IN STD. BOX QUANTITIES OF 10 EACH) | EA | ALLIED BOLT, INC. HUBBELL POWER SYSTEMS, INC. HUGHES JOSLYN HI-VOLTAGE CORP. STEEL CITY THREADED FASTENERS INC. | 8607-10 PSSB782600 B826-8 J9076 SC9076BG TF9076 | [5 empty] | 8 |  |  | 0 | N | N | 192 | 0
BOLMS055 | BOLT, MACHINE, 7/8" X 28" SQUARE HEAD GALVANIZED STEEL, W/SQUARE NUT ATTACHED, (MUST BE SHIPPED IN STD. BOX QUANTITIES OF 5 EACH) | EA | ALLIED BOLT, INC. HUBBELL POWER SYSTEMS, INC. HUGHES JOSLYN HI-VOLTAGE CORP. STEEL CITY THREADED FASTENERS INC. | 8608-5 PSSB782800 B828-8 J9078 SC9078BG TF9078 | [5 empty] | 8 |  |  | 0 | N | N | 176 | 0
BOLMS056 | BOLT, MACHINE, 1" X 8", SQUARE HEAD GALVANIZED STEEL, NON-THREADED MAXIMUM 3/4" BELOW BOLT HEAD | EA | VICTORY BOLT & SPECIALTY INC. | 188 SQMB HDG FT | [5 empty] | 1 |  |  | 0 | N | N | 498 | 0
BOLMS063 | BOLT, MACHINE, 1" X 24", SQUARE HEAD, GALVANIZED STEEL, W/SQUARE NUT ATTACHED, (MUST BE SHIPPED IN STD. BOX QUANTITIES OF 10 EACH) | EA | ALLIED BOLT, INC. HUBBELL POWER SYSTEMS, INC. HUGHES STEEL CITY THREADED FASTENERS INC. | 8299-10 PSSB102400 B-1024-6 SC1696BB TF1696 | [5 empty] | 7 |  |  | 0 | N | N | 1 | 0
BOLMS064 | BOLT, MACHINE, 1" X 26", SQUARE HEAD, GALVANIZED STEEL, W/SQUARE NUT ATTACHED, (MUST BE SHIPPED IN STD. BOX QUANTITIES OF 10 EACH) | EA | ALLIED BOLT, INC. HUBBELL POWER SYSTEMS, INC. HUGHES STEEL CITY THREADED FASTENERS INC. | 82995-10 PSSB102600 B-1026-6 SC16104BG TF16104 | [5 empty] | 7 |  |  | 0 | N | N | 1 | 0
BOLMS070 | BOLT, MACHINE 1" X 28", GALVANIZED W/SQUARE ATTACHED, (MUST BE SHIPPED IN STD. BOX QUANTITIES OF 5 EACH) | EA | ALLIED BOLT, INC. HUBBELL POWER SYSTEMS, INC. HUGHES BROTHERS STEEL CITY THREADED FASTENERS INC. | 82994-5 PSSB102800 B1028-8 SC16112BG TF16112 | [5 empty] | 7 |  |  | 0 | N | N | 1 | 0
BOLMS073 | BOLT, MACHINE, 7/8" X 30", SQUARE HEAD GALVANIZED STEEL, W/SQUARE NUT ATTACHED, (MUST BE SHIPPED IN BOX QUANTITIES OF 5 EACH.) | EA | ALLIED BOLT, INC. HUBBELL POWER SYSTEMS, INC. HUGHES BROTHERS STEEL CITY THREADED FASTENERS INC. | 8609-5 PSSB783000 B830-8 SC9080BG TF9080 | [5 empty] | 8 |  |  | 0 | N | N | 112 | 0
BOLMS074 | BOLT, MACHINE, 7/8" X 32", SQUARE HEAD GALVANIZED STEEL, W/SQUARE NUT ATTACHED, (MUST BE SHIPPED IN STD. BOX QUANTITIES OF 5 EACH) | EA | ALLIED BOLT, INC. HUBBELL POWER SYSTEMS, INC. HUGHES BROTHERS STEEL CITY THREADED FASTENERS INC. | 8610-5 PSSB783200 B832-8 SC14128BG TF14128 | [5 empty] | 5 |  |  | 0 | N | N | 150 | 0
BOLMS075 | BOLT, MACHINE, 7/8" X 36", SQUARE HEAD GALVANIZED STEEL, W/SQUARE NUT ATTACHED, (MUST BE SHIPPED IN STD. BOX QUANTITIES OF 5 EACH) | EA | ALLIED BOLT, INC. HUBBELL POWER SYSTEMS, INC. HUGHES BROTHERS STEEL CITY THREADED FASTENERS INC. | 8612-5 PSSB783600 B836-8 SC14144BG TF14144 | [5 empty] | 8 |  |  | 0 | N | N | 32 | 0
BOLMS077 | BOLT, MACHINE, 7/8" X 40", SQUARE HEAD GALVANIZED STEEL, W/SQUARE NUT ATTACHED | EA | VICTORY BOLT & SPECIALTY INC. | 78940 SQMB HDG W/NUT | [5 empty] | 1 |  |  | 0 | N | N | 21 | 0
BOLMS079 | BOLT, MACHINE, 7/8" X 44", SQUARE HEAD GALVANIZED STEEL, W/SQUARE NUT ATTACHED | EA | VICTORY BOLT & SPECIALTY INC. | 78944 SQMB HDG W/NUT | [5 empty] | 1 |  |  | 0 | N | N | 32 | 0
BOLMS080 | BOLT, MACHINE, 1" X 36", SQUARE HEAD GALVANIZED STEEL, W/SQUARE NUT ATTACHED | EA | VICTORY BOLT & SPECIALTY INC. | 1836 SQMB HDG W/NUT | [5 empty] | 1 |  |  | 0 | N | N | 32 | 0
BOLMS081 | BOLT, MACHINE, 1" X 38", SQUARE HEAD GALVANIZED STEEL, W/SQUARE NUT ATTACHED | EA | VICTORY BOLT & SPECIALTY INC. | 1838 SQMB HDG W/NUT | [5 empty] | 1 |  |  | 0 | N | N | 8 | 0
BOLMS082 | BOLT, MACHINE, 1" X 40", SQUARE HEAD GALVANIZED STEEL, W/SQUARE NUT ATTACHED | EA | VICTORY BOLT & SPECIALTY INC. | 1840 SQMB HDG W/NUT | [5 empty] | 1 |  |  | 0 | N | N | 32 | 0
BOLMS083 | BOLT, MACHINE, 1" X 42", SQUARE HEAD GALVANIZED STEEL, W/SQUARE NUT ATTACHED | EA | VICTORY BOLT & SPECIALTY INC. | 1842 SQMB HDG W/NUT | [5 empty] | 1 |  |  | 0 | N | N | 4 | 0
BOLMS084 | BOLT, MACHINE, 1" X 44", SQUARE HEAD GALVANIZED STEEL, W/SQUARE NUT ATTACHED | EA | VICTORY BOLT & SPECIALTY INC. | 1844 SQMB HDG W/NUT | [5 empty] | 1 |  |  | 0 | N | N | 8 | 0
BOLTE001 | BOLT, TERMINAL KIT, ( KIT INCLUDES ) 1-EACH 1/2" DIA. X 2" S/S BOLT FULL THREAD, 2-EACH S/S FLAT WASHERS, 1-EACH S/S BELLEVILLE 1-SILICON BRONZE NUT ( SHIPPED IN BAGS OF 10-EACH ASSEMBLED ). | EA | CMC/BARFIELD MANUFACTURING ERITECH SPECIALTY PRODUCTS HD SUPPLY THREADED FASTENERS INC. | SHA200 SHA-200 HDSBOLTE001 TFKIT#2 | [5 empty] | 10 |  |  | 0 | Y | Y | 84170 | 0
BOLTE002 | BOLT, TERMINAL KIT, ( KIT INCLUDES ) 1-EACH 1/2" DIA. X 2 1/2" S/S BOLT FULL THREAD, 2-EACH S/S FLAT WASHERS, 1-EACH S/S BELLEVILLE 1-SILICON BRONZE NUT ( SHIPPED IN BAGS OF 10-EACH ASSEMBLED ). | EA | BURNDY CORP. THREADED FASTENERS INC. | TMH3010 ORDER BY DESCRIPTION | [5 empty] | 10 |  |  | 0 | N | N | 14290 | 0
BRCCF001 | BRACE, CROSSARM, FACE MOUNTING WOOD, 3-3/8" X 4-3/8" FIR, 3'-0" DROP, 9'-0" SPAN (1 EACH = 1 PAIR) #6-#10 PENTA TREATED. GALVANIZED STEEL END FITTINGS, 3-1/2" X 3-1/2". | EA | BROOKS MFG. CO. HUGHES BROTHERS | 412-C77-05023 2018AA64.8PR | [5 empty] | 10 |  |  | 0 | N | N | 1 | 0
BRCCF002 | BRACE, CROSSARM, FACE MOUNTING WOOD, 3-3/8" X 4-3/8" FIR, 3'-6" DROP, 10'- 6" SPAN (PAIR), ***1 EACH = 1 PAIR***. | EA | BROOKS MFG. CO. HUGHES BROTHERS | 412-C77-06036 2018AA75.7PR | [5 empty] | 10 |  |  | 0 | N | N | 10 | 0
BRCCR001 | BRACE, CROSSARM, 1/2" X 1-1/4" X 29", FIBERGLASS, 26" HOLE SPACING NOTE: ONE EACH = ONE PAIR (PRICING IS TO BE BY THE PAIR) | EA | ATLAS POWER PRODUCTS FLAGG (MIF) HUGHES BROTHERS MACLEAN POWER SYSTEMS PLP | APF-4529 FCB-26 CF-533-26 CRB-29 FRB-29 | [5 empty] | 50 |  |  | 0 | N | N | 150 | 0
BRCCR002 | BRACE, CROSSARM, WOOD, FIR 1-11/16" X 2-11/16", SPAN 60", DROP 30" NOTE: ONE EACH = ONE PAIR (PRICING IS TO BE BY THE PAIR) | EA | BROOKS MFG. CO HUGHES BROTHERS | 446-60-30 2045-D45-9-11 | [5 empty] | 5 |  |  | 0 | N | N | 80 | 0
BUSS1003 | BUSHING, 242 KV, TBI, 800T-1200T/1600B AMP, DWG.#3943C275, L-60" , TRANSFORMER APPLICATIONS REQUIRE THREAD-ON CABLE EXTENDER *** | EA | ABB POWER T & D P-CORE | 196W0800XA w/ 1ZUA264308-BAA POC900G0800CPS | [5 empty] | 1 |  |  | 0 | N | N | 1 | 0
BUSS1010 | BUSHING, 242 KV, 1600/2000 AMP, L-50.25" DWG.#7316D97G12, ABB STYLE #196A1620TE, | EA | ABB POWER T & D LAPP P-CORE P-CORE | 196W1620UW B-67439-70 POC750G2500Z015 (MATCHES LAPP # B-67439-70) POC900G2500Z053 (MATCHES WH 77316D97G12 AND ABB 196W1620UW) | [5 empty] | 1 |  |  | 0 | N | N | 1 | 0
BUSS2022 | BUSHING, ENTRANCE, 138 KV, 800 AMP, BIL 650 KV, ABB CAT.#W11B410BB FOR PAUWELS MOBILE TRANSFORMER S/N 97980992 | EA | ABB POWER T & D P-CORE | 138W0800AA POC650GO800S W/B-316597-02 | [5 empty] | 1 |  |  | 0 | N | N | 1 | 0
BUSS4029 | BUSHING, 69 KV, 2000 AMP, 350 KV BIL, FOR G.E. TRANSFORMER S/N H-409443 AND S/N H-409444, G.E. CAT #7B593BBG2, | EA | P-CORE | B-88022-308-70 MATCHES ABB # 069W2000UD | [5 empty] | 1 |  |  | 0 | N | N | 1 | 0
BUSS4030 | BUSHING 69 KV 2000 AMP 420 KV BIL FOR GE OIL CIRCUIT BREAKER TYPE FK-69-5000-2 S/N 0139A9171-201 - 210 I.B. GEI-72696 PG.4 FIG.2 REF.2 GE CAT #7B327G15 GRAY PORCELAIN GE TRANSF S/N D572521, | EA | ABB POWER T & D | 069W2000UN | [5 empty] | 1 |  |  | 0 | N | N | 9 | 0
BUSS5011 | BUSHING, 34.5 KV, 400 AMP, TYPE-T, L-9.688", DWG.#P-3946B584 | EA | ABB POWER T & D | 034T0040HC | [5 empty] | 1 |  |  | 0 | N | N | 1 | 0
BUSWI001 | BUSHING WELL INSERT, 25KV, 200AMP, 125KV B.I.L., LOAD-BREAK, (STD PKG. 50 EACH) | EA | COOPER POWER SYSTEMS COOPER POWER SYSTEMS ELASTIMOLD | 2637612C01M LBI225 2701-A4 | [5 empty] | 50 |  |  | 0 | Y | N | 150 | 0
CAPCE001 | CAP, CABLE END, 1.38" I.D., 10" LENGTH, (STD PKG = 10 EACH) | EA | SALISBURY | 117 | [5 empty] | 10 |  |  | 0 | N | N | 110 | 0
CAPCE004 | CAP, CABLE END, 2 1/4" DIA, 12" LENGTH, SELF SECURING, CABLE SIZE 350 TO 750 MCM, 20 KV RATING, PREVENTS MOSITURE & CONTAMINATION FROM ENTERING CABLE END | EA | SALISBURY | 177 | [5 empty] | 1 |  |  | 0 | N | N | 1 | 0
CAPUN002 | CAPACITOR, POWER, 100 KVAR, 95 KV BIL, 7960 VOLTS, 2 BUSHING, MOUNTING FLANGES 7.50" FROM CAN TOP FOR GE 25 KV CAP BANK. BRKT/SPCRS MUST BE ATTACHED TO THE CAPACITOR UNIT, NOT PACKAGED SEPARATELY. SHORTING WIRE & TAG INCLUDED. | EA | ABB POWER T & D GENERAL ELECTRIC CO. | 2GUA079100G2201 54L208WC60 | [5 empty] | 1 |  |  | 0 | N | N | 36 | 0
CAPUN013 | CAPACITOR, POWER, 300KVAR, 150KV BIL, 19920 VOLTS, 1 BUSHING, MOUNTING FLANGE 9.88" FROM CAN TOP FOR MCG-ED 138KV CAP BANK AT PHIL HWY & NORM SUB. BRKT/SPCRS MUST BE ATTACHED TO THE UNIT & NOT PACKED SEPARATELY. SHORTING WIRE & TAG INCLUDED | EA | ABB POWER T & D COOPER POWER SYSTEMS COOPER POWER SYSTEMS GENERAL ELECTRIC CO. | 2GUA199300G150 CEP165B4 CEP165B4FB 59L155WC60 | [5 empty] | 1 |  |  | 0 | N | N | 31 | 0
CAPUN033 | CAPACITOR UNIT, REPLACEMENT, 662 KVAR, 17681 VOLT, 125KV BIL, 2 BUSHING, 60HZ, HEAVY DUTY TYPE FOR 230KV CAP BANK | EA | COOPER POWER SYSTEMS | CEP17036A1 | [5 empty] | 1 |  |  | 0 | N | N | 4 | 0
CAPUN034 | CAPACITOR UNIT, REPLACEMENT, 644 KVAR, 13953 VOLT, 125 KV BIL, 2 BUSHING, 60HZ, HEAVY DUTY TYPE FOR 138kV CAP BANK | EA | COOPER POWER SYSTEMS | CEP17042A1 | [5 empty] | 1 |  |  | 0 | N | N | 1 | 0
CAPUN035 | CAPACITOR UNIT, REPLACEMENT, 552 KVAR, 10465 VOLT, 125 KV BIL, 2 BUSHING, 60HZ, HEAVY DUTY TYPE FOR 69KV CAP BANK | EA | COOPER POWER SYSTEMS | CEP17043A1 | [5 empty] | 1 |  |  | 0 | N | N | 1 | 0
CLAAN001 | CLAMP, ANGLE, 4-SOL.- 250-MCM, FORGED STEEL OR MALLEABLE IRON 7000# | EA | ANDERSON MACLEAN POWER SYSTEMS POWERLINE HARDWARE CO. | 828602000 FAC-75 AC-60 | [5 empty] | 14 |  |  | 0 | N | N | 420 | 0
CLAAN002 | CLAMP, ANGLE, 2-AAAC - 1/0-AAAC ALUMINUM, 7000# | EA | MACLEAN POWER SYSTEMS | RALS-1-N-LKP | [5 empty] | 25 |  |  | 0 | N | N | 725 | 0
CLAAR002 | CLAMP, ARRESTER, HOT-LINE, HIGH STRENGTH ALUMINUM ALLOY, 6061-T6 CLAMP, WITH EYE- BOLT AND BLINT TAP, TAP/MAIN FILLED WITH INHIBITOR, 4/0-4 MAIN TO 2-8 TAP | EA | UTILCO | SCH-40B-9/16P | [5 empty] | 25 |  |  | 0 | N | N | 325 | 0
CLAAR003 | CLAMP, ARRESTER, HOT-LINE, HIGH STRENGTH ALUMINUM ALLOY, 6061-T6 CLAMP, WITH EYE- BOLT AND BLINT TAP, TAP/MAIN FILLED WITH INHIBITOR, 636-336 MAIN TO 2-6 TAP | EA | UTILCO | SCH-6362B-9/16P | [5 empty] | 12 |  |  | 0 | N | N | 3096 | 0
CLACS001 | CLAMP, CABLE SUSPENSION, 3-BOLT TYPE, 1/0 - 4/0-AAAC, 6" LENGTH | EA | CHANCE COOPER POWER SYSTEMS JOSLYN HI-VOLTAGE CORP. | 7903 DJ22C1 J1096 | [5 empty] | 25 |  |  | 0 | N | N | 1325 | 0
CLACT001 | CLAMP, CLAMP-TOP POST INSULATOR, HOT-DIP GALVANIZED, MALLEABLE IRON, 4/0-STR. CU. | EA | LAPP LINDSEY MACLEAN POWER SYSTEMS OHIO BRASS | 47101 1101 LPS-57F 270650 | [5 empty] | 25 |  |  | 0 | N | N | 1 | 0
CLACT003 | CLAMP, CLAMP-TOP POST INSULATOR ALUMINUM, 1/0 - 3/0 AAAC | EA | ANDERSON LAPP MACLEAN POWER SYSTEMS | TSC-57 47113 ACTS-57 | [5 empty] | 25 |  |  | 0 | N | N | 1 | 0
CLACT009 | CLAMP, CLAMP-TOP POST INSULATOR, ANGLE, 2 - 1/0 AAAC, ALUMINUM CONDUCTOR | EA | CONTINENTAL ELECTRIC FARGO LAPP PLP RELIABLE POWER PRODUCTS | PAC-57 GD-992A30 80481 TAAS-57 ACP-057 | [5 empty] | 50 |  |  | 0 | Y | Y | 1 | 0
CLACT010 | CLAMP, CLAMP-TOP POST INSULATOR, ANGLE, 3/0, 4/0, 652 AAAC, 336, 636 AAC, 556 ACSR ALUMINUM CONDUCTOR. | EA | MACLEAN POWER SYSTEMS | ULPS2-140 | [5 empty] | 25 |  |  | 0 | N | N | 175 | 0
CLAGR001 | CLAMP, GROUND ROD, 5/8" - 4SOL "HAMMERLOCK" | EA | ERICO PRODUCTS | EHL58C1K | [5 empty] | 25 |  |  | 0 | Y | Y | 10450 | 0
CLAGR002 | CLAMP, GROUND ROD, 5/8", 8 SOL - 1/0 STR. "WEDDING BAND" ** MAINTENANCE ONLY ** | EA | ERICO PRODUCTS | HDC58 | [5 empty] | 50 |  |  | 0 | N | N | 8800 | 0
CLAHL001 | CLAMP, HOT LINE, 6-1/0-MAIN, 6-1/0-TAP | EA | ANDERSON BLACKBURN CHANCE CMC/BARFIELD MANUFACTURING FARGO MACLEAN POWER SYSTEMS RICHARDS MFG. CO. | BC-2/0 HLC2108 S1520CC HLB2/0 GH-100 C1520 BHLC-100 | [5 empty] | 25 |  |  | 0 | Y | Y | 32900 | 0
CLAHL002 | CLAMP, HOT LINE, 2-4/0-MAIN, 6-2/0-TAP, | EA | ANDERSON BLACKBURN CHANCE CMC/BARFIELD MANUFACTURING FARGO MACLEAN POWER SYSTEMS RICHARDS MFG. CO. | BH-4 HLC3974 S1530CC HLB400 GH-101 C1530 BHLC-300 | [5 empty] | 25 |  |  | 0 | N | N | 825 | 0
CLAJU005 | CLAMP, SUSPENSION, CUSHION GRIP, 25000 LB LOAD, FOR 556 ASCR | EA | ALCOA PREFORMED LINE PRODUCTS CO. | HCS880 CGS-1097 | [5 empty] | 3 |  |  | 0 | N | N | 81 | 0
CLAJU008 | CLAMP, SUSPENSION, CUSHION GRIP, 25000 LB LOAD, FOR 1590 ASCR | EA | ALCOA PREFORMED LINE PRODUCTS CO. PREFORMED LINE PRODUCTS CO. | HCS1500 CGS-1098 CGS-1119 | [5 empty] | 3 |  |  | 0 | N | N | 51 | 0
CLAJU012 | CLAMP, JUMPER LOOP, FOR USE ON POLYMER INSULATOR WITH DOUBLE CONDUCTOR BUNDLE, 18" SPACING MAX., FOR 556-ACSR PARAKEET. | EA | MACLEAN POWER SYSTEMS | LPH3D-18-106 | [5 empty] | 1 |  |  | 0 | N | N | 1 | 0
CLAPJ001 | CLAMP, PARALLEL JUMPER, 6-1/0-ACSR LINE 2-8 SOL. CU/AL TAP, 1/2 INCH BOLT HEAD | EA | ITT BLACKBURN PENN-UNION | K1 JC-2-AA | [5 empty] | 50 |  |  | 0 | N | N | 900 | 0
CLAQD005 | CLAMP, QUADRANT DEADEND, FORGED OR CAST ALUMINUM, 397-1113AAC, 30000# | EA | ANDERSON LINDSEY MACLEAN POWER SYSTEMS | SD-130-N 1710 ADE-2526-N | [5 empty] | 3 |  |  | 0 | N | N | 240 | 0
CLAQD006 | CLAMP, QUADRANT DEADEND, FORGED OR CAST ALUMINUM, 1590ACSR, 30000# | EA | HUBBELL POWER SYSTEMS, INC. LINDSEY MACLEAN POWER SYSTEMS | SD185N 1712 ADE-27-N | [5 empty] | 2 |  |  | 0 | N | N | 36 | 0
CLAQD008 | CLAMP, QUADRANT DEADEND, DUCTILE IRON 19,000-LB ULTIMATE, COND. SIZE .20"-.55", (STD. PKG. OF 10 EACH) | EA | HUBBELL POWER SYSTEMS, INC. MACLEAN POWER SYSTEMS | SWDE55N FQD-583 | [5 empty] | 10 |  |  | 0 | N | N | 410 | 0
CLASR001 | CLAMP, STRAIN RELIEF WEDGE, ALUMINUM, 6-2 TRI | EA | ALLIED BOLT, INC. HUBBELL POWER SYSTEMS, INC. ITT BLACKBURN JOSLYN HI-VOLTAGE CORP. | 10076 SW7195 W62-1 7195 | [5 empty] | 100 |  |  | 1000 | Y | Y | 6300 | 0
CLASR002 | CLAMP, STRAIN RELIEF WEDGE, ALUMINUM, 1/0 TRI - 4/0 PAP | EA | ALLIED BOLT, INC. HUBBELL POWER SYSTEMS, INC. ITT BLACKBURN JOSLYN HI-VOLTAGE CORP. | 10078 SW7197 W40-1 7197 | [5 empty] | 50 |  |  | 900 | Y | Y | 12050 | 0
CLASR003 | CLAMP, STRAIN RELIEF WEDGE MESSENGER, SIZE: #6 - 2/0 | EA | BLACKBURN MACLEAN POWER SYSTEMS | W20-1 7187 | [5 empty] | 50 |  |  | 5000 | Y | Y | 53350 | 0
CLASR004 | CLAMP, SERVICE ENTRANCE WIRE HOLD | EA | HALEX | 60525 | [5 empty] | 1 |  |  | 100 | N | N | 1112 | 0
CLASS001 | CLAMP, STRAIGHT STRAIN, MALLEABLE IRON, GALVANIZED, 6-1/0, 5000# COPPER OR COPPERWELD | EA | MACLEAN POWER SYSTEMS PLP | SDE-46F SDF-52-N | [5 empty] | 20 |  |  | 0 | Y | Y | 2700 | 0
CLASS002 | CLAMP, STRAIGHT STRAIN, MALLEABLE IRON, GALVANIZED, 2/0-250 8000# COPPER OR COPPERWELD | EA | ANDERSON BARRON BETHEA CONTINENTAL ELECTRIC PLP RELIABLE POWER PRODUCTS | MDE-60-N SDF-10N SDE-73F SDF-63-N DEF-37-N | [5 empty] | 10 |  |  | 0 | N | N | 330 | 0
CLASS003 | CLAMP, STRAIGHT STRAIN, MALLEABLE IRON, GALVANIZED, 250-500 10000#, COPPER OR COPPERWELD | EA | ANDERSON BARRON BETHEA CONTINENTAL ELECTRIC MACLEAN POWER SYSTEMS OHIO BRASS RELIABLE POWER PRODUCTS | 87672-2000 SDF-20N SDE-88F SDE-93F 91572 DEF-45-N | [5 empty] | 10 |  |  | 0 | N | N | 180 | 0
CLASS004 | CLAMP, STRAIGHT STRAIN, ALUMINUM, 5000#, 4-3/0 ALUM | EA | ANDERSON CPI HYDROCOM INTERNATIONAL MACLEAN POWER SYSTEMS PLP | ADEZ-47-N SBDE440 HCD60-SO HDSO-47 SOD-53-N | [5 empty] | 25 |  |  | 0 | Y | Y | 46150 | 0
CLASS006 | CLAMP, STRAIGHT STRAIN, ALUMINUM, 10000# 3/0 - 556 ALUM (STD PKG 15 EA) | EA | ANDERSON HYDROCOM INTERNATIONAL MACLEAN POWER SYSTEMS PLP | ADEZ-88-N HCD88-SO HDSO-88 SOD-93-N | [5 empty] | 10 |  |  | 0 | Y | N | 5540 | 0
CLASS007 | CLAMP, STRAIGHT STRAIN, ALUMINUM, 12000# 397 - 1000 ALUM. | EA | ANDERSON HYDROCOM INTERNATIONAL MACLEAN POWER SYSTEMS PLP | ADEZ-116-N HCD116-SO HDSO-116 SOD-119-N | [5 empty] | 10 |  |  | 0 | Y | Y | 6430 | 0
CLASS008 | CLAMP, STRAIGHT STRAIN, 15000#, 336 - 1200 ALUMINUM, .666" - 1.263". | EA | HUBBELL POWER SYSTEMS, INC. | ASOD12592N | [5 empty] | 10 |  |  | 0 | N | N | 70 | 0
CLASU001 | CLAMP, SUSPENSION, ALUMINUM, 15000#, 3#6AW / 7#10AW, MINIMUM CLAMPING RANGE .25" - .62" | EA | ANDERSON LINDSEY MACLEAN POWER SYSTEMS | HAS-62-N 1330N LS-0-N | [5 empty] | 25 |  |  | 0 | N | N | 625 | 0
CLASU002 | CLAMP, SUSPENSION, ALUMINUM, 25000#, 3/0 - 336AAC, MINIMUM CLAMPING RANGE .50" - 1.04" | EA | ANDERSON LINDSEY RELIABLE POWER PRODUCTS | HAS-104-N 1334N LS-2-N | [5 empty] | 15 |  |  | 0 | N | N | 30 | 0
CLASU006 | CLAMP, SUSPENSION, ALUMINUM, 25000#, 636 AAC, 556 ACSR, 652 AAAC, 336 ACSR, MINIMUM CLAMPING RANGE 1.00" - 1.47" | EA | ANDERSON FLAGG (MIF) LINDSEY RELIABLE POWER PRODUCTS | HAS-147-N 42101-N 1342N LS-6-N | [5 empty] | 10 |  |  | 0 | N | N | 90 | 0
CLASU007 | CLAMP, SUSPENSION, ALUMINUM, 25000#, 954 AAC, ASCR | EA | ANDERSON CONTINENTAL ELECTRIC FLAGG (MIF) LAPP LINDSEY MC GRAW EDISON PLP RELIABLE POWER PRODUCTS | HAS-182-N SC-192-N HALS-182 306035-N 1346N WBT9548U ALS-182-N LS-8-N | [5 empty] | 10 |  |  | 0 | N | N | 1 | 0
CLASU009 | CLAMP, SUSPENSION, MALLEABLE IRON, GALV. 16000#, 2-4/0 | EA | AMERICAN CONNECTOR ENGINEERS ANDERSON LAPP LINDSEY MACLEAN POWER SYSTEMS | FLS-63 MS-60-N 305741-N 1329 FCS-60 | [5 empty] | 10 |  |  | 0 | N | N | 1 | 0
CLASW001 | CLAMP, SHIELD WIRE, 3#6AW / 3#7CU, GALV. | EA | CHANCE JOSLYN HI-VOLTAGE CORP. MACLEAN POWER SYSTEMS | 5455 J5455 U5268 | [5 empty] | 50 |  |  | 0 | N | N | 3200 | 0
CLATG001 | CLAMP, TRANSFORMER TANK GROUND, "BRONZE" 6 SOL - 1 STR. | EA | CMC/BARFIELD MANUFACTURING ELECTRIC MOTION COMPANY, INC. ERICO PRODUCTS MACLEAN POWER SYSTEMS | BGC-0 EM 207 CC207 BVC-207 | [5 empty] | 100 |  |  | 1800 | Y | Y | 20500 | 0
CLEEY001 | CLEVIS, EYE, 90 DEGREE, 30,000# 1/2" EYE THICKNESS, 11/16" HOLE DIAMETER HOT-DIP GALVANIZED, DROP-FORGED STEEL 5/8" PIN DIA., 13/16" CLEVIS OPENING | EA | HUBBELL POWER SYSTEMS, INC. | CA-05-033 | [5 empty] | 20 |  |  | 0 | N | N | 40 | 0
CLEHL001 | CLEVIS, HOT LINE HARDWARE, BALL-Y-CLEVIS 30,000#, 3/4" PIN SIZE, CLASS 52-3 FOR TRANSMISSION USE, HOT DIPPED GALV. | EA | ANDERSON FLAGG (MIF) JOSLYN HI-VOLTAGE CORP. LINDSEY RELIABLE POWER PRODUCTS | HYBC-30 13501 BT3091 3478 YCBHL-65A | [5 empty] | 15 |  |  | 0 | N | N | 675 | 0
CLEHL004 | CLEVIS, HOT LINE HARDWARE, SOCKET CLEVIS 30,000#, 5/8" PIN SIZE, CLASS 52-3 FOR TRANSMISSION USE, HOT DIPPED GALV. | EA | ANDERSON FLAGG (MIF) JOSLYN HI-VOLTAGE CORP. LINDSEY RELIABLE POWER PRODUCTS | HSC-100 13505 BT3087 3454 SCHL-55A | [5 empty] | 10 |  |  | 0 | N | N | 90 | 0
CLEHL005 | CLEVIS, HOT LINE HARDWARE, SOCKET-Y 50,000#, 7/8" PIN SIZE, CLASS 52-8 FOR TRANSMISSION USE, HOT DIPPED GALV. | EA | ANDERSON LINDSEY RELIABLE POWER PRODUCTS | HSYC-50 3471 SYCHL-87 | [5 empty] | 5 |  |  | 0 | N | N | 340 | 0
CLEHL007 | EYE, SOCKET TYPE, HOT LINE HARDWARE GALVANIZED, CLASS 52-3, 30,000# STRENGHT 1-1/16" EYE SIZE, 1" EYE THICKNESS FOR TRANSMISSION USE, HOT DIPPED GALV. | EA | ANDERSON LINDSEY | HSE-100-10 3463-106-106 | [5 empty] | 20 |  |  | 0 | N | N | 100 | 0
CLEHL008 | EYE, SOCKET TYPE, HOT LINE HARDWARE GALVANIZED, CLASS 52-8, 40,000# STRENGHT 13/16" EYE SIZE, 3/4" EYE THICKNESS FOR TRANSMISSION USE, HOT DIPPED GALV. | EA | LINDSEY | 3464 | [5 empty] | 25 |  |  | 0 | N | N | 75 | 0
CLEIN001 | CLEVIS, INSULATED, GALVANIZED, INSULATOR NOT INCLUDED, 3-1/4" CLEVIS OPENING | EA | COOPER POWER SYSTEMS HUBBELL POWER SYSTEMS, INC. JOSLYN HI-VOLTAGE CORP. POWERLINE HARDWARE CO. UTILITIES SERVICE | DC5C2 468 J93 P093 31215 | [5 empty] | 40 |  |  | 0 | Y | Y | 1440 | 0
CLESO004 | CLEVIS, SOCKET-Y, CLASS 52-8, 3/4" PIN FORGED STEEL, HOT-DIP GALVANIZED, 30,000# | EA | ANDERSON LAPP MACLEAN POWER SYSTEMS | SYC-30 72949 SYCR-56 | [5 empty] | 10 |  |  | 0 | N | N | 140 | 0
CLESO005 | CLEVIS, SOCKET - Y, 50,000 LB, CLASS 52-8/11. | EA | BETHEA NATIONAL HUBBELL POWER SYSTEMS, INC. | SYC-87 94277-3001 | [5 empty] | 5 |  |  | 0 | N | N | 120 | 0
CLETE001 | CLEVIS, TOWER EYE, STANDARD, 30,000# 5/8" EYE THICKNESS, 11/16" HOLE DIAMETER HOT-DIP GALVANIZED, HEAT TREATED | EA | ANDERSON JOSLYN MANUFACTURING CO. LINDSEY MACLEAN POWER SYSTEMS | 85450-2000 33400-5/8 3136 YCE65625A | [5 empty] | 15 |  |  | 0 | N | N | 225 | 0
CLETE004 | CLEVIS, TOWER EYE, 90 DEGREE, 30,000# 5/8" EYE THICKNESS, 11/16" HOLE DIAMETER HOT-DIP GALVANIZED, HEAT TREATED | EA | ANDERSON JOSLYN MANUFACTURING CO. LINDSEY MACLEAN POWER SYSTEMS | 85451-2000 33440-5/8 3154 YCE9062565 | [5 empty] | 20 |  |  | 0 | N | Y | 580 | 0
CLETH001 | CLEVIS, THIMBLE, GALVANIZED, 20,000# 3/8" & 7/16" | EA | AMERICAN CONNECTOR ENGINEERS CONTINENTAL ELECTRIC FLAGG (MIF) POWERLINE HARDWARE CO. RELIABLE POWER PRODUCTS | TC-5F CT-88 PA271 DET-20 FSA-88-5 | [5 empty] | 25 |  |  | 0 | N | N | 850 | 0
CLETH002 | CLEVIS, THIMBLE, GALVANIZED, 40,000# 1/2" & 9/16" | EA | ANDERSON BARRON BETHEA CONTINENTAL ELECTRIC FLAGG (MIF) RELIABLE POWER PRODUCTS | DDT-07 TC-2 CT-88H PA272B FSA-100-6 | [5 empty] | 1 |  |  | 0 | N | N | 202 | 0
CLETH003 | CLEVIS, THIMBLE, GALVANIZED, 60,000# 5/8" & 3/4" | EA | CONTINENTAL ELECTRIC HUBBELL POWER SYSTEMS, INC. RELIABLE POWER PRODUCTS | CT-100H DDT12 FSA-125-8 | [5 empty] | 10 |  |  | 0 | N | N | 140 | 0
CLEYY001 | CLEVIS, "Y", 90-DEGREE, 13/16" OPENING 3/4" Y-PIN, 5/8" CLEVIS PIN, 30,000# | EA | ANDERSON LAPP LINDSEY RELIABLE POWER PRODUCTS | YCC-30-90 98661 3190 YCCR-65 | [5 empty] | 10 |  |  | 0 | N | N | 1 | 0
CNNAJ002 | TERMINAL, ALUMINUM JUMPER, CONDUCTOR RANGE .889"- .964", CONDUCTOR SIZE 556-ACSR 636-AAC, 15-DEGREE ANGLE | EA | AFL ANDERSON BURNDY CORP. HOMAC SEFCOR TRAVIS FOUNDRY - PDU | S5124.969D ACF-67-5B-15 YNA39RT4N15 ALCC-636-4N15 AL-918-4A-15 16-148C-15 | [5 empty] | 1 |  |  | 0 | N | N | 56 | 0
CNNAJ006 | TERMINAL, ALUMINUM JUMPER, CONDUCTOR RANGE 1.092"-1.172", CONDUCTOR SIZE 954-AAC 0-DEGREE ANGLE | EA | AFL ALCOA ANDERSON BURNDY CORP. HOMAC KEARNEY SEFCOR TRAVIS FOUNDRY - PDU | S5630. 5630.122 OAL-1000C YNA451RT ALCC-954-4N 40603-10 AL-1126-4A 16-161C | [5 empty] | 1 |  |  | 0 | N | N | 84 | 0
CNNAJ008 | TERMINAL, ALUMINUM JUMPER, 4-HOLE PAD 1.475"-1.560", CONDUCTOR SIZE 1590-ACSR 0-DEGREE ANGLE COMPRESSION CONNECTION | EA | AFL ALCOA ANDERSON ANDERSON BURNDY CORP. HOMAC SEFCOR TRAVIS FOUNDRY - PDU | S5640.162 5640.162 ACF-1545-N4 CCL-1545-D YNA56RT ALCC-1590-4NN AL-1548-4A 16-169D | [5 empty] | 1 |  |  | 0 | N | N | 46 | 0
CNNAJ020 | TERMINAL, STRAIGHT, ALUMINUM JUMPER, FOR 2500 ACC CONDUCTOR. | EA | AFL ALCOA ANDERSON HOMAC SEFCOR TRAVIS FOUNDRY - PDU | S5644.188 TS20 ACF-1824-N4 ALCC-2500-4NN AL-1824-4B 16-172D | [5 empty] | 1 |  |  | 0 | N | N | 1 | 0
CNNBS710 | CONNECTOR, HORIZONTAL BUS SUPPORT, BRONZE, CABLE TO INSULATOR, 4/0 - 1000 MCM, 3" BCD, TIN PLATED | EA | AFL ANDERSON DOSSERT HOMAC PLP SEFCOR TRAVIS FOUNDRY - PDU | PSG131-3-SN ICA-100-3-TP PSG-131-3-SN KSBD-100-3-R TBD PER CABLE REQS ACRI-34-3-SND 19-389-TPA | [5 empty] | 1 |  |  | 0 | N | N | 1 | 0
CNNBS713 | SUPPORT, BUS, BOLTED, HORIZONTAL, DOUBLE 500 MCM CABLE TO 3" BCD INSULATOR, TIN PLATTED BRONZE ALLOY CASING WITH SILICON BRONZE CLAMPING HARDWARE AND GALVANIZED STEEL MOUNTING HARDWARE. | EA | AFL ANDERSON DOSSERT HOMAC PLP SEFCOR TRAVIS FOUNDRY - PDU | C2SP50-3-SN CDSB-50-3-TP C2SP 50-3-SN KSBP-50-3R SH2G21-3-E SCR12-20-3-SND 19-387-2COND-TPA | [5 empty] | 1 |  |  | 0 | N | N | 1 | 0
CNNBS810 | CONNECTOR, HORIZONTAL BUS SUPPORT, BRONZE, TUBE OR CABLE TO INSULATOR, 250-1750 MCM TO 5" BCD HOMAC P/N KSBD-175-5. | EA | AFL ANDERSON HOMAC PLP SEFCOR | PSG199-5 CSSB-200-5 KSBD-175-5 TBD PER CABLE REQS SCRI-48-5 | [5 empty] | 1 |  |  | 0 | N | N | 1 | 0
CNNCO335 | CONNECTOR, STRAIGHT COUPLER, ALUMINUM, TUBE TO TUBE, 4" IPS, MAIN & TAP ANDERSON P/N ASTT-4040 | EA | AFL ANDERSON HOMAC PLP SEFCOR TRAVIS FOUNDRY - PDU | CP400-AA ASTT-4040 ABC-P HE45A45A ASCT-6464 13-209 | [5 empty] | 1 |  |  | 0 | N | N | 1 | 0
CNNCO875 | COUPLER, ANGLE, FLAT TO FLAT, BRONZE, 90 DEGREE, 4-HOLE-4" PAD TO 4-HOLE-4" PAD X 3/4" THICK, TIN PLATED | EA | SEFCOR TRAVIS FOUNDRY - PDU | ADP90L-4B-75-CU-SND BR-4X4X90(3/4" THICK)-TPA | [5 empty] | 1 |  |  | 0 | N | N | 1 | 0
CNNCP001 | CONNECTOR, #1, 6-4 MAIN, 6-4 TAP, COMPRESSION, PARALLEL TAP, ALUMINUM, | EA | ANDERSON BURNDY CORP. HOMAC ITT BLACKBURN KEARNEY CNNCP001 | AC 506-82 YHO1 OB44 WR159 506-82 KO-R06 | [5 empty] | 25 |  |  | 0 | N | N | 3150 | 0
CNNCP002 | CONNECTOR, #2, 6-2 MAIN, 2-1/0 TAP, ALUMINUM COMPRESSION, PARALLEL TAP, | EA | ANDERSON BURNDY CORP. HOMAC ITT BLACKBURN KEARNEY PENN-UNION | AC-508-82 YHO2 OB101 WR189 50882 KO-R08 | [5 empty] | 25 |  |  | 13500 | N | N | 168525 | 0
CNNCP003 | CONNECTOR, 2-2/0 MAIN, 2-2/0 TAP, COMPRESSION, PARALLEL TAP, ALUMINUM, | EA | HOMAC KEARNEY PENN-UNION | OB1010 504-82 KO-R10 | [5 empty] | 25 |  |  | 0 | N | Y | 8100 | 0
CNNCP004 | CONNECTOR, #4, 1/0-2/0 MAIN, 1/0-3/0 TAP COMPRESSION, PARALLEL TAP, ALUMINUM, | EA | ANDERSON BURNDY CORP. HOMAC ITT BLACKBURN PENN-UNION | AC-504-82 YHD4 DB2020 WR279 KD-R04 | [5 empty] | 250 |  |  | 11000 | N | N | 137500 | 0
CNNCP005 | CONNECTOR, #3, 6-2 MAIN, 2/0-3/0 TAP, COMPRESSION, PARALLEL TAP, ALUMINUM, | EA | ANDERSON BURNDY CORP. HOMAC ITT BLACKBURN KEARNEY PENN-UNION | AC-502-82 YHD3 DB202 WR289 502-82 KD-R02 | [5 empty] | 250 |  |  | 4000 | N | N | 27250 | 0
CNNCP006 | CONNECTOR, #6, 1/0-2/0 MAIN, 3/0-4/0 TAP COMPRESSION, PARALLEL TAP, ALUMINUM, | EA | ANDERSON BURNDY CORP. HOMAC ITT BLACKBURN KEARNEY PENN-UNION | AC-505-82 YHD6 DB4020 WR399 505-82 KD-R05 | [5 empty] | 25 |  |  | 0 | N | N | 29175 | 0
CNNCP007 | CONNECTOR, #7, 3/0-4/0 MAIN, 3/0-4/0 TAP COMPRESSION, PARALLEL TAP, ALUMINUM, | EA | BURNDY CORP. HOMAC ITT BLACKBURN KEARNEY PENN-UNION | YHD7 DB4040 WR419 507-82 KD-R28 | [5 empty] | 250 |  |  | 0 | N | N | 25250 | 0
CNNCP008 | CONNECTOR, #5, 6-2 MAIN, 4/0 TAP, COMPRESSION, PARALLEL TAP, ALUMINUM, | EA | ANDERSON BURNDY CORP. HOMAC ITT BLACKBURN KEARNEY PENN-UNION | AC-503-82 YHD5 DB404 WR379 503-82 KD-R03 | [5 empty] | 250 |  |  | 3600 | N | N | 32000 | 0
CNNCP016 | CONNECTOR, .204"-.258",.204"-.258" COPPER COMPRESSION TAP FOR COPPER CONNECTIONS ONLY | EA | HOMAC ITT BLACKBURN KEARNEY PENN-UNION | HCST-302x CF22 302-82 CDT-398-8 | [5 empty] | 200 |  |  | 0 | N | N | 800 | 0
CNNCP021 | CONNECTOR, COPPER COMPRESSION, CONDUCTOR SIZE- #2 | EA | ANDERSON BURNDY CORP. DOSSERT HOMAC ITT BLACKBURN MAC ELECTRICAL CONNECTORS PENN-UNION RICHARDS MFG. CO. UTILCO | VHSS-2 YS2CL DPCS-6 SC-2 CSP-2 MSC2 BCU-2T SCC7 CT-2 | [5 empty] | 25 |  |  | 0 | N | N | 150 | 0
CNNCP022 | CONNECTOR, COPPER COMPRESSION, CONDUCTOR SIZE- #1/0 | EA | ANDERSON BURNDY CORP. DOSSERT HOMAC HUBBELL ITT BLACKBURN MAC ELECTRICAL CONNECTORS PENN-UNION RICHARDS MFG. CO. UTILCO | VHSS-1/0 YS25L DPCS-10 SC-1/0 VHSS10 CSP-10 MSC 1/0 BCU-1/OT SCC9 CT-1/0 | [5 empty] | 1 |  |  | 0 | N | N | 13855 | 0
CNNCP025 | CONNECTOR, COPPER COMPRESSION CONDUCTOR SIZE 500KCM, 600V APPLICATIONS | EA | BURNDY CORP. HOMAC HUBBELL RICHARDS MFG. CO. | YS34 C500 VHS500 CC18 | [5 empty] | 1 |  |  | 0 | N | N | 608 | 0
CNNCP035 | CONNECTOR, COPPER COMPRESSION, 750-MCM, HOMAC CONNECTORS P/N C750 | EA | BURNDY CORP. HOMAC ILSCO RICHARDS MFG. CO. UTILCO UTLX | YS39 C750 CTL-750 CC23 CTL-750 1-1443403-6 | [5 empty] | 6 |  |  | 0 | N | N | 564 | 0
CNNCP036 | CONNECTOR, ALUMINUM COMPRESSION, STRAIGHT, 1000-MCM CONDUCTOR SIZE | EA | BLACKBURN FCI USA INCORPORATED | ASP1000 YS44A1 | [5 empty] | 1 |  |  | 0 | N | N | 1786 | 0
CNNCP038 | CONNECTOR, AL/CU COMPRESSION, STRAIGHT, 1/0 AL CONDUCTOR SIZE ( MAX - LENGTH 3-INCHES ) USED WITH SPL SH 002 | EA | BURNDY ELECTRICAL HOMAC | YS25A1 SAC 1/0TN | [5 empty] | 1 |  |  | 0 | N | N | 5 | 0
CNNCT004 | CONTACT CONNECTOR, 350-750 MCM RANGE COMPACTED CU. CONDUCTOR, 15KV, FOR 600AMP APPLICATIONS | EA | COOPER POWER SYSTEMS ELASTIMOLD RICHARDS MFG. CO. | CDT630SB400 EACT-0750(350-750) P6ALR5 | [5 empty] | 1 |  |  | 0 | N | N | 1 | 0
CNNCT005 | CONNECTOR, CONTACT, 25KV, 600 AMP, STRANDED 1/0 AL TRXLPE TO MAKE UP ELBOW CONNECTOR CNNNL001. | EA | COOPER POWER SYSTEMS ELASTIMOLD ELASTIMOLD HUBBELL POWER SYSTEMS, INC. POWERCONNECTOR SPECIALTIES RICHARDS MFG. CO. | CDT630SB150 03700240 3700240 625LUG24 PCE-63 P6AL-9 | [5 empty] | 3 |  |  | 0 | N | N | 1 | 0
CNNGR002 | COUPLING, GROUND ROD, "THREADLESS" REMARKS: FOR THREADLESS GROUND RODS | EA | DEMARK ERICO PRODUCTS SOUTHERN GROUNDING | GRC-58B CC58 58DC | [5 empty] | 50 |  |  | 0 | N | N | 21750 | 0
CNNGR634 | CONNECTOR, FLEXIBLE COPPER GROUNDING BRAID, TIN PLATED, 1 1/4" WIDE X24" LONG X 1/4" THICK, 1 HOLE ON ONE END, OTHER FERRULE IS BLANK FOR CLAMPING TO PIPE | EA | AFL ANDERSON DOSSERT HOMAC SEFCOR TRAVIS FOUNDRY - PDU | CF200-5A GB-200-5A CF200-5A GA-397-W-24 XBG146-D1-24 111-182-24-HP | [5 empty] | 1 |  |  | 0 | N | N | 3 | 0
CNNGR636 | CONNECTOR, FLEXIBLE COPPER GROUNDING BRAID, 1 1/4" WIDE X 24" LONG X 1/4" THICK, TINNED, 2 HOLES ON ONE END, OTHER FERRULE IS BLANK FOR CLAMPING TO PIPE | EA | AFL ANDERSON HOMAC SEFCOR TRAVIS FOUNDRY - PDU | CF200-5B GB-200-5B GA-397-O-24 XBG146-D-24 111-182-24-2HP | [5 empty] | 1 |  |  | 0 | N | N | 4 | 0
CNNGR652 | CLAMP, GROUND, SINGLE CABLE TO FLAT, #4 SOL.-300 MCM, TIN PLATED | EA | AFL ANDERSON DOSSERT HOMAC PLP SEFCOR TRAVIS FOUNDRY - PDU | GF30-GS-SN GC-141A-G2-TP GF30-SN 2709-1-30EHR TE250-GS-E GTC-14-SND 17-159-TPA | [5 empty] | 1 |  |  | 0 | N | N | 148 | 0
CNNGR662 | CONNECTOR, BRONZE GROUND CLAMP, TWO CABLES TO FLAT, #4 SOL-300 MCM OR 7 #5 COPPERWELD, TIN PLATED | EA | AFL ANDERSON DOSSERT PLP SEFCOR TRAVIS FOUNDRY - PDU | GAV30-GS-SN GC-143A-G2-TP GAV30-SN TD1414-GS-E GTC2-14-SND 17-164-TPA | [5 empty] | 1 |  |  | 0 | N | N | 189 | 0
CNNHS002 | CONNECTOR, FOR HEAT-SHRINK SPLICE 2000KCM, 69KV CONDUCTOR | EA | RAYCHEM | EPPA-047-42/76-180 | [5 empty] | 1 |  |  | 0 | N | N | 2 | 0
CNNJU001 | JUMPER, 636AAC, 8 FT, WITH 2 HOLE COMPRESSION CONNECTOR (BURNDY YNA39R SQUEEZED ON WITH BURNDY 722 DIE OR HOMAC ACL-930-2N), OPEN END TAPED AND CABLE TIED, 105 PER PALLET | EA | IRBY | KIT-JEACNNJU001 | [5 empty] | 105 |  |  | 0 | N | N | 3360 | 0
CNNLB001 | CONNECTOR, 1/0 ALUM., LOADBREAK ELBOW, SUBMERSIBLE, 25 KV, B.I.L. 125 KV, 200A ED | EA | EATON ELASTIMOLD ITT BLACKBURN TYCO/RAYCHEM | LE225CC06T 262LR-C5240 JT2CJ10BAT ELB-25-210C10 | [5 empty] | 1 |  |  | 1800 | N | N | 10128 | 0
CNNLB002 | CONNECTOR, LOADBREAK ELBOW REPAIR, FOR REPAIR REPLACEMENT OF FAILED ELBOW 1/0 ALUMINUM, 25-KV, 200-AMP | EA | ELASTIMOLD | 274ELR-88110-240 | [5 empty] | 1 |  |  | 0 | N | N | 85 | 0
CNNLB004 | CONNECTOR, EXTENDED LOADBREAK ELBOW , 1/0, 25-KV, 200-AMP, 18IN | EA | ELASTIMOLD | 274RLR-H-5240 | [5 empty] | 1 |  |  | 0 | N | N | 26 | 0
CNNME002 | CONNECTOR, 1", STRAIGHT, FOR LIQUID TIGHT INSULATED FLEXIBLE METAL CONDUIT. | EA | THOMAS & BETTS | 5234-TB WITH 5264 TB | [5 empty] | 50 |  |  | 0 | N | N | 350 | 0
CNNNL004 | CONNECTOR, EXTENDED, 2/0-1000 KCM, 600AMP, 25KV, 20" LENGTH, SOLID BODY | EA | ELASTIMOLD | K656BELR | [5 empty] | 1 |  |  | 0 | N | N | 1 | 0
CNNPA133 | CONNECTOR, PARALLEL TAP, ALUMINUM, 3 U-BOLTS, 556 ACSR. | EA | ANDERSON DOSSERT HOMAC PLP SEFCOR | LCU-700-55 ACA504 ABRU3-79 MP30R PUAL-6666 | [5 empty] | 1 |  |  | 0 | N | N | 1 | 0
CNNPA590 | CONNECTOR, PARALLEL, BRONZE, MULTIPLE (2) U-BOLTS, #1 SOL, 4/0 MAIN & TAP, TRANSMISSION ITEM | EA | AFL ANDERSON HOMAC SEFCOR | UPL21 LC-1133 VWU2-4/0-1 PU-5050 | [5 empty] | 25 |  |  | 0 | N | N | 75 | 0
CNNPA604 | CONNECTOR, PARALLEL, MULTIPLE (2) CENTER BOLT, CABLE SPACER, 500-800 MCM, BRONZE, TIN PLATED ANDERSON P/N BPCS-080-4-TP | EA | AFL ANDERSON HOMAC SEFCOR TRAVIS FOUNDRY - PDU | CASV90-4-SN BPCS-0804-TP KACS2-80-4R ASPC-20-4-BR-SND 110-105-CS-4-TPA | [5 empty] | 1 |  |  | 0 | N | N | 24 | 0
CNNPA612 | CONNECTOR, PARALLEL, SINGLE CENTER BOLT BRONZE, CABLE SPACER, 750-1000 MCM, TIN PLATED ANDERSON P/N BPCS-100-2 1/2-TP (USED IN SETS OF 3) | EA | AFL ANDERSON DOSSERT HOMAC SEFCOR TRAVIS FOUNDRY - PDU | CASV100-2-1/2-SN BPCS-100-2 1/2-TP CASV 100-2-1/2-SN GA-582-TP CSPC-34-6-SND 110-105-CS-2.5-TPA | [5 empty] | 3 |  |  | 0 | N | N | 1 | 0
CNNPA613 | CONNECTOR, PARALLEL CABLE SPACER 954 ACSR, ALUMINUM. | EA | AFL ANDERSON HOMAC PLP SEFCOR TRAVIS FOUNDRY - PDU | CASV125-4-AA APCS-13-4 ACS2-125-4 ES285A-100 ASPC-36-4 110-119-CS-4 | [5 empty] | 1 |  |  | 0 | N | N | 534 | 0
CNNPL003 | STUD, THREADED, 15/25KV, 600 AMP. | EA | COOPER POWER ELASTIMOLD HUBBELL POWER SYSTEMS, INC. | STUD-A 650SA 625SA | [5 empty] | 1 |  |  | 0 | N | N | 240 | 0
CNNPL501 | CONNECTOR, BI-METALLIC TRANSITION PLATE, 3" X 3" X 1/16", 80%AL/20%CU, 4-HOLE NEMA***PACKAGES OF 50 EACH*** | EA | AFL ANDERSON DOSSERT HOMAC PLP SEFCOR TRAVIS FOUNDRY - PDU | BM4N TP-C BM3N GB-9557-3 MB-3-T09 ATP-C TP3 | [5 empty] | 25 |  |  | 0 | N | N | 325 | 0
CNNPL504 | CONNECTOR, BI-METALLIC TRANSITION PLATE, 2-HOLE NEMA, AL/CU, TYPE-TP, PAGE-J9, FIG.1, 1 1/2" X 3" X 1/16", 80% ALUM., 20% COPPER IN THICKNESS, PKG OF 25 EACH | EA | AFL ANDERSON DOSSERT HOMAC SEFCOR TRAVIS FOUNDRY - PDU | BM1-1/2N TP-B BM 1-1/2N GB-9557-1.5 ATP-B TP2 | [5 empty] | 25 |  |  | 0 | N | N | 25 | 0
CNNSB532 | CONNECTOR, SPLIT BOLT PARALLEL, BRONZE, 500-1000 MCM ANDERSON P/N C-1000 | EA | ANDERSON BURNDY CORP. HOMAC | C-1000 KS-44 E 1000 | [5 empty] | 1 |  |  | 0 | N | N | 1 | 0
CNNSD730 | CONNECTOR, STUD TO FLAT, BRONZE, 1-1/2"-12 TO 4 HOLE FLAT, (4" PAD) TIN PLATED, FINISH BOTH SURFACES | EA | AFL ANDERSON BURNDY CORP. HOMAC PLP SEFCOR TRAVIS FOUNDRY - PDU | SCB150-1/2F-4N4-T12-SN HDSF-14-1-D-1/2-12-TP FD67D8W KSLC-10-4NNR PM59C12-1-4N4-E SNFT-44-4B-SND 14-348-TP | [5 empty] | 1 |  |  | 0 | N | N | 1 | 0
CNNSD738 | CONNECTOR, STUD TO FLAT, BRONZE, 2"-12 TO 4 HOLE FLAT, (4" PAD) TIN PLATED, FINISH BOTH SURFACES ANDERSON P/N HDSF-20-1-D-1/2-12-TP | EA | AFL ANDERSON BURNDY CORP. HOMAC PLP SEFCOR TRAVIS FOUNDRY - PDU | SCB200-1/2F-4N4-T12-SN HDSF-20-1-D-1/2-12-TP FD68D8W KSLC-13-4NNR PM60C12-1-4N4-E SNFT-54-4B-SND 14-358-TP | [5 empty] | 1 |  |  | 0 | N | N | 3 | 0
CNNSO011 | CONNECTOR, 4/0 STR, SOLDER, SPLIT SOLDER TINNED DIPPED COPPER | EA | DOSSERT HOMAC MAC ELECTRICAL CONNECTORS PEKCU RICHARDS MFG. CO. | DPS-21 STC-4/0 MSS-4/0 212 RSS12 | [5 empty] | 1 |  |  | 0 | N | N | 138 | 0
CNNSP001 | CONNECTOR, SECONDARY PEDESTAL, 4-OUTLET #10- 500-KCM | EA | CONNECTOR MANUFACTURING CO. HOMAC NSI INDUSTRIES POLARIS UTILCO | SSBC-500-4SI RAB45C ISPB350-4 IPLW600-4P PED4-500-SSP | [5 empty] | 6 |  |  | 0 | N | N | 19812 | 0
CNNSP002 | CONNECTOR, SECONDARY PEDESTAL, 6-OUTLET #2 - 750-KCM | EA | CONNECTOR MANUFACTURING CO. HOMAC UTILCO | SSBC750-6I RXM6C PED6-750-SSP | [5 empty] | 6 |  |  | 0 | N | N | 1980 | 0
CNNTA001 | CONNECTOR, BOLT ON, 336-336, INSTALLED WITH TORQUE CONTROL DEVICE. | EA | HUBBELL | GA9820GL | [5 empty] | 10 |  |  | 0 | N | N | 470 | 0
CNNTA002 | CONNECTOR, 636-336, TAP, | EA | HOMAC HOMAC HUBBELL | A-5060 A-5060-SH GA9820GL | [5 empty] | 10 |  |  | 100 | N | N | 330 | 0
CNNTA003 | CONNECTOR, 636-500 COPPER, TAP, | EA | HUBBELL | GA9820GL | [5 empty] | 10 |  |  | 0 | N | N | 80 | 0
CNNTA004 | CONNECTOR, 636-636, TAP, | EA | HOMAC HOMAC HUBBELL RICHARDS MFG. CO. | A-5070 A-5070-SH GA9820GL APC18 | [5 empty] | 10 |  |  | 800 | N | N | 10680 | 0
CNNTA005 | CONNECTOR, 336-4/0, TAP, | EA | CPI HOMAC UTILITY COMPONENTS INC. | 350123 A-4040-SH WL-4040-40-SH | [5 empty] | 50 |  |  | 0 | N | N | 250 | 0
CNNTA006 | CONNECTOR, 636-4/0, TAP, | EA | CPI CONNECTOR PRODUCTS HOMAC UTILITY COMPONENTS INC. | 556638 A-4555-SH WL-4550-40-SH | [5 empty] | 25 |  |  | 0 | N | N | 425 | 0
CNNTA007 | CONNECTOR, 500CU-4/0, TAP, | EA | CPI HOMAC UTILITY COMPONENTS INC. | 477724T A-4045-SH WL-4045-40-SH | [5 empty] | 25 |  |  | 0 | N | N | 125 | 0
CNNTB001 | CONNECTOR, 1/0-4/0 MAIN, 8-4/0TAP TWO-BOLT PARALLEL STRENGTH COPPER ALLOY. | EA | ANDERSON BURNDY CORP. DOSSERT HOMAC PENN-UNION SEFCOR UTILITY STANDARD | K3 KVS28 DSU21 TBC-350-S VT-2 GFCS-5050 USKVS28 | [5 empty] | 25 |  |  | 0 | N | N | 175 | 0
CNNTB002 | CONNECTOR, 250-350 MAIN, 8-350 TAP TWO-BOLT PARALLEL | EA | AFL ANDERSON BURNDY CORP. DOSSERT HOMAC SEFCOR | DSU35 K4 KVS31 DSU35 TBC-350-S GFCS-5353 | [5 empty] | 11 |  |  | 0 | N | N | 275 | 0
CNNTB003 | CONNECTOR, 400-500 MAIN, 8-500 TAP TWO-BOLT PARALLEL | EA | AFL ANDERSON BURNDY CORP. DOSSERT HOMAC PENN-UNION SEFCOR UTILITY STANDARD | DSU50 K5 KVS34 DSU50-JEA TBC500-S VT-4 GFCS-5656 USKVS34 | [5 empty] | 1 |  |  | 0 | N | N | 1268 | 0
CNNTB004 | CONNECTOR, 400-800 MAIN, 3/0-800 TAP TWO-BOLT PARALLEL | EA | AFL ANDERSON BURNDY CORP. HOMAC PENN-UNION SEFCOR | DSU80 ANDERSON KVS40 TBC-800-S VT-5 GFCS-6262 | [5 empty] | 1 |  |  | 0 | N | N | 374 | 0
CNNTE046 | CONNECTOR, TERMINAL, BOLTED, NEMA 2-HOLE, TIN PLATED BRONZE, STRAIGHT, W/ BRONZE HARDWARE, #4 SOL-250MCM RANGE, COPPER OR ALUMINUM, TORQUE TO 40 FT-LBS | EA | AFL ANDERSON BURNDY CORP. DOSSERT HOMAC SEFCOR TRAVIS FOUNDRY - PDU | TCVH25-2N-SN SWH-025B-TP-ED NAH29-2N-W TCVH 25-2N-SN 7M-60-2NR FNCT-12-2B-SND 11-101-TPA | [5 empty] | 12 |  |  | 0 | N | N | 432 | 0
CNNTE047 | CONNECTOR, TERMINAL, BOLTED, NEMA 2-HOLE, TIN PLATED BRONZE, STRAIGHT, W/ BRONZE HARDWARE, 2/0 SOL - 800MCM RANGE COPPER OR ALUM., TORQUE TO 40 FT-LBS | EA | AFL ANDERSON DOSSERT FCI USA INCORPORATED HOMAC SEFCOR TRAVIS FOUNDRY - PDU | TCVH50-2N-SN SWH-080-B2-TP-ED TCVH 80-2N-SN NAH40-2N-W 7M-80-2NR FNCT-34-2B-SND 11-104-TPA | [5 empty] | 12 |  |  | 0 | N | N | 1200 | 0
CNNTE048 | CONNECTOR, TERMINAL, BOLTED, NEMA 4-HOLE, TIN PLATED BRONZE, STRAIGHT, W/ BRONZE HARDWARE, RANGE: 4/0 - 1000MCM COPPER OR ALUMINUM, TORQUE TO 40 FT-LBS | EA | AFL ANDERSON BURNDY CORP. DOSSERT HOMAC SEFCOR TRAVIS FOUNDRY - PDU | TCVH100-4N4-SN SWH-100C-TP-ED NAH44-34N-W TCVH 100-4N-SN 7M-125-4NR FNCT-34-4B-SND 11-112-TPA | [5 empty] | 4 |  |  | 0 | N | N | 136 | 0
CNNTE201 | CONNECTOR, COMPRESSION TEE-TAP, ALUMINUM, CABLE TO PAD, OPEN RUN W/4-HOLE NEMA PAD, 954 ACSR MAIN. | EA | AFL HUBBELL POWER SYSTEMS, INC. SEFCOR | 2834.IE ORT2113D TBD | [5 empty] | 6 |  |  | 0 | N | N | 6 | 0
CNNTE206 | CONNECTOR, STRAIGHT TEE, ALUMINUM, CABLE TO CABLE, HEAT TREATED, 556 ACSR MAIN TO 4/0 CU TAP | EA | AFL ANDERSON DOSSERT HOMAC SEFCOR TRAVIS FOUNDRY - PDU | BCX100-100-AA ATCC-116 BCV 90-25-AA A6MT-100-25 ACRCT-3413 12-908 | [5 empty] | 1 |  |  | 0 | N | N | 1 | 0
CNNTE213 | CONNECTOR, STRAIGHT TEE, ALUMINUM, CABLE TO CABLE, BOLTED, HEAT TREATED, 954-1192 MAIN TO 556-652 TAP | EA | AFL ANDERSON BURNDY CORP. DOSSERT HOMAC PENN-UNION SEFCOR TRAVIS FOUNDRY - PDU | BCV125-90-AA ATCC-1311 NNTR45A42A BCV 125-90-AA A6MT-150-100 ABA-125090 ACRCT-3934 12-915 | [5 empty] | 1 |  |  | 0 | N | N | 11 | 0
CNNTE214 | CONNECTOR, STRAIGHT TEE, ALUMINUM, CABLE TO CABLE, BOLTED, HEAT TREATED, 954 MAIN & TAP | EA | AFL ANDERSON BURNDY CORP. DOSSERT HOMAC PENN-UNION SEFCOR TRAVIS FOUNDRY - PDU | BCV125-125-AA ATCC-1313 NNTR45A45A BCV 125-125-AA A6MT-150-150 ABA-125 ACRCT-3939 12-917 | [5 empty] | 4 |  |  | 0 | N | N | 20 | 0
CNNTE518 | CONNECTOR, STRAIGHT TEE, BRONZE, TIN PLATED, CABLE TO CABLE, 1/0 SOL-500 MCM, MAIN & TAP ANDERSON P/N TCC8-050050-TP | EA | AFL ANDERSON HOMAC SEFCOR TRAVIS FOUNDRY - PDU | BCV50-50-S-SN TCC8-050050-TP 6MT-50-50-R TCRCT-2020- SND 12-890-TPA | [5 empty] | 1 |  |  | 0 | N | N | 65 | 0
CNNTE560 | CONNECTOR, STRAIGHT TEE, BRONZE, CABLE TO CABLE, 4/0-1000 MCM MAIN & TAP, TIN PLATED. | EA | AFL ANDERSON HOMAC SEFCOR TRAVIS FOUNDRY - PDU | BCV100-100-S-SN TCC8-100100-TP 6MT-100-100R TCRCT-3434-SND 12-893-TPA | [5 empty] | 6 |  |  | 0 | N | N | 54 | 0
CNNTE794 | CONNECTOR, STRAIGHT TEE, BRONZE, TUBE TO FLAT, 2" IPS TO 4 HOLE FLAT (4"), CENTER FORMED, TIN PLATED | EA | AFL ANDERSON HOMAC PLP SEFCOR TRAVIS FOUNDRY - PDU | PFTS200-1-4N4-SN TTF-2040-1-TP KBNT-J-4NNR HB41-4N4-E TFT-58-4B-SND 12-778-TPA | [5 empty] | 1 |  |  | 0 | N | N | 1 | 0
CNNTE799 | CONNECTOR, STRAIGHT TEE, BRONZE, TUBE TO FLAT, 4" IPS TO 4 HOLE FLAT (4"), CENTER FORMED, TIN PLATED ***ANDERSON P/N TTF-4040-1-TP*** | EA | AFL ANDERSON BURNDY CORP. HOMAC SEFCOR TRAVIS FOUNDRY - PDU | PFTS400-1-4N4-SN TTF-4040-1-TP NBC22A-44N-TN KBNT-P-4NNR TFT-64-4B-SND 12-800-TPA | [5 empty] | 1 |  |  | 0 | N | N | 1 | 0
CNNTE904 | CONNECTOR, TEE, STRAIGHT CABLE / TUBE TO FLAT, 4/0 - 1500MCM TO 4-HOLE FLAT ( 3" PAD ) TAP, BRONZE | EA | TRAVIS FOUNDRY - PDU | 11-222 | [5 empty] | 6 |  |  | 0 | N | N | 1 | 0
CNNTL004 | TERMINAL LUG, ALUMINUM COMPRESSION, STRAIGHT TYPE LUG, 250-KCM | EA | ANDERSON BURNDY CORP. CONNECTOR MANUFACTURING CO. HOMAC ILSCO PENN-UNION RICHARDS MFG. CO. UTILCO | AHL-250-BN YAK29A-2G2 2ALB-8 AL250-N 2ACL-250 KUSL-026DB AL13-2N 2IACL-250 | [5 empty] | 1 |  |  | 0 | N | N | 1 | 0
CNNTL012 | TERMINAL LUG, ALUMINUM COMPRESSION, WITH 1/2" HARDWARE, #1 - #2 STR. | EA | ANDERSON BURNDY CORP. CONNECTOR MANUFACTURING CO. HOMAC PENN-UNION | VAUL-1-12 YRA1CU ALA-5 SA2-48 FSLA-R2S | [5 empty] | 100 |  |  | 0 | N | N | 300 | 0
CNNTL013 | TERMINAL LUG, ALUMINUM COMPRESSION, WITH 1/2" HARDWARE, 1/0 STR. | EA | ANDERSON BURNDY CORP. CONNECTOR MANUFACTURING CO. HOMAC PENN-UNION | VAUL-1/0-12 YRA25U ALA-6 SA-1/0-48 FSLA-010S | [5 empty] | 100 |  |  | 0 | N | N | 700 | 0
CNNTL014 | TERMINAL LUG, ALUMINUM COMPRESSION, WITH 1/2" HARDWARE, 2/0 STR. *** STANDARD PKG = 50 EACH *** | EA | ANDERSON BURNDY CORP. CONNECTOR MANUFACTURING CO. HOMAC PENN-UNION | VAUL-2/0-12 YRA26U ALB-5 SA-2/0-48 FSLA-013S | [5 empty] | 50 |  |  | 0 | N | N | 2400 | 0
CNNTL016 | TERMINAL LUG, ALUMINUM COMPRESSION, WITH 1/2" HARDWARE, 4/0 STR. | EA | ANDERSON BURNDY CORP. CONNECTOR MANUFACTURING CO. HOMAC PENN-UNION RICHARDS MFG. CO. UTILCO | VAUL-4/0-12 YRA28U ALB-7 SA-4/0-48 FSLA-025S AL12 1ACL-4/0 | [5 empty] | 50 |  |  | 0 | N | N | 1000 | 0
CNNTL031 | TERMINAL, ALUMINUM COMPRESSION, CABLE TO 3" 4-HOLE PAD, 954 ACSR, RANGE 1.196 - 1.216. | EA | ANDERSON BURNDY CORP. SEFCOR | CCL-1216C YNA49R-T NEED STRANDING | [5 empty] | 8 |  |  | 0 | N | N | 1 | 0
CNNTL034 | TERMINAL LUG, 500 KCM, 1/2" STUD MOUNTING, COPPER COMPRESSION | EA | BURNDY CORP. ELECTRICAL SPECIALTY PRODUCTS HOMAC HUBBELL KEARNEY MAC PRODUCTS INC. PENN-UNION RICHARDS MFG. CO. SEFCOR UTILCO | YA34-2N CHL-500-BN L500-N VHCL50012BN 136712-500 MRB 500-8N BBLU-050D CL18-2N CL-20-2B CLND-500-12-134 | [5 empty] | 6 |  |  | 0 | N | N | 246 | 0
CNNTL407 | CONNECTOR, TERMINAL LUG, 500 CU., 2 HOLE | EA | AFL PLP SEFCOR THOMAS & BETTS | DPL50-2N XZ500-2N CL-20-2B 54876BE | [5 empty] | 12 |  |  | 0 | N | N | 108 | 0
CNNTL408 | CONNECTOR, TERMINAL LUG, 750 CU., 2 HOLE. FOR USE WITH THE NAVY BASES. | EA | AFL BURNDY ELECTRICAL RICHARDS MFG. CO. SEFCOR THOMAS & BETTS TRAVIS FOUNDRY - PDU | DPL75-2N YA392N HDCL23-2N CL-27-2B 54880BE 16-115B | [5 empty] | 6 |  |  | 0 | N | N | 1 | 0
CNNTL606 | CONNECTOR, TAP LUG TERMINAL, BRONZE, ONE OR TWO CABLES TO FLAT, TYPE TLS, #8 TO 2/0, TIN PLATED | EA | AFL ANDERSON BURNDY CORP. SEFCOR | QL13-50E-SN TLS-32-TP QGFL26B2T6W UN-4048T-SND | [5 empty] | 1 |  |  | 0 | N | N | 1 | 0
CNNTL616 | CONNECTOR, TAP LUG TERMINAL, BRONZE, ONE OR TWO CABLES TO FLAT, TYPE TLS, #2 SOL-350 MCM ANDERSON P/N TLS-52-L | EA | AFL ANDERSON BURNDY CORP. DOSSERT PENN-UNION SEFCOR | QL35E TLS-52-L QGFL31B1T6 QL-35E LSN-035NE UN-4553-T | [5 empty] | 1 |  |  | 0 | N | N | 95 | 0
CNNTL620 | CONNECTOR, TAP LUG TERMINAL, BRONZE ONE OR TWO CABLES TO FLAT, TYPE TLS, 1/0 SOL-500 MCM ANDERSON P/N TLS-62-L | EA | AFL ANDERSON DOSSERT PENN-UNION SEFCOR | QL50E TLS-62-L QL-50E LSN-050NE UN-4656-T | [5 empty] | 1 |  |  | 0 | N | N | 5415 | 0
CNNTL622 | CONNECTOR, TAP LUG TERMINAL, BRONZE, ONE OR TWO CABLES TO FLAT, TYPE TLS, 350-750 MCM ANDERSON P/N TLS-72-L | EA | AFL ANDERSON BURNDY CORP. DOSSERT PENN-UNION | QL100E TLS-89L QGFL39B1T6 QL-75E LSN-075E | [5 empty] | 1 |  |  | 0 | N | N | 42 | 0
CNNTL708 | CONNECTOR, STRAIGHT TERMINAL, BRONZE, CABLE TO FLAT, 1/0-500 MCM TO 2-HOLE FLAT, TIN PLATED, WITH SILICON BRONZE CONNECTING HARDWARE. | EA | AFL ANDERSON BURNDY CORP. DOSSERT HOMAC PLP SEFCOR TRAVIS FOUNDRY - PDU | TCVH50-2N-SN SWH-050-B2-TP-ED NAH34-2N-TN TCVH50-2N-SN 7M-60-2NR HZRD19-2N-E FNCT-20H-2B-SND 11-104H-TPA | [5 empty] | 1 |  |  | 0 | N | N | 516 | 0
CNNTL730 | CONNECTOR, STRAIGHT TERMINAL, BRONZE, CABLE TO FLAT, 4/0-1000 MCM TO 2-HOLE FLAT, TIN PLATED, WITH SILICON BRONZE CONNECTING HARDWARE. | EA | AFL ANDERSON DOSSERT HOMAC PLP SEFCOR TRAVIS FOUNDRY - PDU | TCVH100-2N-SN SWH-100-B2-TP-ED TCVH1002NSN 7M-125-2NR HZRD28-2N-E FNCT-34-2B-SND 11-104-TPA | [5 empty] | 1 |  |  | 0 | N | N | 38 | 0
CNNTL758 | CONNECTOR, STRAIGHT TERMINAL, BRONZE, CABLE TO FLAT, 1/0-500 MCM TO 4-HOLE FLAT, (3" PAD), TIN PLATED ANDERSON P/N SWH-050-C-TP | EA | AFL ANDERSON HOMAC PLP SEFCOR TRAVIS FOUNDRY - PDU | TCVH50-4N-SN SWH-050-C-TP 7M-60-4NR HZRD19-4N-E FNCT-20-4A-SND 11-105H-TPA | [5 empty] | 1 |  |  | 0 | N | N | 1 | 0
CNNTL759 | CONNECTOR, STRAIGHT TERMINAL, BRONZE, TWO CABLES TO FLAT, DOUBLE 1/0-500 MCM TO 4-HOLE (3" PAD), TIN PLATED ANDERSON P/N SWHD-050-C-TP | EA | AFL BURNDY CORP. HOMAC PLP SEFCOR TRAVIS FOUNDRY - PDU | T2CVH50-4N-SN N2AH34-34N-TN 7MM-60-4NR H2ZRD19-4N-E FNCT2-20-4A-SND 11-231-TPA | [5 empty] | 4 |  |  | 0 | N | N | 36 | 0
CNNTL770 | CONNECTOR, STRAIGHT TERMINAL, BRONZE, CABLE TO FLAT, 4/0-1000 MCM TO 4-HOLE FLAT, (3" PAD), TIN PLATED ANDERSON P/N SWH-100-C-TP | EA | AFL ANDERSON DOSSERT HOMAC PLP SEFCOR TRAVIS FOUNDRY - PDU | TCVH100-4N-SN SWH-100-C-TP TCVH100-4N-SN 7M-125-4NR HZRD28-4N-E FNCT-34-4A-SND 11-111-TPA | [5 empty] | 10 |  |  | 0 | N | N | 200 | 0
CNNTL772 | CONNECTOR, STRAIGHT TERMINAL, BRONZE, TWO CABLES TO FLAT, DOUBLE 4/0-1000 MCM TO 4-HOLE FLAT (3" PAD), TIN PLATED ANDERSON P/N SWHD-100-C-TP | EA | DOSSERT HOMAC PLP SEFCOR TRAVIS FOUNDRY - PDU | T2CVH 100-4N-SN 7MM-100-4NR H2ZRD28-4N-E FNCT2-34-4A-TP 11-234-TPA | [5 empty] | 1 |  |  | 0 | N | N | 1864 | 0
CNNTL774 | CONNECTOR, STRAIGHT TERMINAL, BRONZE, TWO CABLES TO FLAT, DOUBLE 4/0-1000 MCM TO 4-HOLE PAD (4" PAD), TIN PLATED ANDERSON P/N SWHD-100-D-TP | EA | AFL ANDERSON HOMAC PLP SEFCOR TRAVIS FOUNDRY - PDU | T2CVH100-4N4-SN SWHD-100-D-TP 7MM1-100-4NNR H2ZRD28-4N4-E FNCT2-34-4B-TP 11-235-TPA | [5 empty] | 1 |  |  | 0 | N | N | 1 | 0
CNNTL910 | CONNECTOR, STRAIGHT TERMINAL, BRONZE, TUBE TO FLAT, 1 1/4" IPS TO 4-HOLE FLAT (3" PAD), TIN PLATED ANDERSON P/N STF4-12C-TP | EA | AFL ANDERSON BURNDY CORP. DOSSERT HOMAC PLP SEFCOR TRAVIS FOUNDRY - PDU | TP125-4N-SN STF4-12C-TP NA16-4NW TP-125-4N-SN KL-G-4NR HZ39-4N-E FNTT-49-4A-SND 11-150-TPA | [5 empty] | 10 |  |  | 0 | N | N | 10 | 0
CNNTL922 | CONNECTOR, STRAIGHT TERMINAL, BRONZE, TUBE TO FLAT, 2 1/2" IPS TO 4-HOLE FLAT, (3" PAD), TIN PLATED ANDERSON P/N STF4-24C-TP | EA | AFL ANDERSON HOMAC PLP SEFCOR TRAVIS FOUNDRY - PDU | TP250-4N-SN STF4-24C-TP KL-K-4NR HZ42-4N-E FNTT-60-4A-SND 11-159-TPA | [5 empty] | 1 |  |  | 0 | N | N | 24 | 0
CNNTL926 | CONNECTOR, STRAIGHT TERMINAL, BRONZE, TUBE TO FLAT, 3" IPS TO 4-HOLE FLAT, (3" PAD), TIN PLATED ANDERSON P/N STF4-30C-TP | EA | AFL ANDERSON HOMAC PLP SEFCOR TRAVIS FOUNDRY - PDU | TP300-4N-SN STF4-30C-TP KL-L-4NR HZ43-4N-E FNTT-62-4A-SND 11-162-TPA | [5 empty] | 1 |  |  | 0 | N | N | 1 | 0
CNNTLF57 | CONNECTOR, FORK TERMINAL, VINYL-INSULA TION SUPPORT, BARREL TYPE, BRAZED SEAM, TIN PLATED BRASS, WIRE SIZE 12-10 AWG, STUD #6, ***PACKAGE OF 50 EACH*** | EA | THOMAS AND BETTS | 10RC-6F | [5 empty] | 10 |  |  | 0 | N | N | 120 | 0
CNNTLF58 | CONNECTOR, FORK TERMINAL, VINYL-INSULA TION SUPPORT, BARREL TYPE, BRAZED SEAM, TIN PLATED BRASS, WIRE SIZE 12-10 AWG, STUD #8, ***PACKAGE OF 50 EACH*** | EA | THOMAS AND BETTS | 10RC-8F | [5 empty] | 10 |  |  | 0 | N | N | 40 | 0
CNNTLF59 | CONNECTOR, FORK TERMINAL, VINYL-INSULA TION SUPPORT, BARREL TYPE, BRAZED SEAM, TIN PLATED BRASS, WIRE SIZE 12-10 AWG, STUD #10, ***PACKAGE OF 50 EACH*** | EA | THOMAS AND BETTS | 10RC-10F | [5 empty] | 1 |  |  | 0 | N | N | 1020 | 0
CNNTLF60 | CONNECTOR, FORK TERMINAL, VINYL-INSULA TION SUPPORT, BARREL TYPE, BRAZED SEAM, TIN PLATED BRASS, WIRE SIZE 12-10 AWG, STUD 1/4", ***PACKAGE OF 50 EACH*** | EA | THOMAS AND BETTS | 10RC-14F | [5 empty] | 1 |  |  | 0 | N | N | 330 | 0
CNNTLR09 | CONNECTOR, RING TERMINAL, NON-INSULATED, BARREL TYPE, BRAZED SEAM, TIN PLATED BRASS, WIRE SIZE 16-14 AWG, STUD #10 ***PACKAGE OF100 EACH***NO SUBSTITUTE*** | EA | THOMAS AND BETTS | B14-10 | [5 empty] | 100 |  |  | 0 | N | N | 800 | 0
CNNTLR23 | TERMINAL, RING, NON-INSULATED, BARREL TYPE, BRAZED SEAM, TIN PLATED BRASS, WIRE SIZE 12-10 AWG, STUD #10 ***PACKAGE OF 50 EACH***NO SUBSTITUTE*** | EA | THOMAS AND BETTS | C10-10 | [5 empty] | 50 |  |  | 0 | N | N | 2000 | 0
CNNTLR28 | CONNECTOR, RING TERMINAL, NON-INSULATED, BARREL TYPE, BRAZED SEAM, TIN PLATED BRASS, WIRE SIZE 9-8-7 AWG, STUD #10 ***PACKAGE OF 25 EACH***NO SUBSTITUTE*** | EA | THOMAS AND BETTS | D8-10 | [5 empty] | 25 |  |  | 0 | N | N | 1 | 0
CNNTLR29 | CONNECTOR, RING TERMINAL, NON-INSULATED, BARREL TYPE, BRAZED SEAM, TIN PLATED BRASS, WIRE SIZE 9-8-7 AWG, STUD 1/4" ***PACKAGE OF 25 EACH***NO SUBSTITUTE*** | EA | THOMAS AND BETTS | D8-14-SK | [5 empty] | 1 |  |  | 0 | N | N | 480 | 0
CNNTLR30 | CONNECTOR, RING TERMINAL, NON-INSULATED, BARREL TYPE, BRAZED SEAM, TIN PLATED BRASS, WIRE SIZE 9-8-7 AWG, STUD 5/16" ***PACKAGE OF 25 EACH***NO SUBSTITUTE*** | EA | THOMAS AND BETTS | D8-516 | [5 empty] | 1 |  |  | 0 | N | N | 11 | 0
CNNTLR31 | CONNECTOR, RING TERMINAL, NON-INSULATED, BARREL TYPE, BRAZED SEAM, TIN PLATED BRASS, WIRE SIZE 9-8-7 AWG, STUD 3/8" ***PACKAGE OF 25 EACH***NO SUBSTITUTE*** | EA | THOMAS AND BETTS | D8-38 | [5 empty] | 1 |  |  | 0 | N | N | 425 | 0
CNNTLR34 | CONNECTOR, RING TERMINAL, NON-INSULATED, BARREL TYPE, BRAZED SEAM, TIN PLATED BRASS, WIRE SIZE 6-5 AWG, STUD 1/4" ***PACKAGE OF 20 EACH***NO SUBSTITUTE*** | EA | THOMAS AND BETTS | E6-14 | [5 empty] | 20 |  |  | 0 | N | N | 1 | 0
CNNTLR62 | CONNECTOR, RING TERMINAL, VINYL-INSULA TION SUPPORT, BARREL TYPE, BRAZED SEAM, TIN PLATED BRASS, WIRE SIZE 16-14 AWG, STUD 5/16", ***PACKAGE OF 100 EACH*** | EA | THOMAS AND BETTS | 14RB-516 | [5 empty] | 100 |  |  | 0 | N | N | 1 | 0
CNNTLR63 | CONNECTOR, RING TERMINAL, VINYL-INSULA TION SUPPORT, BARREL TYPE, BRAZED SEAM, TIN PLATED BRASS, WIRE SIZE 16-14 AWG, STUD 3/8", ***PACKAGE OF 100 EACH*** | EA | THOMAS AND BETTS | 14RB-38 | [5 empty] | 100 |  |  | 0 | N | N | 1 | 0
CNNTLR65 | CONNECTOR, RING TERMINAL, VINYL-INSULA TION SUPPORT, BARREL TYPE, BRAZED SEAM, TIN PLATED BRASS, WIRE SIZE 12-10 AWG, STUD #8, ***PACKAGE OF 50 EACH*** | EA | THOMAS AND BETTS | 10RC-8 | [5 empty] | 1 |  |  | 0 | N | N | 2060 | 0
CNNTLR68 | CONNECTOR, RING TERMINAL, VINYL-INSULA TION SUPPORT, BARREL TYPE, BRAZED SEAM, TIN PLATED BRASS, WIRE SIZE 12-10 AWG, STUD 5/16", ***PACKAGE OF 50 EACH*** | EA | THOMAS AND BETTS | 10RC-516 | [5 empty] | 1 |  |  | 0 | N | N | 1 | 0
CNNTLR69 | CONNECTOR, RING TERMINAL, VINYL-INSULA , TION SUPPORT, BARREL TYPE, BRAZED SEAM, TIN PLATED BRASS, WIRE SIZE 12-10 AWG, STUD 3/8", ***PACKAGE OF 50 EACH*** | EA | THOMAS AND BETTS | 10RC-38 | [5 empty] | 1 |  |  | 0 | N | N | 200 | 0
CNNTR001 | CONNECTOR, 1/0 SOL-4 SOL, TERMINATOR | EA | ANDERSON BURNDY CORP. HOMAC ITT BLACKBURN KEARNEY PENN-UNION THOMAS AND BETTS | ACS-2-6 YSU2R4W UIB-26 CS71 20690PSK-14 PSK-14 CS71 | [5 empty] | 100 |  |  | 0 | N | N | 2900 | 0
CNNTS004 | CONNECTOR KIT, TRANSFORMER SECONDARY, 3-PHASE, CABLE SIZE 750KCM, 8-OUTLETS | EA | ALCON DURHAM CO., THE ELECTRICAL SPECIALTY PRODUCTS HOMAC POLARIS UTILCO | SEE SPEC (CNNTS004KIT) VUTH750-128I SEE SPEC (UTL8-750-K) SEE SPEC (ABT8750CK) SEE SPEC (PTLH750-128KP) SEE SPEC (USG2-750R128KP) | [5 empty] | 1 |  |  | 0 | N | N | 2232 | 0
CNNTS006 | CONNECTOR, TRANSFORMER SECONDARY SET SCREW TYPE W/INHIBITOR, 4-HOLE NEMA RANGE: 10-500, 3-PORTS. | EA | ALCON CONNECTOR MANUFACTURING CO. HOMAC POLARIS UTILCO | T4G3-500G-RB L3D4-500I ABT3500DSC PTLH-500-43P USG2-500-C43P | [5 empty] | 8 |  |  | 0 | N | N | 2288 | 0
CNNTS007 | CONNECTOR, TRANSFORMER SECONDARY SET SCREW TYPE WITH INHIBITOR, 3/4" STUD RANGE: 10-500, 6-PORTS | EA | ALCON CONNECTOR MANUFACTURING CO. HOMAC POLARIS UTILCO | BTC6-500G-RB NP6-500I ABP6500C PPT-5006P PTT6-500P | [5 empty] | 24 |  |  | 2800 | N | N | 32376 | 0
CNNTS009 | CONNECTOR, CONTAMINATED ENVIRONMENT, TRANSFORMER SECONDARY SET SCREW TYPE WITH INHIBITOR, 1/2" STUD, RANGE: 12-350, 6-PORTS. | EA | HOMAC | RABP6350C | [5 empty] | 150 |  |  | 0 | N | N | 4950 | 0
CNNTS010 | CONNECTOR, TRANSFORMER SECONDARY SET SCREW TYPE W/INHIBITOR, 4-HOLE NEMA RANGE: 750-2, 3-PORTS | EA | CONNECTOR MANUFACTURING CO. | L3D4-750IK-JEA | [5 empty] | 3 |  |  | 0 | N | N | 396 | 0
CNNTY001 | BASE, CABLE TIE ADHESIVE MOUNTING FOR STRAPS 3/16" WIDE MAX THOMAS & BETTS P/N TC5342A ***PACKAGE OF 100 EACH***NO SUBSTITUTE** | EA | THOMAS AND BETTS | TC5342A | [5 empty] | 100 |  |  | 0 | N | N | 1100 | 0
CNNTY104 | TIE, CABLE, NYLON SELF-LOCKING RAP, 5.5" LONG X .140" THOMAS & BETTS P/N TY524M ***PACKAGES OF 100 EACH**NO SUBSTITUTE** | EA | THOMAS AND BETTS | TY524M | [5 empty] | 1000 |  |  | 0 | N | N | 20000 | 0
CNNTY108 | TIE, CABLE, NYLON SELF-LOCKING RAP, 7.31" LONG X .184", T&B P/N TY525M ***PACKAGES OF 100 EACH***NO SUBSTITUTE* | EA | BURNDY CORP. BURNDY CORP. THOMAS AND BETTS | CT50175C TF5D TY525M | [5 empty] | 100 |  |  | 0 | N | N | 29500 | 0
CNNTY111 | TIE, CABLE, NYLON SELF-LOCKING RAP, 8" LONG X .301" THOMAS & BETTS P/N TY5272M ***PACKAGE OF 50 EACH***NO SUBSTITUTE*** | EA | THOMAS AND BETTS | TY5272M | [5 empty] | 50 |  |  | 0 | N | N | 27350 | 0
CNNTY150 | TIE, CABLE, NYLON SELF-LOCKING RAP, 11.5" LONG X .140", 100% NON-METALLIC, FOR SF6 GAS BREAKER INTERNAL USE ***PACKAGES OF 50/100 EACH*** | EA | BURNDY CORP. DENNISON PANDUIT CORP. THOMAS AND BETTS | CT40300C 08859 PLT 3I 13-243 | [5 empty] | 100 |  |  | 0 | N | N | 21100 | 0
CNNTY206 | TIE, CABLE, NYLON SELF-LOCKING RAP, 8.19" LONG X .140", WEATHER RESISTANT, BLACK, USED ON CARD TIES FOR TRANSFORMER ***PACKAGE OF 100 EACH***NO SUBSTITUTE** | EA | BURNDY CORP. DENNISON THOMAS AND BETTS | CT40200C0 08386 TY5242MX | [5 empty] | 100 |  |  | 0 | N | N | 38500 | 0
CNNVG002 | CONNECTOR, 8 SOL-4/12 SOL-4, VISE GRIP PARALLEL, BRONZE | EA | CMC/BARFIELD MANUFACTURING HUBBELL MACLEAN POWER SYSTEMS RICHARDS MFG. CO. | VC-4NP GC-5004 BVC-4 VC5 | [5 empty] | 200 |  |  | 900 | N | N | 6800 | 0
CNNVG003 | CONNECTOR, 6-2 SOL/10-2 SOL, VISE GRIP PARALLEL, BRONZE | EA | HUBBELL MACLEAN POWER SYSTEMS RICHARDS MFG. CO. | GC-5002 BVC-2 VC7 | [5 empty] | 200 |  |  | 10000 | N | N | 125600 | 0
CNNVG004 | CONNECTOR, 2 SOL-2/0 / TAP 2SOL-2/0 VISE GRIP PARALLEL, BRONZE | EA | CMC/BARFIELD MANUFACTURING HUBBELL MACLEAN POWER SYSTEMS PENN-UNION RICHARDS MFG. CO. | VC-20S GC-5020S BVC-20S FF-2/0 VC10S | [5 empty] | 100 |  |  | 1400 | N | N | 20900 | 0
CNNVG006 | CONNECTOR, 1/0-4/0 / 10 SOL-4/0, VISE- GRIP PARALLEL, BRONZE | EA | CMC/BARFIELD MANUFACTURING HOMAC HUBBELL MACLEAN POWER SYSTEMS PENN-UNION RICHARDS MFG. CO. | VC-40 VGC4040 GC-5040 BVC-40 FF-4/0 VC12 | [5 empty] | 200 |  |  | 10000 | N | N | 18200 | 0
CNNWC102 | CONNECTOR, WIRE JOINT, PRESSURE CABLE CONNECTOR, INSULATED, WIRE RANGE MINIMUM 4 #18, MAXIMUM 2 #12 ***PACKAGE OF 50 EACH***NO SUBSTITUTE*** | EA | THOMAS AND BETTS | RC55 | [5 empty] | 100 |  |  | 0 | N | N | 1100 | 0
CNNWC220 | CONNECTOR, WIRE NUT, "R" ELECTRICAL SPRING CONNECTOR, SCOTCHLOK WIRE SIZE 14-10 AWG ***PACKAGE OF 100 EACH*** | EA | 3M IDEAL LAWSON PRODUCTS | R-BOX 30-452 P35117 | [5 empty] | 1000 |  |  | 0 | N | N | 6000 | 0
CNNWE300 | TEE, WELDMENT, 1" - 2 1/2" IPS TO 4 HOLE 3" PAD, ALUMINUM 356-T6. | EA | AFL ANDERSON BURNDY CORP. DOSSERT HOMAC PLP SEFCOR CNNWE300 | WTC250-4N-AA WTTFR-10-24-C SWAB19A-34N WTC2504NAA AWBT-FK-4N TBD PER TUBE SIZE WTF-3960-4A 18-623-WR | [5 empty] | 1 |  |  | 0 | N | N | 4 | 0
CNNWE301 | TAP, PARALLEL TEE, WELDMENT, ALUMINUM, 3"-6" IPS TUBE TO 4-HOLE FLAT (4" PAD) ANDERSON P/N WTTFR-30-60-D | EA | AFL ANDERSON BURNDY CORP. DOSSERT HOMAC PLP SEFCOR TRAVIS FOUNDRY - PDU | WTC600-4N4-AA WTTFR-30-60-D SWAB86A-44N WTC6004N4AA AWBT-LS-4NN TBD PER TUBE SIZE WTF-6269-4B 18-642-WR | [5 empty] | 1 |  |  | 0 | N | N | 52 | 0
CNNWE408 | CONNECTOR, WELDMENT BUS SUPPORT, ALUM., TUBE TO INSULATOR, 2" IPS TO 3" BCD, INCLUDING MOUNTING HARDWARE ANDERSON P/N WTH-20-3-B | EA | AFL ANDERSON DOSSERT HOMAC PLP SEFCOR TRAVIS FOUNDRY - PDU | HPS200-3-CH-AA WTH-20-3 HPS200-3B-CH-AA AWBQ-J-3 MYCSG-18A-3 ASWH-58-3-SE 19-345 | [5 empty] | 1 |  |  | 0 | N | N | 1 | 0
COVIC002 | COVER, "D" DIE, INSULATING, 2-1/2" | EA | ANDERSON BURNDY CORP. FCI USA INCORPORATED KEARNEY KEARNEY UTILITY STANDARD VIRGINIA PLASTICS CO. | PTC-2 CCD CCD 601-D 601-OD USCCD CC-D-275BK | [5 empty] | 25 |  |  | 18000 | N | N | 229950 | 0
COVIC003 | COVER, INSULATING CONNECTOR, SLEEVE #2-250MCM AL/CU | EA | HOMAC | CST-3095 | [5 empty] | 125 |  |  | 0 | N | N | 3875 | 0
COVSP001 | COVER, SPLICE GEL CAP WITH 2 WIRE NUTS, 12-2 CABLE | EA | RAYCHEM | GELCAP-SL-JEA | [5 empty] | 30 |  |  | 0 | N | N | 5220 | 0
COVSP002 | COVER, SPLICE, "FLOOD SEAL" 600-VOLT WATERTIGHT COVER EPDM, RANGE #14 - 2/0 | EA | HOMAC | FSS 350-HM | [5 empty] | 100 |  |  | 0 | N | N | 15900 | 0
COVSP003 | COVER, SPLICE, TO BE INSTALLED OVER FUSEHOLDER FUSHO003 IN POLES AND TRANSFORMERS, "FLOOD SEAL" 600-VOLT WATERTIGHT COVER EPDM, RANGE #14 - 2/0 | EA | HOMAC | FSS 20-HM | [5 empty] | 250 |  |  | 0 | N | N | 2500 | 0
COVWP004 | SPLICE, WRAP-AROUND SPLICE COVER, RANGE #2-500, 600V, NO CONNECTOR | EA | RAYCHEM | GELWRAP-33/10-300 | [5 empty] | 12 |  |  | 0 | N | N | 36 | 0
CUTOT004 | CUTOUT, 100-AMP, OPEN FUSED, 15/26 KV, (48 EA PER PALLET) | EA | ABB POWER T & D ALUMA FORM HUBBELL MACLEAN POWER SYSTEMS POWERLINE HARDWARE CO. S AND C ELECTRIC CO. | AJ25TENN13N0 CSG27-100A-150-EN-12kA CP710313EZM SC27SG112-M SIL-127-2150-L 89052R10-P-M | [5 empty] | 1 |  |  | 2100 | N | N | 16312 | 0
CUTOT006 | CUTOUT, CONTAMINATED ENVIRONMENT, 26" LEAKAGE DISTANCE TO GROUND, 100A, 27 KV, 170 KV BIL (54 EA PER PALLET) | EA | ABB POWER T & D MACLEAN POWER SYSTEMS | X8JENNMM12S SC27XS112-M | [5 empty] | 1 |  |  | 100 | N | N | 1366 | 0
CUTOT007 | CUTOUT, 200-AMP, OPEN FUSED, 27KV, 150K BIL, 10KA | EA | HUBBELL POWER SYSTEMS, INC. | CP710342EZM | [5 empty] | 1 |  |  | 0 | N | N | 12 | 0
CXAFG001 | CROSSARM, FIBERGLASS, 3 5/8" X 4 5/8" X 10', 10" BOLT SPACING, ULTIMATE LOAD PER SIDE 13,000 LBS. | EA | ALUMA FORM MACLEAN POWER SYSTEMS PUPI | FDA30-3/4-120-NB-IP-FG-JEA PY10SD526-JEA DA3000120X3JE12 | [5 empty] | 25 |  |  | 60 | N | N | 1 | 0
CXAFG002 | CROSSARM, FIBERGLASS, 4 5/8" X 3 5/8" X 10', 10" BOLT SPACING, 39 LBS, USED FOR TANGENT CONSTRUCTION ONLY | EA | ALUMA FORM MACLEAN POWER SYSTEMS PUPI | FTA20-4-120-A-IP-JEA PS10ST393-I TB2200120JE12 | [5 empty] | 35 |  |  | 100 | N | N | 1085 | 0
DAPVI001 | DAMPER, VIBRATION, 3#6AW & 7#10AW, (STD. PKG. 15 EA.) | EA | ALCOA FARGO PREFORMED LINE PRODUCTS CO. | 1701-2 607048 DB05-06 | [5 empty] | 10 |  |  | 0 | N | N | 430 | 0
DAPVI003 | DAMPER, VIBRATION, 556-MCM ACSR | EA | ALCOA DULMISON FARGO PREFORMED LINE PRODUCTS CO. | 1705-8 DB2-21 60710-12 VSD-3525 | [5 empty] | 6 |  |  | 0 | N | N | 48 | 0
DAPVI004 | DAMPER, VIBRATION, 954-MCM ACSR | EA | ALCOA DULMISON FARGO PREFORMED LINE PRODUCTS CO. | 1706-10 DB2-27 60715-13 VSD-4032 | [5 empty] | 1 |  |  | 0 | N | N | 483 | 0
DAPVI005 | DAMPER, VIBRATION, 1590-MCM ACSR | EA | ALCOA DULMISON FARGO PREFORMED LINE PRODUCTS CO. | 1708-14 DB4-38 60720-14 VSD-5040 | [5 empty] | 3 |  |  | 0 | N | N | 36 | 0
DEACB003 | DEADEND ASSEMBLY, 556, COMPRESSION BRANCH, OVAL EYE, ACSR ONLY | EA | ALCOA BURNDY CORP. | B6365-F YTW39RY30/43RE | [5 empty] | 1 |  |  | 0 | N | N | 132 | 0
DEACB005 | DEADEND ASSEMBLY, 954, COMPRESSION BRANCH, OVAL EYE, ACSR ONLY | EA | ALCOA BURNDY CORP. | B6365-T YTW48RY30/48RE | [5 empty] | 1 |  |  | 0 | N | N | 80 | 0
DEACB007 | DEADEND ASSEMBLY, 1590, COMPRESSION BRANCH, OVAL EYE, ACSR ONLY | EA | ALCOA BURNDY CORP. | B 3951-M WITH E 9718.546 YTW56RY30/590RE | [5 empty] | 1 |  |  | 0 | N | N | 42 | 0
ENCOD007 | ENCLOSURE, SINGLE PHASE TERMINATION, 31" (DEPTH) X 34" (HEIGHT) X 40" (WIDTH), CABINET (PER JEA SPECIFICATION) WITH MOUNT FRAME FOR LOADBREAK OR FEEDTHRU ASSEMBLY (SHIP TO: 2325 EMERSON ST., JAX., FL 32207) | EA | CMC/BARFIELD MANUFACTURING SWITCHGEAR POWER SYSTEMS | (PER SPEC) BASE314034SP-H PER SPEC(N1280-JEA-M2) | [5 empty] | 3 |  |  | 0 | N | N | 1 | 0
ENCOD008 | ENCLOSURE, OUTDOOR, PRIMARY METERING WITH A HINGED HOOD SEE JEA SPECIFICATION & APPROVED PART NUMBERS (SHIP TO: 2325 EMERSON ST., JAX., FL 32207) | EA | SWITCHGEAR POWER SYSTEMS | PER SPEC (SHARP AR-M257) | [5 empty] | 1 |  |  | 0 | N | N | 28 | 0
FUSAS001 | FUSE ASSEMBLY, 57" X 43" X 55", MODEL #4, FOR 25 KV SYSTEM, THREE PHASE, USES 200E AMP FUSES (SHIP TO: 2325 EMERSON ST., JAX., FL 32207) | EA | S AND C ELECTRIC CO. | PERSPEC 55303R3-A10G7M1P5-E131 | [5 empty] | 1 |  |  | 15 | N | N | 51 | 0
FUSHO007 | HOLDER, FUSE, FOR 100-AMP INTERCHANGABLE FUSE CUTOUT | EA | CHANCE S AND C ELECTRIC CO. | T710-313T 89532R10 | [5 empty] | 10 |  |  | 0 | N | N | 2920 | 0
FUSHO009 | HOLDER, FUSE, CAPACITOR FUSE, TYPE CLXP WITH HIGH & LOW CURRENT ELEMENT, 20KV MAX LINK | EA | ABB POWER T & D | 4995C51A23 | [5 empty] | 1 |  |  | 0 | N | N | 1 | 0
FUSHO016 | FUSE, TUBE ASSEMBLY, CAPACITOR BUS/BAR MOUNTED EXPULSION TYPE FOR 7960 KV CAPACITORS | EA | COOPER POWER SYSTEMS GENERAL ELECTRIC CO. | FN10B4ASM 31F2807001 | [5 empty] | 10 |  |  | 0 | N | N | 940 | 0
FUSHO018 | FUSE, TUBE ASSEMBLEY, CAPACITOR BUS/BAR MOUNTED EXPULSION TYPE FOR 9960 KV & 19900 KV CAPACITORS. | EA | GENERAL ELECTRIC | 31F2808001 | [5 empty] | 1 |  |  | 0 | N | N | 619 | 0
FUSHO037 | FUSE END FITTINGS, FOR S&C ELECTRIC TYPE SMD-2C FUSE UNIT, 34.5 KV, UPRIGHT STYLE MOUNTING ***NO SUBSTITUTE*** | EA | S AND C ELECTRIC CO. | 3052R1 | [5 empty] | 1 |  |  | 0 | N | N | 4 | 0
FUSHO046 | HOLDER, FUSE, FOR USE WITH "CONTAMINATED ENVIRONMENT" CUTOUT ITEM CUTOT006. 27KV, 100 A RATING, B.I.L. 170 | EA | ABB POWER T & D HUBBELL POWER SYSTEMS, INC. S AND C ELECTRIC CO. | 7194C60G11MP T710-613T 89533R10 | [5 empty] | 10 |  |  | 0 | N | N | 1 | 0
FUSOH001 | FUSE, OVERHEAD DISTRIBUTION, 23" MINIMUM LENGTH, 10T | EA | INDEL S AND C ELECTRIC CO. | EF10TPCIR 279010 | [5 empty] | 10 |  |  | 300 | N | N | 2980 | 0
FUSOH002 | FUSE, OVERHEAD DISTRIBUTION, 23" MINIMUM LENGTH, 12T. | EA | INDEL S AND C ELECTRIC CO. | EF12TPCIR 279012 | [5 empty] | 10 |  |  | 300 | N | N | 1200 | 0
FUSOH003 | FUSE, OVERHEAD DISTRIBUTION, 23" MINIMUM LENGTH, 15T. | EA | INDEL S AND C ELECTRIC CO. | EF15TPCIR 279015 | [5 empty] | 10 |  |  | 500 | N | N | 2440 | 0
FUSOH004 | FUSE, OVERHEAD DISTRIBUTION, 23" MINIMUM LENGTH, 20T. | EA | INDEL S AND C ELECTRIC CO. | EF20TPCIR 279020 | [5 empty] | 10 |  |  | 900 | N | N | 6770 | 0
FUSOH005 | FUSE, OVERHEAD DISTRIBUTION, 23" MINIMUM LENGTH, 25T. | EA | INDEL S AND C ELECTRIC CO. | EF25TPCIR 279025 | [5 empty] | 10 |  |  | 600 | N | N | 4030 | 0
FUSOH006 | FUSE, OVERHEAD DISTRIBUTION, 23" MINIMUM LENGTH, 30T. | EA | INDEL S AND C ELECTRIC CO. | EF30TPCIR 279030 | [5 empty] | 10 |  |  | 600 | N | N | 2860 | 0
FUSOH007 | FUSE, OVERHEAD DISTRIBUTION, 23" MINIMUM LENGTH, 40T. | EA | INDEL S AND C ELECTRIC CO. | EF40TPCIR 279040 | [5 empty] | 10 |  |  | 700 | N | N | 880 | 0
FUSOH008 | FUSE, OVERHEAD DISTRIBUTION, 23" MINIMUM LENGTH, 50T. | EA | INDEL S AND C ELECTRIC CO. | EF50TPCIR 279050 | [5 empty] | 10 |  |  | 700 | N | N | 950 | 0
FUSOH009 | FUSE, OVERHEAD DISTRIBUTION, 23" MINIMUM LENGTH, 65T. | EA | INDEL S AND C ELECTRIC CO. | EF65TPCIR 279065 | [5 empty] | 5 |  |  | 700 | N | N | 360 | 0
FUSOH010 | FUSE, OVERHEAD DISTRIBUTION, 23" MINIMUM LENGTH, 80T. | EA | INDEL S AND C ELECTRIC CO. | EF80TPCIR 279080 | [5 empty] | 5 |  |  | 800 | N | N | 70 | 0
FUSOH011 | FUSE, OVERHEAD DISTRIBUTION, 23" MINIMUM LENGTH, 100T | EA | INDEL S AND C ELECTRIC CO. | EF100TPCIR 279100R1 | [5 empty] | 5 |  |  | 1000 | N | N | 5440 | 0
FUSOH012 | FUSE, OVERHEAD DISTRIBUTION, 23" MINIMUM LENGTH, 200QR | EA | S AND C ELECTRIC CO. | 355200R1 | [5 empty] | 1 |  |  | 0 | N | N | 79 | 0
FUSOH019 | FUSE, OVERHEAD DISTRIBUTION, 0.5 AMP, TRANSFORMER. | EA | CHANCE KEARNEY | MOD4SFA23 41050 | [5 empty] | 25 |  |  | 0 | N | N | 475 | 0
FUSOH020 | FUSE, OVERHEAD DISTRIBUTION, 0.7 AMP, TRANSFORMER. | EA | CHANCE KEARNEY | MOD7SFA23 41100 | [5 empty] | 25 |  |  | 500 | N | N | 1 | 0
FUSOH021 | FUSE, OVERHEAD DISTRIBUTION, 1.0 AMP, TRANSFORMER. | EA | CHANCE KEARNEY | M1D0SFA23 41150 | [5 empty] | 25 |  |  | 500 | N | N | 1 | 0
FUSOH022 | FUSE, OVERHEAD DISTRIBUTION, 1.6 AMP, TRANSFORMER | EA | CHANCE INDEL KEARNEY | M1D6SFA23 EF2.5IXPCIR 41250 | [5 empty] | 10 |  |  | 1300 | N | N | 640 | 0
FUSOH023 | FUSE, OVERHEAD DISTRIBUTION, 2.1 AMP, TRANSFORMER. | EA | CHANCE INDEL KEARNEY | M2D1SFA23 EF3.5IXPCIR 41350 | [5 empty] | 10 |  |  | 400 | N | N | 1 | 0
FUSOH024 | FUSE, OVERHEAD DISTRIBUTION, 3.1 AMP, TRANSFORMER. | EA | CHANCE INDEL KEARNEY | M3D1SFA23 EF4IXPCIR 41400 | [5 empty] | 10 |  |  | 1000 | N | N | 320 | 0
FUSOH025 | FUSE, OVERHEAD DISTRIBUTION, 4.2 AMP, TRANSFORMER. | EA | CHANCE INDEL KEARNEY | M4D2SFA23 EF5.5IXPCIR 41550 | [5 empty] | 10 |  |  | 300 | N | N | 480 | 0
FUSOH026 | FUSE, OVERHEAD DISTRIBUTION, 5.2 AMP, TRANSFORMER. | EA | CHANCE INDEL KEARNEY | M5D2SFA23 EF7IXPCIR 41007 | [5 empty] | 10 |  |  | 500 | N | N | 1640 | 0
FUSOH027 | FUSE, OVERHEAD DISTRIBUTION, 7.0 AMP, TRANSFORMER. | EA | CHANCE INDEL KEARNEY | M7DOSFA23 EF10IXPCIR 41010 | [5 empty] | 10 |  |  | 500 | N | N | 1340 | 0
FUSOH028 | FUSE, OVERHEAD DISTRIBUTION, 10.4 AMP, TRANSFORMER. | EA | CHANCE INDEL KEARNEY | M10D4SFA23 EF15IXPCIR 41015 | [5 empty] | 10 |  |  | 400 | N | N | 1340 | 0
FUSOH029 | FUSE, OVERHEAD DISTRIBUTION, 14 AMP, TRANSFORMER. | EA | CHANCE INDEL KEARNEY MC GRAW EDISON | M14SFA23 EF25ISPCIR 21025 FL2S25 | [5 empty] | 25 |  |  | 0 | N | N | 450 | 0
FUSOH030 | FUSE, OVERHEAD DISTRIBUTION, 21.0 AMP, TRANSFORMER. | EA | CHANCE INDEL KEARNEY MC GRAW EDISON | M21SFA23 EF30ISPCIR 21030 FL2S30 | [5 empty] | 25 |  |  | 0 | N | N | 725 | 0
FUSOH031 | FUSE, OVERHEAD DISTRIBUTION, 32 AMP, TRANSFORMER. | EA | CHANCE INDEL KEARNEY MC GRAW EDISON | M32SFA23 EF50ISPCIR 21050 FL2S50 | [5 empty] | 25 |  |  | 0 | N | N | 450 | 0
FUSOH032 | FUSE, OVERHEAD DISTRIBUTION, 46 AMP, TRANSFORMER. | EA | CHANCE INDEL KEARNEY MC GRAW EDISON | M46SFA23 EF65ISPCIR 21065 FL2S65 | [5 empty] | 25 |  |  | 0 | N | N | 275 | 0
FUSOH033 | FUSE, OVERHEAD DISTRIBUTION, 100 AMP, TRANSFORMER. | EA | CHANCE KEARNEY MC GRAW EDISON | M100MSA23 21100 FL2S100 | [5 empty] | 10 |  |  | 0 | N | N | 190 | 0
FUSUG022 | FUSE, BAYINET TRANSFORMER, 8 AMP FOR 1 & 3 PHASE PADS. | EA | COOPER POWER | 4000358C05B | [5 empty] | 50 |  |  | 0 | N | N | 300 | 0
FUSUG035 | FUSE, 25E, FOR 1 & 3 PHASE UG DIST. LATERALS (S&C) SM-4 EXPENDABLE FUSE UNITS FOR PRIMARY FUSING OF LIVEFRONT SWITCHGEAR.. | EA | S AND C ELECTRIC CO. | 123040R4 | [5 empty] | 1 |  |  | 0 | N | N | 58 | 0
FUSUG036 | FUSE, 30E, FOR 1 & 3 PHASE UG DIST. LATERALS (S&C) SM-4 EXPENDABLE FUSE UNITS FOR PRIMARY FUSING OF LIVEFRONT SWITCHGEAR.. | EA | S AND C ELECTRIC CO. | 123050R4 | [5 empty] | 1 |  |  | 0 | N | N | 34 | 0
FUSUG037 | FUSE, 40E, FOR 1 & 3 PHASE UG DIST. LATERALS (S&C) SM-4 EXPENDABLE FUSE UNITS FOR PRIMARY FUSING OF LIVEFRONT SWITCHGEAR.. | EA | S AND C ELECTRIC CO. | 123060R4 | [5 empty] | 1 |  |  | 0 | N | N | 58 | 0
FUSUG038 | FUSE, 50E, FOR 1 & 3 PHASE UG DIST. LATERALS (S&C) SM-4 EXPENDABLE FUSE UNITS FOR PRIMARY FUSING OF LIVEFRONT SWITCHGEAR.. | EA | S AND C ELECTRIC CO. | 123075R4 | [5 empty] | 1 |  |  | 0 | N | N | 132 | 0
FUSUG039 | FUSE, 65E, FOR 1 & 3 PHASE UG DIST. LATERALS (S&C) SM-4 EXPENDABLE FUSE UNITS FOR PRIMARY FUSING OF LIVEFRONT SWITCHGEAR.. | EA | S AND C ELECTRIC CO. | 123100R4 | [5 empty] | 1 |  |  | 0 | N | N | 164 | 0
FUSUG040 | FUSE, 80E, FOR 1 & 3 PHASE UG DIST. LATERALS (S&C) SM-4 EXPENDABLE FUSE UNITS FOR PRIMARY FUSING OF LIVEFRONT SWITCHGEAR.. | EA | S AND C ELECTRIC CO. | 123125R4 | [5 empty] | 1 |  |  | 0 | N | N | 200 | 0
FUSUG041 | FUSE, 100E, FOR 1 & 3 PHASE UG DIST. LATERALS (S&C) SM-4 EXPENDABLE FUSE UNITS FOR PRIMARY FUSING OF LIVEFRONT SWITCHGEAR.. | EA | S AND C ELECTRIC CO. | 123150R4 | [5 empty] | 1 |  |  | 80 | N | N | 343 | 0
FUSUG042 | FUSE, 150E, FOR 1 & 3 PHASE UG DIST. LATERALS (S&C) SM-4 EXPENDABLE FUSE UNITS FOR PRIMARY FUSING OF LIVEFRONT SWITCHGEAR. | EA | S AND C ELECTRIC CO. | 123250R4 | [5 empty] | 1 |  |  | 200 | N | N | 1462 | 0
FUSUG047 | FUSE, 125E, FOR 1 & 3 PHASE UG DIST. LATERALS (S&C) SM-4 EXPENDABLE FUSE UNITS FOR PRIMARY FUSING OF LIVEFRONT SWITCHGEAR.. | EA | S AND C ELECTRIC CO. | 123200R4 | [5 empty] | 1 |  |  | 0 | N | N | 198 | 0
GCBBB109 | O-RING, VACUUM FILL VALVE FOR BBC SF6 GAS CIRCUIT BREAKER TYPE 145PA40, S/N C00335-101, I.B. 6.4.1.7-1A PG.35, FIG.13, REF.13071, 90022 ALSO FITS 242PA40 | EA | ABB POWER T & D | 674A015-01 | [5 empty] | 40 |  |  | 0 | N | N | 1 | 0
GCBBB115 | DISK, RUPTURE FOR BBC SF6 GAS CIRCUIT BREAKER TYPE 145PA40, S/N C00335-101, I.B. 6.4.1.7-1B PG.35, FIG.12, REF.13046, P/N 366B054-02 | EA | ABB POWER T & D | 366B054-02 | [5 empty] | 1 |  |  | 0 | N | N | 1 | 0
GCBBB208 | PUMP, HYDRAULIC FOR BBC SF6 GAS CIRCUIT BREAKER TYPE 145PA40, S/N C00335-101, I.B. 6.4.1.7-1B PG.37, FIG.17, REF.16062. REPAIRABLE ITEM. | EA | ABB POWER T & D | GPFX731123R2 | [5 empty] | 1 |  |  | 0 | N | N | 1 | 0
GCBBB217 | O-RING, POSITION INDICATOR COVER FOR ABB SF6 GAS CIRCUIT BREAKER TYPE 242PA40, S/N 101266-01, I.B. 641P001-02, PG.10, FIG.1, REF.51042 | EA | ABB POWER T & D | GPFX730250P1 | [5 empty] | 1 |  |  | 0 | N | N | 1 | 0
GCBBB222 | BUSHING, MOUNTING (HYDRAULIC SWITCH) FOR BBC SF6 GAS CIRCUIT BREAKER TYPE 242PA40, S/N C00262-101, IB 6.4.2.7-1A ABB P/N GPHL010219P1 FOR HKA-12 | EA | ABB POWER T & D | GPHL010219P1 | [5 empty] | 1 |  |  | 0 | N | N | 24 | 0
GCBBB223 | GLASS & O-RING KIT, HYDRAULIC OIL LEVEL FOR BBC SF6 GAS CIRCUIT BREAKER , TYPE 145PA40 OR 242PA40, S/N C00335-101, I.B. 6.4.1.7-1B, PAGE 37, FIG. 17 | EA | ABB POWER T & D | KA000072-01 | [5 empty] | 1 |  |  | 0 | N | N | 1 | 0
GCBBB225 | SEAL & DESICCANT KIT, 10 YEAR MAINTENANCE FOR BBC SF6 GAS CIRCUIT BREAKER TYPE 242PA40, S/N C00304-101, ***SUB MS101 #5178*** | EA | ABB POWER T & D | KA00000904 | [5 empty] | 1 |  |  | 0 | N | N | 1 | 0
GRICA002 | GRIP, CABLE, DOUBLE EYE, SPLIT MESH, LACE CLOSING, FOR 2000KCM - CABLE DIA. RANGE 3.50"-3.99" | EA | KELLEMS SLINGCO | 0220-7008 ZCS3008 | [5 empty] | 1 |  |  | 0 | N | N | 3 | 0
GRICA003 | GRIP, CABLE, 6" CONDUIT RISER, SINGLE WEAVE, CLOSED MESH, FOR 2000KCM - CABLE DIA. RANGE 3.50"-3.99" | EA | KELLEMS SLINGCO | 0221-1073 ZCS2724 | [5 empty] | 1 |  |  | 0 | N | N | 1 | 0
GRIPR001 | GRIP, PREFORMED, 3#6AW, 22", DEADEND | EA | CHANCE DULMISON PREFORMED LINE PRODUCTS CO. SLACAN | 12D5M-AWSBG AWGG0870 AWDE4119 17140 | [5 empty] | 50 |  |  | 0 | N | Y | 1700 | 0
GRISA003 | SUSPENSION, ARMOR GRIP, ASSEMBLY, SINGLE COND. SIZE- 954 AAC | EA | DULMISON PREFORMED LINE PRODUCTS CO. SLACAN | HSU2840 AGS-5131 80246 | [5 empty] | 25 |  |  | 0 | N | N | 300 | 0
GRISA005 | SUSPENSION, ARMOR GRIP, ASSEMBLY, SINGLE COND. SIZE- 1590 ACSR | EA | DULMISON PREFORMED LINE PRODUCTS CO. SLACAN | HSU3855 AGS-5145 80255 | [5 empty] | 1 |  |  | 0 | N | N | 1 | 0
GUAAN002 | GUARD, ANIMAL, MINI SHED MOUNT, FOR USE WITH ENERGIZED TRANSFORMERS AND ARRESTERS, TO BE INSTALLED AROUND FIRST SKIRT ONLY | EA | CENTRAL MOLONEY | 70380499 | [5 empty] | 90 |  |  | 0 | N | N | 33480 | 0
GUAAN006 | GUARD, ANIMAL, FOR FUSE CUTOUTS, JEA UNIVERSAL DESIGN MADE FROM SILICONE RUBBER | EA | POWERLINE HARDWARE CO. | SILAG-01-KR | [5 empty] | 12 |  |  | 2000 | N | N | 23076 | 0
GUACA001 | GUARD, CABLE, 2" X 10', SCH-40 PVC (100-EACH PER BUNDLE FOR DELIVERIES) (300 EACH PER SKID), SHIP ON OPEN FLATBED ONLY! | EA | CARLON CUSTOM PLASTICS, INC. ELECTRICAL MATERIALS CO., INC. HOLM INDUSTRIES INC PRIME CONDUIT | (SEE SPEC)59011N CPI-42100 PE-2UG10H (SEE SPEC)PM2-40 (SEE SPEC) 59011N | [5 empty] | 150 |  |  | 1400 | N | N | 16200 | 0
GUACA002 | GUARD, CABLE, 5" X 10', SCH-40 PVC, ( 40 EACH PER BUNDLE FOR DELIVERIES) ( 80 EACH PER SKID ), PACKAGED SUITABLE FOR FORKLIFT UNLOADING, SHIP ON OPEN FLATBED ONLY! | EA | CARLON ELECTRICAL MATERIALS CO., INC. HOLM INDUSTRIES INC PRIME CONDUIT | (SEE SPEC)59016N PE-5UG10SH (SEE SPEC) PM5-40 (SEE SPEC)59016N | [5 empty] | 36 |  |  | 300 | N | N | 2700 | 0
GUACA003 | GUARD, CABLE, 6" X 10', SCH-40 PVC, ( 15 EACH PER BUNDLE FOR DELIVERIES ), SHIP ON OPEN FLATBED ONLY! | EA | CARLON ELECTRICAL MATERIALS CO., INC. HOLM INDUSTRIES INC PRIME CONDUIT | (SEE SPEC)59017N PE-6UG10SH (SEE SPEC)PM6-40 (SEE SPEC)59017N | [5 empty] | 27 |  |  | 80 | N | N | 729 | 0
GUACA004 | GUARD, CABLE, 3" X 10', SCH-40 PVC, (50 EACH PER BUNDLE FOR DELIVERIES) ( 150 EACH PER SKID), MUST BE PALLETIZED FOR OUTDOOR STORAGE NO CARDBOARD BOXES WILL BE EXCEPTED, SHIP ON OPEN FLATBED ONLY! | EA | CARLON CUSTOM PLASTICS, INC. ELECTRICAL MATERIALS CO., INC. HOLM INDUSTRIES INC PRIME CONDUIT | (SEE SPEC)59013N CPUS4310 PE-3UG10SH (SEE SPEC)PM3-40 (SEE SPEC) 59013N | [5 empty] | 1 |  |  | 700 | N | N | 7398 | 0
GUAGW001 | GUARD, GROUND WIRE, 1/2" X 1/2" X 96", GRAY PLASTIC | EA | CHANCE ELECTRICAL MATERIALS CO., INC. JOSLYN HI-VOLTAGE CORP. PLASTIGAGE CORP. PREFORMED LINE PRODUCTS CO. VIRGINIA PLASTICS CO. | 96-KG-1/2G PEGM1/2 S484-4049 601 GWM-7100 VP-1/2-GWM | [5 empty] | 125 |  |  | 2600 | N | N | 25375 | 0
GUAGW002 | GUARD, "YELLOW", GUY WIRE, 1/4" TO 1/2" 8', POLYETHYLENE, USED ON ALL 3/8" AND 7/16" GUY STRANDS (DISTRIBUTION) | EA | CHANCE ELECTRICAL MATERIALS CO., INC. IPEX PLP PG5462 | 96-PBG-2Y 70-7Y-2P (SEE SPEC)025504 PG5462 PG-6000PIN2 | [5 empty] | 1 |  |  | 0 | N | N | 11451 | 0
GUAGW003 | GUARD, GUY WIRE, 8' POLYETHYLENE WITH UV INHIBITORS, ROUND 2" O.D., YELLOW, TO INCLUDE SHORT GUY STRAP, FOR 9/16" AND 3/4" GUY STRAND | EA | PREFORMED LINE PRODUCTS CO. | PG-MS-7578 | [5 empty] | 25 |  |  | 0 | N | N | 1050 | 0
GUALI001 | GUARD, LINE, ALUMINUM, 3#6AW SIZE 23" LG, RANGE .347" - 366" | EA | CHANCE DULMISON HELICAL PAYER PREFORMED LINE PRODUCTS CO. SLACAN | ASAMG-023 ALG0880 23ALG-520 ROBIN-23-AL MG-0133 80722 | [5 empty] | 50 |  |  | 0 | N | N | 700 | 0
GUALI002 | GUARD, LINE, ALUMINUM, 2ACSR SIZE 21" LG, RANGE .309" - 326" | EA | CHANCE DULMISON FLORIDA WIRE AND CABLE HELICAL PAYER PREFORMED LINE PRODUCTS CO. SLACAN | 21AMG-020 ALG0785 FWLG-21-103 21ALG-518 SPARROW-21-AL MG-0131 80718 | [5 empty] | 100 |  |  | 0 | N | N | 1100 | 0
GUALI004 | GUARD, LINE, ALUMINUM, 1/0AAAC SIZE 25" LG, RANGE .390" - .413" | EA | CHANCE DULMISON FLORIDA WIRE AND CABLE HELICAL PAYER PREFORMED LINE PRODUCTS CO. SLACAN | 25AMG-027 ALG0990 FWLG-25-107 25ALG-522 RAVEN-25-AL MG-0135 80726 | [5 empty] | 50 |  |  | 0 | N | N | 550 | 0
GUALI006 | GUARD, LINE, ALUMINUM, 3/0ACSR SIW 29" LG., RANGE .491" - .521" | EA | CHANCE DULMISON FLORIDA WIRE AND CABLE HELICAL PAYER PREFORMED LINE PRODUCTS CO. SLACAN | 29AMG-035 ALG1245 FWLG-29-111 29ALG-526 PIGEON-29-AL MG-0139 80734 | [5 empty] | 50 |  |  | 0 | N | N | 1 | 0
GUALI007 | GUARD, LINE, ALUMINUM, 336AAC SIZE 35" LG., RANGE .656" - .679" | EA | CHANCE DULMISON FLORIDA WIRE AND CABLE HELICAL PREFORMED LINE PRODUCTS CO. SLACAN | 35AMG-047 ALG1665FWLG-35-117 FWLG-35-117 35ALG-532 MG-0145 80746 | [5 empty] | 1 |  |  | 0 | N | N | 118 | 0
GUALI008 | GUARD, LINE, ALUMINUM, 556ACSR SIZE 43" LG., RANGE .889" - .954" | EA | CHANCE DULMISON HELICAL PAYER PREFORMED LINE PRODUCTS CO. SLACAN | 43AMG-057 ALG2285 43ALG-538 DOVE-43-AL MG-0151 80758 | [5 empty] | 25 |  |  | 0 | N | N | 975 | 0
GUYAT004 | GUY ATTACHMENT, GUY PLATE, GALVANIZED, 7/8" BOLT SIZE, 20,000# | EA | ATLAS COPCO CONTINENTAL ELECTRIC HUGHES BROTHERS UNITED UTILITY PRODUCTS | APP-664 SF-HDG-14.5 B2214.2A UUP-204 | [5 empty] | 1 |  |  | 0 | N | N | 1744 | 0
GUYAT008 | GUY HOOK, COMBINATION, MALLEABLE OR DUCTILE IRON, HOT DIP GALV. 13/16" MOUNTING HOLE, 20,000 LB MIN. ULT. STRENGTH. FOR WOOD OR CONCRETE POLES | EA | ALLIED BOLT, INC. HUBBELL MACLEAN POWER SYSTEMS SALCO | 22002 GEP5A34N MGA345-AN MGE-6N | [5 empty] | 25 |  |  | 800 | N | N | 7075 | 0
GUYFI001 | GUY FITTING, SIDEWALK, POLE PLATE GALVANIZED | EA | ALLIED BOLT, INC. CHANCE CONTINENTAL ELECTRIC JOSLYN HI-VOLTAGE CORP. MC GRAW EDISON MIDWEST FABRICATION UTILITIES SERVICE | 1436 0501 SWBG-20-54 J1501 DG1D1 PX 34A 1296 | [5 empty] | 5 |  |  | 0 | N | N | 140 | 0
GUYFI002 | GUY FITTING, SIDEWALK, SINGLE GUY CLAMP, GALVANIZED (STD PKG 20/EA) | EA | ALLIED BOLT, INC. CHANCE CONTINENTAL ELECTRIC JOSLYN HI-VOLTAGE CORP. MC GRAW EDISON MIDWEST FABRICATION UTILITIES SERVICE | 1437 0502 SWG-20-5 J1502 DG3D1 PX 33A 1297 | [5 empty] | 5 |  |  | 0 | N | N | 155 | 0
GUYGR001 | GRIP, GUY, 3/8", 26", GALVANIZED | EA | DULMISON FLORIDA WIRE AND CABLE HELICAL PAYER PREFORMED LINE PRODUCTS CO. SLACAN | SGG-0915C FLB-3600 HG-310-3/8 3/8-35-GN-C GDE-2107 80281 | [5 empty] | 50 |  |  | 1700 | N | N | 18100 | 0
GUYGR002 | GRIP, GUY, 7/16", 28-1/2", GALVANIZED | EA | DULMISON FLORIDA WIRE AND CABLE HELICAL PAYER PREFORMED LINE PRODUCTS CO. SLACAN | SGG-1105C FLB-3700 HG-311-7/16 7/16-38-GN-C GDE-2108 80282 | [5 empty] | 25 |  |  | 0 | N | N | 4425 | 0
GUYGR004 | GRIP, GUY, 9/16", 41", GALVANIZED | EA | CHANCE DULMISON FLORIDA WIRE AND CABLE PAYER PREFORMED LINE PRODUCTS CO. SLACAN | 9/16CTLG-C SGG-1435C FLB-3900 9/16-55-GN-C BG-2116 80182 | [5 empty] | 10 |  |  | 0 | N | N | 300 | 0
GUYGR004 | GRIP, GUY, 9/16", 41", GALVANIZED | EA | CHANCE | 9/16CTLG-C | [11 empty] | 300 | 0
GUYGR005 | GRIP, GUY, 3/4", GALVANIZED | EA | DULMISON PREFORMED LINE PRODUCTS BEKAERT CORPORATION BEKAERT CORPORATION FLORIDA WIRE AND CABLE GUARDIAN CABLE SYSTEMS NATIONAL STRAND VANGUARD STEEL LTD WRCA | SGG-1905C BG-1112 118574 CLASS B AST3087EX58C00500 CLASS B ONLY 38EHS95ZN5AL500 CLASS B ONLY 35015024-0500 3/8-0120-EB | [5 empty] | 5 |  |  | 0 | N | N | 175 | 0
GUYST006 | STRAND, GUY, 7/16" DIA, 7 PER STRAND, GALVANIZED STEEL, CLASS "B" GALVNIZED OR BEZINAL, (500' COIL) | FT | BEKAERT CORPORATION FLORIDA WIRE AND CABLE GUARDIAN CABLE SYSTEMS NATIONAL STRAND VANGUARD STEEL LTD | AST7167EX58C00500 NONE 716EHS95ZN5AL500 NONE 35015028-0500 | [5 empty] | 500 |  |  | 0 | N | N | 96000 | 0
GUYST007 | STRAND, GUY, 9/16" DIA, 7 PER STRAND, GALVANIZED STEEL, 1000FT REEL, CLASS C. CODE 378 OR BEZINOL COATING (1000' REEL) | FT | BEKAERT CORPORATION BEKAERT CORPORATION FLORIDA WIRE AND CABLE | AST9167EX58R01000 AST916A NONE | [5 empty] | 1000 |  |  | 0 | N | N | 13000 | 0
GUYST008 | STRAND, GUY, 3/4" DIA, 19 PER STRAND, GALVANIZED STEEL, CLASS "C" GALV. GRADE SHALL BE EXTRA HIGH STRENGTH (1000'/REEL) | FT | BEKAERT CORPORATION FLORIDA WIRE AND CABLE | AST304AEX59R01000 NONE | [5 empty] | 1000 |  |  | 0 | N | N | 10000 | 0
HOKCA003 | HOOK, CABLE, DOUBLE TYPE, GALVANIZED HOT DIPPED, TWO (2) INCH WIRE, LOCK TYPE | EA | ATLAS POWER PRODUCTS HUBBELL POWER SYSTEMS, INC. INWESCO INC. MACLEAN POWER SYSTEMS | APP-2143 DU1S2 11B27 APP-2143 | [5 empty] | 20 |  |  | 0 | N | N | 16980 | 0
HOKCA004 | HOOK, CABLE, TRIPLE TYPE, GALVANIZED | EA | ATLAS POWER PRODUCTS HUBBELL POWER SYSTEMS, INC. INWESCO INC. | APP-2144 DU1S3 11C27 | [5 empty] | 10 |  |  | 0 | N | N | 940 | 0
HOKCA005 | HOOK, CABLE, QUADRUPLE TYPE, GALVANIZED P.O. # | EA | ATLAS POWER PRODUCTS HUBBELL POWER SYSTEMS, INC. | APP-2145 DU1S4 | [5 empty] | 10 |  |  | 0 | N | N | 270 | 0
INDCF004 | INDICATOR, LED LIGHT CABLE FAULT, 400 AMP AUTOMATIC TRIP / RESET FOR 1/0 PRIAMARY CABLE WITH 10' LIGHT EXTENSION LED | EA | POWER DELIVERY PRODUCTS SMART GRID SOLUTIONS | 29-6214-10FO FI-3C-C04NAX-10 | [5 empty] | 1 |  |  | 10000 | N | N | 13128 | 0
INDCF012 | INDICATOR, CABLE FAULT, SINGLE PHASE AUTO. RESET FOR U/G FEEDER APPLICATION 1500-A TRIP, RED FLASHING LED INDICATION WITH 10-FT HARD WIRED LEAD, 4-HOUR RESET BATTERY POWERED, FOR 1000-KCM CABLE WITH 2.25" DIAMETER | EA | POWER DELIVERY PRODUCTS SMART GRID SOLUTIONS | 29-6215-10FO FI-3C-C04NCX-10 | [5 empty] | 10 |  |  | 0 | N | N | 2540 | 0
INDCF024 | INDICATOR, CABLE FAULT, OVERHEAD, MM3 (LINE MONITOR), WIFI READY, COMMUNICATES FAULT DETECTION AND LOAD MONITORING. | EA | SENTIENT | 32443-32202-10001 | [5 empty] | 1 |  |  | 0 | N | N | 104 | 0
INDCF025 | INDICATOR, CABLE FAULT, OVERHEAD, ZM1 (ZEROAMP MONITOR 1 LINE MONITOR), WIFI READY, COMMUNICATES FAULT LOCATION AND INTERRUPTIONS VIA WIFI. | EA | SENTIENT | 33001-32202-20001 | [5 empty] | 1 |  |  | 0 | N | N | 1 | 0
INDLV001 | RADAR, LEVEL TRANSMITTER, BLUETOOTH, 5M CABLE, NON EX, 1" NPT, USED ON N01/N02 FUEL SILO), WORK CTR 2-10. | EA | SIEMENS | 7ML5320-1AA06-0AP0-LR120 | [8 empty] | 0 | N | N | 1 | 0
INDLV003 | LEVEL, RADAR, 80GHZ, 1 1/2"NPT, 316, CONTINIOUS LEVEL MEASUREMENT, WORK CTR 2-10. | EA | VEGA | PS6X-224 HQW has a 1-1/2? NPT process connection. | [8 empty] | 0 | N | N | 1 | 0
INDLV004 | LEVEL, FUEL SILO MOBUS RTU MASTER, (USED ON N01 AND N02 BOILERS), MADE UP OF THREE PARTS TO MAKE ONE ITEM, WORK CTR 2-11 | EA | DATEXEL | DAT9000 | [8 empty] | 0 | N | N | 1 | 0
INDLV005 | MODULE, ISOLATED OUTPUT REMOTE, I/O, 485 NETWORK, (USED ON N01 AND N02 BOILERS), WORK CTR 2-11 | EA | DATEXEL | DAT3024ISO | [8 empty] | 0 | N | N | 1 | 0
INDLV006 | CONTROLLER, (8)4-32MA INPUTS, DIGITAL OUTPUTS, PANEL MOUNTED, COLOR DISPLAY, (USED ON N01 AND N02 BOILERS), WORK CTR 2-11 | EA | PRECISION DIGITAL | SKU: PD9000-7G-8AI | [8 empty] | 0 | N | N | 1 | 0
INSCO001 | INSULATOR, COMPOSITE,SILICON-RUBBER,LEAKAGE DISTANCE MIN. 36", MIN. 25KV, 15000# STRENGTH, DEADEND | EA | ADVANCED RUBBER PRODUCTS GAMMA HUBBELL PEAK DEMAND SALISBURY VICTOR VOLT TEK | ARP-35SKCE-S PS035 801046-0215 CDI-DS-35 9503U-SI 8235-JEA 3515S-00 | [5 empty] | 300 |  |  | 2000 | N | N | 19200 | 0
INSCR002 | CORONA RING FOR NGK 138KV AND 230KV INSULATORS, 8" (INSDE002 & 003; INSSU009 & 010; INSLP013 & 014) | EA | NGK NGK | 97008-RG C97008R2-275 | [5 empty] | 1 |  |  | 0 | N | N | 2 | 0
INSDE002 | INSULATOR, 230KV DEAD END SILICON SUSPENSION WITH Y-BALL COUPLING, 50,000 LB SML,ECR GLASS, L=111 INCHES, ARC DISTANCE = MIN 96 INCHES, LEAKAGE DISTANCE = MIN 250 INCHES (SHIP TO: 2325 EMERSON ST., JAX., FL 32207) SHIP ON OPEN FLATBED | EA | HUBBELL POWER SYSTEMS, INC. LAPP INSULATOR MACLEAN POWER SYSTEMS MACLEAN POWER SYSTEMS NGK-LOCKE, INC. | S050097H201A CS5-111-YB-250-B S24080097VASS040 S248111VA02 502-SS810-YK-08 | [5 empty] | 28 |  |  | 0 | N | N | 84 | 0
INSDE003 | INSULATOR, SUSPENSION DEAD END, SILICON 138/230KV WITH Y-BALL COUPLING, 50,000 LB SML,ECR GLASS, L=89 INCHES, ARC DISTANCE MIN. 73 INCHES, LEAKAGE DISTANCE MIN. 200 INCHES (SHIP TO: 2325 EMERSON ST., JAX., FL 32207) SHIP ON OPEN FLATBED |  | HUBBELL POWER SYSTEMS, INC. LAPP INSULATOR MACLEAN POWER SYSTEMS MACLEAN POWER SYSTEMS NGK-LOCKE, INC. | S050075H201A CS5-089-YB-200-B S24080074VASS033 S248089VA07 502-SS630-YK-08 | [5 empty] | 28 |  |  | 0 | N | N | 252 | 0
INSDE004 | INSULATOR, SUSPENSION DEAD END, SILICON, 69/138KV WITH Y-BALL COUPLING, 50,000 LB SML,ECR GLASS, LENGTH 66 INCHES, ARC DISTANCE MIN. 52 INCHES, LEAKAGE DISTANCE MIN. 150 INCHES (SHIP TO: 2325 EMERSON ST., JAX., FL 32207 - SHIP ON FLATBED | EA | HUBBELL POWER SYSTEMS, INC. LAPP INSULATOR MACLEAN POWER SYSTEMS MACLEAN POWER SYSTEMS NGK-LOCKE, INC. | S050051H201A CS5-066-YB-150-B S24080051VASS027 S248066VA01 502-SL430-YK-09 | [5 empty] | 28 |  |  | 0 | N | N | 84 | 0
INSDE010 | INSULATOR, SUSPENSION DEAD END, SILICON, 69KV WITH Y-BALL COUPLING, 50,000 LB SML,ECR GLASS, LENGTH 43 INCHES, ARC DISTANCE MIN. 30 INCHES, LEAKAGE DISTANCE MIN. 100 INCHES (SHIP TO: 2325 EMERSON ST., JAX., FL 32207) | EA | HUBBELL POWER SYSTEMS, INC. MACLEAN POWER SYSTEMS NGK-LOCKE, INC. | S050030H2010 S24080028VXAL017 502-SL240-YK | [5 empty] | 1 |  |  | 0 | N | N | 4 | 0
INSFE001 | INSULATOR, FIBERGLASS EXTENSION REMARKS: FIBERGLASS W/PROTECTIVE COATING CLEVIS-EYE, 24 INCH FIBERGLASS LENGTH, 15,000 LB ULTIMATE STRENGTH USED FOR EXTENDING POLYMER DEADEND INS. FROM POLE | EA | ALUMA FORM MACLEAN POWER SYSTEMS | FGS16-24CT-SC GCTE1524SC | [5 empty] | 1 |  |  | 0 | N | N | 5808 | 0
INSFE002 | INSULATOR, FIBERGLASS EXTENSION REMARKS: FIBERGLASS W/PROTECTIVE COATING CLEVIS-EYE, 12 INCH FIBERGLASS LENGTH, 15,000 LB ULTIMATE STRENGTH USED FOR EXTENDING POLYMER DEADEND INS. FROM POLE | EA | ALUMA FORM MACLEAN POWER SYSTEMS | FGS16-12CT-SC GCTE1512SC | [5 empty] | 1 |  |  | 0 | N | N | 16615 | 0
INSGB002 | INSULATOR, STRAIN, GUY BREAKER, 21,000# RATED, 60" ROD LENGTH, FIBERGLASS FOR USE ON JEA'S DISTRIBUTION SYSTEM ONLY | EA | ALUMA-FORM BARRON BETHEA CHANCE CONTINENTAL ELECTRIC FLAGG (MIF) FLH HUGHES BROTHERS KEARNEY MC GRAW EDISON | FGS21-60CR BB-21-CC-60-1R GS21060CC1 GCC21-60R 210-60 FCC2160R 694-60-R 321021-60 DEG30CC60 | [5 empty] | 240 |  |  | 300 | N | N | 3120 | 0
INSGB006 | INSULATOR, STRAIN, GUY BREAKER, 35,000# RATED, 90" ROD LENGTH, FIBERGLASS | EA | ALUMA-FORM BARRON BETHEA CONTINENTAL ELECTRIC FLAGG (MIF) HUGHES BROTHERS KEARNEY | FGS36-90CR BB-35-CC-90-1R GCC36-90R 360-90 696-90-R 321035-90 | [5 empty] | 5 |  |  | 0 | N | N | 20 | 0
INSGB008 | INSULATOR, STRAIN, 144" ROD LENGTH 21,000# RATED STRENGTH, SHIP ON OPEN FLATBED ONLY! FOR USE ON JEA'S DISTRIBUTION SYSTEM ONLY | EA | ALUMA-FORM CHANCE CONTINENTAL ELECTRIC FLH HUGHES BROTHERS | FGS21-144CR GS21144CC1 GCC21-144R FCC21144R CF694-144-R | [5 empty] | 5 |  |  | 450 | N | N | 5380 | 0
INSHP001 | INSULATOR, LINE POST, 35KV HORIZONTAL STUD BASE, UNIVERSAL CLAMP-TOP, 3/4"-10 STUD TAP, 2800# SLC, 16.76" OFFSET, 1/0-636 CONDUCTOR. | EA | HUBBELL MACLEAN POWER SYSTEMS | 80S028-0K09 H040U0008MXSS004 | [5 empty] | 3 |  |  | 2900 | N | N | 31185 | 0
INSHP020 | INSULATOR, HORIZONTAL LINE POST, SILICONE, 69 KV, GAIN TYPE BASE (SHIP TO: 2325 EMERSON ST., JAX., FL 32207) SHIP ON OPEN FLATBED | EA | HUBBELL LAPP INSULATOR MACLEAN POWER SYSTEMS NGK-LOCKE, INC. | P250034S0020 CL2-049-21-095-A H29010035MXSS018 L2-SN241-13 | [5 empty] | 1 |  |  | 0 | N | N | 59 | 0
INSHP021 | INSULATOR, HORIZONTAL LINE POST, SILICONE, 69 KV, FLAT BASE (SHIP TO: 2325 EMERSON ST., JAX., FL 32207) SHIP ON OPEN FLATBED | EA | HUBBELL POWER SYSTEMS, INC. LAPP INSULATOR MACLEAN POWER SYSTEMS NGK-LOCKE, INC. | P250034S0550 CL2-049-11-095-A H21010035MXSS018 L2-SN241-18 | [5 empty] | 8 |  |  | 0 | N | N | 184 | 0
INSHP022 | INSULATOR, HORIZONTAL LINE POST, SILICONE, 138 KV, FLAT BASE (SHIP TO: 2325 EMERSON ST., JAX., FL 32207) SHIP ON OPEN FLATBED | EA | HUBBELL POWER SYSTEMS, INC. LAPP INSULATOR MACLEAN POWER SYSTEMS NGK-LOCKE, INC. | P250041E055A CL2-061-11-145-B H21010048VASS021 L2-SN361-18-W | [5 empty] | 1 |  |  | 0 | N | N | 30 | 0
INSHP023 | INSULATOR, HORIZONTAL LINE POST, SILICONE, 138 KV, GAIN TYPE BASE, FIBERGLASS ROD WITH RUBBER WEATHERSHEDS (SHIP TO: 2325 EMERSON ST., JAX., FL 32207) SHIP ON OPEN FLATBED | EA | HUBBELL POWER SYSTEMS, INC. LAPP INSULATOR MACLEAN POWER SYSTEMS NGK-LOCKE, INC. | P250041E002A CL2-062-21-145-B H29010048BASS023 L2-SN361-13-W | [5 empty] | 1 |  |  | 0 | N | N | 315 | 0
INSHP024 | INSULATOR, HORIZONTAL LINE POST, SILICONE, 230 KV, FLAT TYPE BASE, FIBERGLASS ROD WITH RUBBER WEATHERSHEDS (MIN REL 20 EA) (SHIP TO: 2325 EMERSON ST., JAX., FL 32207) SHIP ON OPEN FLATBED | EA | MACLEAN POWER SYSTEMS NGK | H31010078BASS038 L3-SN551-18-W | [5 empty] | 1 |  |  | 0 | N | N | 20 | 0
INSHP025 | INSULATOR, HORIZONTAL LINE POST, SILICONE, 230 KV, GAIN TYPE BASE (SHIP TO: 2325 EMERSON ST., JAX., FL 32207) SHIP ON OPEN FLATBED | EA | MACLEAN POWER SYSTEMS NGK | H39010076BASS037 L3-SN551-13-W | [5 empty] | 1 |  |  | 0 | N | N | 1 | 0
INSHP030 | INSULATOR, POST WITH TRUNION, 138KV, 12 DEGREE RISE, D.A. = 50", L.D. = 145", TENSILE LOAD = 5000 LBS. (SHIP TO: 2325 EMERSON ST., JAX., FL 32207) | EA | HUBBELL MACLEAN POWER SYSTEMS MACLEAN POWER SYSTEMS NGK-LOCKE, INC. | P250043E102A H29020050MASS026 H292058VA01 L2-SN351-23-W | [5 empty] | 1 |  |  | 0 | N | N | 1 | 0
INSLP011 | INSULATOR, BRACED LINE POST, SILICONE, 138 KV, FLAT BASE, MINIMUM LEAKAGE DISTANCE IS 145 INCHES, MINIMUM DRY ARC DISTANCE IS 49 INCHES (SHIP TO: 2325 EMERSON ST., JAX., FL 32207) SHIP ON OPEN FLATBED | EA | HUBBELL POWER SYSTEMS, INC. LAPP INSULATOR MACLEAN POWER SYSTEMS NGK-LOCKE, INC. | BLP053F12005 CBP2-062-145-01 B2101060B15066BA HV-340 | [5 empty] | 1 |  |  | 0 | N | N | 20 | 0
INSLP012 | INSULATOR, BRACED LINE POST, SILICONE, 138 KV, GAIN BASE, MINIMUM LEAKAGE DISTANCE IS 145 INCHES, MINIMUM DRY ARC DISTANCE IS 49 INCHES (SHIP TO: 2325 EMERSON ST., JAX., FL 32207) SHIP ON OPEN FLATBED | EA | HUBBELL POWER SYSTEMS, INC. MACLEAN POWER SYSTEMS NGK-LOCKE, INC. | BLP053G12011 B2901062B15066BA HV-341 | [5 empty] | 1 |  |  | 0 | N | N | 86 | 0
INSLP013 | INSULATOR, BRACED LINE POST, SILICONE, 230 KV, FLAT BASE, MINIMUM LEAKAGE DISTANCE IS 240 INCHES, MINIMUM DRY ARC DISTANCE IS 93 INCHES (SHIP TO: 2325 EMERSON ST., JAX., FL 32207) SHIP ON OPEN FLATBED | EA | MACLEAN POWER SYSTEMS NGK-LOCKE, INC. | B3101108B14094CA HV-076 | [5 empty] | 6 |  |  | 0 | N | N | 402 | 0
INSLP014 | INSULATOR, BRACED LINE POST, SILICONE, 230 KV, GAIN BASE, MINIMUM LEAKAGE DISTANCE IS 240 INCHES, MINIMUM DRY ARC DISTANCE IS 93 INCHES (SHIP TO: 2325 EMERSON ST., JAX., FL 32207) SHIP ON OPEN FLATBED | EA | MACLEAN POWER SYSTEMS NGK-LOCKE, INC. | B391108VX03 HV-075 | [5 empty] | 16 |  |  | 0 | N | N | 64 | 0
INSLP020 | INSULATOR, BRACED LINE POST, SILICONE, 230 KV, FLAT BASE, MIN. LEAKAGE DISTANCE IS 242 INCHES, MIN. DRY ARC DISTANCE IS 160 INCHES, POST SECTION LENGTH IS 180 INCHES (SHIP TO: 2325 EMERSON ST., JAX., FL 32207) SHIP ON OPEN FLATBED | EA | MACLEAN POWER SYSTEMS | B3131180T121136VA | [5 empty] | 1 |  |  | 0 | N | N | 1 | 0
INSST001 | INSULATOR, SPOOL TYPE, BROWN, RATED STRENGTH OF 3000# | EA | CHANCE DULHUNTY POWER DULMISON FLORIDA WIRE AND CABLE GAMMA GAMMA LAPP MC GRAW EDISON NEWELL PORCELAIN PRODUCTS CO. POWERLINE HARDWARE CO. SANTANA INSULATORS INC. VICTOR INSULATORS VICTOR INSULATORS | C909-0032 DP53-2B DSL-5320-B FW151-B 8442 PT8065B 8442-BROWN DE4S3 2335320-5001 5101-B P53-2B RO 12012B 2012-BROWN VI-2612-BROWN | [5 empty] | 24 |  |  | 0 | N | N | 408 | 0
INSST002 | INSULATOR, SPOOL TYPE, WHITE OR GREY, RATED STRENGTH OF 3000# | EA | CHANCE DIXIE ELECTRIC DULHUNTY POWER FLORIDA WIRE AND CABLE GAMMA JOSLYN HI-VOLTAGE CORP. KNOX MC GRAW EDISON NEWELL PORCELAIN PRODUCTS CO. POWERLINE HARDWARE CO. POWERLINE HARDWARE CO. SANTANA INSULATORS INC. VICTOR INSULATORS VICTOR INSULATORS | C909-2032 WHITE D310W DP53-2W FW151-W 8442W J151-W 310W DE4S4 2335320-6001 5101-W P53-2G P53-2W RO12012W 2012-WHITE VI-2612-WHITE | [5 empty] | 50 |  |  | 900 | N | N | 7500 | 0
INSST012 | INSULATOR, POLYMER STRUT, 40" LENGTH, MIN. 25000-LBS TENSION STRENGTH, MIN. 30.5" DRY ARC DISTANCE. | EA | PFISTERER | CP2-040-33-073-A1 | [5 empty] | 1 |  |  | 0 | N | N | 1 | 0
INSSU002 | INSULATOR, SUSPENSION, 4", CLASS 52-9 NEMA STRENGTH 10000#, GALV. FITTINGS | EA | GAMMA JOSLYN HI-VOLTAGE CORP. LAPP NGK PORCELAIN PRODUCTS CO. POWERLINE HARDWARE CO. SANTANA INSULATORS INC. VICTOR INSULATORS VICTOR INSULATORS | PT8232G L1814 6815-70 16044 84300 P529 DI 02C12T 817 VI 52-9 | [5 empty] | 1 |  |  | 0 | N | N | 451 | 0
INSSU004 | INSULATOR, SUSPENSION, 10", CLASS 52-5, NEMA-STRENGTH: 30000#, GALVANIZED FITTINGS | EA | LAPP NGK PSN COMPONENTS VICTOR INSULATORS | 5960A-70 30S255 PSN010 VI 52-5H | [5 empty] | 6 |  |  | 0 | N | N | 66 | 0
INSSU007 | INSULATOR, 69KV, SUSPENSION, SILICONE, Y-BALL COUPLING, ANSI52-5, 30,000#, LENGTH = 43", MIN. DRY ARC DIST. = 31", MIN. LEAKAGE DIST = 100" (SHIP TO: 2325 EMERSON ST., JAX., FL 32207 - SHIP ON OPEN FLATBED ONLY) | EA | HUBBELL POWER SYSTEMS, INC. LAPP INSULATOR MACLEAN POWER SYSTEMS MACLEAN POWER SYSTEMS NGK-LOCKE, INC. | S030031E201A CS3-043-YB-100-A S54080031VXSS019 S548043VX07 301-SL250-YJ | [5 empty] | 28 |  |  | 0 | N | N | 308 | 0
INSSU008 | INSULATOR, 138 KV, SUSPENSION, SILICONE, Y-BALL COUPLING, ANSI52-5, 30,000#, LENGTH = 66", MIN. DRY ARC DIST. = 54", MIN. LEAKAGE DIST = 150" (SHIP TO: 2325 EMERSON ST., JAX., FL 32207 - SHIP ON OPEN FLATBED ONLY) | EA | HUBBELL POWER SYSTEMS, INC. LAPP INSULATOR MACLEAN POWER SYSTEMS MACLEAN POWER SYSTEMS NGK-LOCKE, INC. | S030053H201A CS3-066-YB-150-B S54080054VASS026 S548066VA01 301-SS450-YJ-08 | [5 empty] | 1 |  |  | 0 | N | N | 342 | 0
INSSU009 | INSULATOR, 240 KV, SUSPENSION, SILICONE, Y-BALL COUPLING, ANSI52-5, 30,000#, LENGTH = 89", MIN. DRY ARC DIST = 78", MIN LEAKAGE DIST = 200" (SHIP TO: 2325 EMERSON ST., JAX., FL 32207 - SHIP ON OPEN FLATBED ONLY) | EA | HUBBELL POWER SYSTEMS, INC. LAPP INSULATOR MACLEAN POWER SYSTEMS MACLEAN POWER SYSTEMS NGK-LOCKE, INC. | S030077H201A CS3-089-YB-200-B S54080077VASS033 S548089VA09 301-SS640-YJ-08 | [5 empty] | 28 |  |  | 0 | N | N | 448 | 0
INSSU010 | INSULATOR, SUSPENSION, SILICON, NEMA 3/5 Y-CLEVIS BALL END FITTINGS, ECR GLASS, 30,000 LBS SML, L=83", MIN LEAKAGE DISTANCE = 200 (SHIP TO: 2325 EMERSON ST., JAX., FL 32207 - SHIP ON OPEN FLATBED ONLY) | EA | HUBBELL POWER SYSTEMS, INC. MACLEAN POWER SYSTEMS NGK | S030071H201A S54080071VASS035 30A-SS600-YJ-08 | [5 empty] | 28 |  |  | 0 | N | N | 140 | 0
INSVP001 | INSULATOR, VERTICAL POST, TIE TOP 35-KV, 3/4" STUD TAP STANDARD PACKAGING IS NOT TO EXCEED THREE UNITS OR 72 POUNDS. | EA | DULHUNTY POWER FHP GAMMA NEWELL NGK POWERLINE HARDWARE CO. SANTANA INSULATORS INC. VICTOR INSULATORS VICTOR INSULATORS | DP57-2 FHP7572G 9335X-70 37620 DA-55004E-LG P572G PL-11253 62055 VI57-2 | [5 empty] | 90 |  |  | 300 | N | N | 1 | 0
INSVP002 | INSULATOR, VERTICAL POST, CLAMP TOP 35-KV, 3/4" STUD TAP WITHOUT COMDUCTOR CLAMP, GALVANIZED IRON BASE WITHOUT STUD, CANTILEVER = 2800# STANDARD PACKAGING IS NOT TO EXCEED THREE UNITS OR 72 POUNDS | EA | CHANCE DULHUNTY POWER DULHUNTY POWER GAMMA LAPP MC GRAW EDISON NEWELL NGK PORCELAIN PRODUCTS CO. POWERLINE HARDWARE CO. SANTANA INSULATORS INC. VICTOR INSULATORS VICTOR INSULATORS | C903-1422 DP57-12 DP57-12A 4235LN-70 4235-70 NL58537M8 43930-7001 DA-55011Y-LG 5335 P57-12G PL-21253 62155 VI-52-11 | [5 empty] | 2 |  |  | 0 | N | N | 206 | 0
JUNLO001 | JUNCTION, LOADBREAK, 25 KV 125 BIL THREE POINT SYSTEM, SHILDED AND SUBMERSIBLE 200 AMPS RATING | EA | BLACKBURN COOPER POWER SYSTEMS ELASTIMOLD HUBBELL | JJ2C1033H LJ225C3B 274J3 228J3B | [5 empty] | 1 |  |  | 0 | N | N | 25 | 0
LIKEX001 | LINK, EXTENSION, STRAIGHT - 18,000# LBS. 6" HOLE SPACING, 1/2" THICKNESS, | EA | HUGHES JOSLYN HI-VOLTAGE CORP. MACLEAN POWER SYSTEMS MC GRAW EDISON THREADED FASTENERS INC. | AS-942-A J2520 SF-ES-6-66-30 WBT3070 TF2520 | [5 empty] | 25 |  |  | 0 | N | N | 325 | 0
LIKEX002 | LINK, EXTENSION, CLEVIS/EYE TYPE FITTING 14" LENGTH, ULTIMATE STRENGTH 15,000# | EA | BARRON BETHEA LINDSEY MACLEAN POWER SYSTEMS MIDWEST FABRICATION PLP POWERLINE HARDWARE CO. PREFORMED LINE PRODUCTS CO. | L-14A 3491 CEL-14H PA319 LCE-55-14 PLH-EL-14 LCE-55-14 | [5 empty] | 30 |  |  | 0 | N | N | 1 | 0
LRDIT002 | ROD, LIFT & CROSSBAR ASSEMBLY, PHASE B FOR I-T-E OIL CIRCUIT BREAKER TYPE 69KSB5000-20B, S/N 41-20693-1011, I.B. 051L015-20, PG.13, FIG.2, REF.116 | EA | ABB POWER T & D | 326A04004 | [5 empty] | 1 |  |  | 0 | N | N | 1 | 0
LUBGR212 | GREASE, OXIDE-INHIBITING ELECTRICAL JOINT COMPOUND, PENETROX "A", 8 OZ. SQUEEZE BOTTLE | EA | BURNDY CORP. | P8A | [5 empty] | 1 |  |  | 0 | N | N | 1 | 0
LUGAR001 | LUG, AERIAL FOR USE WITH 1"-14 THREADED STUD TERMINAL CONNECTOR, AERIAL WIRE RANGE #2 SOLID - 1000KCM | EA | ANDERSON BURNDY CORP. DOSSERT HOMAC TRAVIS FOUNDRY - PDU FRANKEL PENN-UNION | DS-10100-14 NDR6544T14 SCX100-100-T14 5M863-5 14-235-WRX CBL-4-N1R BLTU-4-S1 | [5 empty] | 8 |  |  | 0 | N | N | 1 | 0
LUGGR001 | LUG, 4 SOLID WIRE SIZE, 3/4" BOLT SIZE, TIN PLATED COPPER COMPRESSION |  | FRANKEL PENN-UNION | CBL-4-N1R BLTU-4-S1 | [5 empty] | 150 |  |  | 0 | N | N | 1 | 0
LUGGR002 | LUG, 4 SOLID WIRE SIZE, 7/8" BOLT SIZE, TIM PLATED COPPER COMPRESSION | EA | FRANKEL HOMAC PENN-UNION | CBL-4-N2R CBL-4-N2R BLTU-4-S2 | [5 empty] | 50 |  |  | 0 | N | N | 1350 | 0
LUGGR003 | LUG, 4 SOLID WIRE SIZE, 1" BOLT SIZE, TIN PLATED COPPER COMPRESSION | EA | FRANKEL PENN-UNION | CBL-4-N3R BLTU-4-S3 | [5 empty] | 150 |  |  | 0 | N | N | 300 | 0
MAREL002 | MARKER, BALL, ELECTRONIC SIX FOOT RANGE, RED PASSIVE-TUNED COIL ANTENNA ENCASED IN A WATERPROOF DURABLE POLYETHYLENE SHELL | EA | INDUSTRIAL TECHNOLOGY MMM/3M OMNI CORP. | IDTE610M160CS 1402-XR IDTE 610M160CS | [5 empty] | 30 |  |  | 0 | N | N | 17220 | 0
MOLAS001 | MOLIMITER, 500 MCM FOR RUBBER INSULATED CABLE | EA | BURNDY CORP. | YFMR34 | [5 empty] | 1 |  |  | 0 | N | N | 1 | 0
MOLAS002 | MOLIMITER ASSEMBLY 500 MCM | EA | BURNDY HYDENT MAC ELECTRICAL CONNECTORS RICHARDS MFG. CO. | YFM34CR LATPN 500S RMLA500 | [5 empty] | 9 |  |  | 0 | N | N | 378 | 0
MOLCO001 | MOLE CONNECTOR, 8 OUTLET 2500 AMPERE CAPACITY | EA | BURNDY CORP. DOSSERT MAC ELECTRICAL CONNECTORS | ZM8-25 MC-250-8 ME258-8 | [5 empty] | 1 |  |  | 0 | N | N | 7 | 0
MOLCO003 | MOLE CONNECTOR, 12 OUTLET 2500 AMPERE CAPACITY | EA | BURNDY CORP. DOSSERT MAC ELECTRICAL CONNECTORS | ZM12-25 MC-250-12 MAC ELECTRICAL CONNECTORS | [5 empty] | 1 |  |  | 0 | N | N | 24 | 0
MOLCO004 | MOLE CONNECTOR, 14 OUTLET 2500 AMPERE CAPACITY | EA | BURNDY CORP. DOSSERT MAC ELECTRICAL CONNECTORS | ZM14-25 MC-250-14 ME250-14 | [5 empty] | 1 |  |  | 0 | N | N | 32 | 0
MOLCO005 | MOLE CONNECTOR, 20 OUTLET 2500 AMPERE CAPACITY**** ORDER IN INCREMENTS OF 3 EACH **** | EA | BURNDY CORP. DOSSERT MAC ELECTRICAL CONNECTORS | ZM20-25 MC-250-20 ME250-20 | [5 empty] | 1 |  |  | 0 | N | N | 18 | 0
MOLCO006 | MOLE CONNECTOR, 24 OUTLET 2500 AMPERE CAPACITY | EA | BURNDY CORP. | ZM24-25 | [5 empty] | 1 |  |  | 0 | N | N | 4 | 0
MOLCO007 | MOLE COMPRESSION CONE, 500-MCM | EA | BURNDY CORP. DOSSERT MAC ELECTRICAL CONNECTORS | Z3434 C50-50 UC500-500 | [5 empty] | 1 |  |  | 0 | N | N | 3028 | 0
MOLCS001 | MOLE COLD SHRINK INSULATOR, 2/O 2500KCMIL TUBE LENGTH 9IN, SEALS/COVERS SHORT CURRENT LIMITING FUSE/BOOT FOR MOLE, COLD SHRINK RUBBER QUICK INSULATER WITH BUILT-IN ENVIRONMENTALLY SEALING RUBBER MASTIC | KT | 3M | QI-13/70-235-JEA | [5 empty] | 12 |  |  | 0 | N | N | 2400 | 0
MOLCS002 | MOLE COLD SHRINK INSULATOR, 2/O 2500KCMIL TUBE LENGTH 16IN, SEALS/COVERS LONG CURRENT LIMITING FUSE/BOOT FOR MOLE AND USED TO RE-JACKET SPLST007, COLD SHRINK RUBBER QUICK INSULATOR WITH BUILT-IN ENVIRONMENTALLY SEALING RUBBER MASTIC | KT | 3M | QI-17/70-457 | [5 empty] | 12 |  |  | 0 | N | N | 1116 | 0
MOLPL001 | PLUG, MOLE CONNECTOR OUTLET SIZE A | EA | BURNDY CORP. | Z29P | [5 empty] | 1 |  |  | 0 | N | N | 274 | 0
MOLSC002 | MOLE STUD, VERTICAL 5 OUTLET, 2000 AMP CAPACITY 1.5" STUD DIAMETER | EA | BURNDY CORP. | ZMLDN520 | [5 empty] | 2 |  |  | 0 | N | N | 198 | 0
MOLSC005 | MOLE STUD, VERTICAL 4 OUTLET, 2000 AMP CAPACITY 1.5" STUD DIAMETER | EA | BURNDY CORP. | ZMLDN420 | [5 empty] | 2 |  |  | 0 | N | N | 60 | 0
NUTBC500 | NUT, 1/2"-13, HEX, SILICON BRONZE HS, NC ASTM-B99 ***PACKAGE OF 50 OR 100 EACH*** NO SUBSTITUTE | EA | ALLIED BOLT, INC. ANDERSON BURNDY CORP. DIXIE ELECTRIC PENN-UNION THREADED FASTENERS INC. | 24582 HNB-500 50HEN-ET D-1/2SB HN1213 TF5010HNP | [5 empty] | 100 |  |  | 0 | N | N | 5500 | 0
NUTEY002 | NUT, EYE, 5/8", HOT DIPPED GALVANIZED | EA | ADSCO ALLIED BOLT, INC. ALUMA-FORM BARRON BETHEA CHAMP CHANCE CONTINENTAL ELECTRIC DIXIE ELECTRIC FLORIDA WIRE AND CABLE JOSLYN HI-VOLTAGE CORP. MC GRAW EDISON PLP POLE LINE HARDWARE CO. POWERLINE HARDWARE CO. RICHARDS MFG. CO. THREADED FASTENERS INC. UTILITIES SERVICE | OEN58 5876 AF1092 OEN-2A CH58EN 6502 EN-5 D-6502 FW1092 J1092 DG2E3 EN-5 OEN-58 P1092 RENUT-1 TF1092 450 | [5 empty] | 50 |  |  | 3400 | N | N | 37850 | 0
NUTEY003 | NUT, EYE, 3/4", HOT DIPPED GALVANIZED | EA | ALLIED BOLT, INC. ALUMA-FORM BARRON BETHEA CHAMP CHANCE CONTINENTAL ELECTRIC DIXIE ELECTRIC FLORIDA WIRE AND CABLE JOSLYN HI-VOLTAGE CORP. MC GRAW EDISON PLP POLE LINE HARDWARE CO. POWERLINE HARDWARE CO. THREADED FASTENERS INC. UTILITIES SERVICE | 5877 AF1093 OEN-2B CH34EN 6503 EN-6 OEN-34 D-6503 FW1093 J1093 DG2E4 EN-6 P1093 TF1093 451 | [5 empty] | 50 |  |  | 2400 | N | N | 21700 | 0
NUTEY004 | NUT, EYE, 7/8", HOT DIPPED GALVANIZED | EA | HUGHES BROTHERS THREADED FASTENERS INC. | EN80 87CNEOG | [5 empty] | 25 |  |  | 0 | N | N | 1 | 0
NUTSL003 | NUT, LOCK, SQUARE, 5/8" HOLE SIZE, HOT DIPPED GALVANIZED | EA | ALLIED BOLT, INC. ALUMA-FORM CHANCE COOPER POWER SYSTEMS DIXIE ELECTRIC FLORIDA WIRE AND CABLE HUGHES JOSLYN HI-VOLTAGE CORP. LINE HARDWARE MFG. CO. THREADED FASTENERS INC. | 22010 AF8583 3512 DF3N4 D-3512 FW8583 MF-60 J8583 SLN-58 TF8583 | [5 empty] | 800 |  |  | 0 | N | N | 1 | 0
NUTSL004 | NUT, LOCK, SQUARE, 3/4" BOLT SIZE, HOT DIPPED GALVANIZED | EA | ALLIED BOLT, INC. ALUMA-FORM CHANCE COOPER POWER SYSTEMS DIXIE ELECTRIC FLORIDA WIRE AND CABLE HUGHES JOSLYN HI-VOLTAGE CORP. LINE HARDWARE MFG. CO. THREADED FASTENERS INC. | 22011 AF8584 3513 DF3N6 D-3513 FW8584 MF-70 J8584 SLN-34 TF8584 | [5 empty] | 600 |  |  | 0 | N | N | 600 | 0
NUTSL005 | NUT, LOCK, SQUARE, 7/8" BOLT SIZE, HOT DIPPED GALVANIZED | EA | ALLIED BOLT, INC. CHANCE COOPER POWER SYSTEMS HUGHES JOSLYN HI-VOLTAGE CORP. LINE HARDWARE MFG. CO. THREADED FASTENERS INC. | 22014 3514 DF3N8 MF-80 J8584 1/2 SLN-70 TF8584.5 | [5 empty] | 400 |  |  | 0 | N | N | 1200 | 0
NUTSL006 | NUT,LOCK, SQUARE, 1" BOLT SIZE HOT DIPPED GALANIZED | EA | ALLIED BOLT, INC. CHANCE COOPER POWER SYSTEMS HUGHES BROTHERS JOSLYN HI-VOLTAGE CORP. THREADED FASTENERS INC. | 22015 3515 DF3N9 MF100 J8585 TF8585 | [5 empty] | 400 |  |  | 0 | N | N | 400 | 0
NUTTE001 | NUT, THIMBLE EYE 5/8" HOT DIPPED GALVANIZED | EA | ALUMA-FORM BARRON BETHEA CHANCE CONTINENTAL ELECTRIC DIXIE ELECTRIC FLORIDA WIRE AND CABLE JOSLYN HI-VOLTAGE CORP. MC GRAW EDISON POWERLINE HARDWARE CO. UTILITIES SERVICE | AF6510 EN-4A 6510 TN-5 D-6510 FW6510 J6510 DG1E1 P6510 C580 | [5 empty] | 50 |  |  | 0 | N | N | 150 | 0
NUTTE002 | NUT, THIMBLE EYE 3/4" HOT DIPPED GALVANIZED | EA | ALLIED BOLT, INC. BARRON BETHEA CHANCE CONTINENTAL ELECTRIC DIXIE ELECTRIC FLORIDA WIRE AND CABLE JOSLYN HI-VOLTAGE CORP. MC GRAW EDISON POWERLINE HARDWARE CO. THREADED FASTENERS INC. UTILITIES SERVICE | 5051 EN-4B 6511 TN-6 D-6511 FW6511 J6511 DG1E2 P6511 TF6511 C340 | [5 empty] | 50 |  |  | 0 | N | N | 250 | 0
NUTTE003 | NUT, TWIN THIMBLE EYE 3/4" HOT DIPPED GALVANIZED | EA | ALLIED BOLT, INC. BARRON BETHEA CHANCE CONTINENTAL ELECTRIC DIXIE ELECTRIC FLORIDA WIRE AND CABLE JOSLYN HI-VOLTAGE CORP. THREADED FASTENERS INC. | 5046 EN-5B 6561 TN2-6 D-6561 FW6516 J6516 TF6516 | [5 empty] | 25 |  |  | 0 | N | N | 125 | 0
PLGSO001 | RECEPTACLE, SINGLE DEADEND STANDOFF, FOR USE WITH 200 AMP LOAD BREAK ELBOWS IN PAD MOUNTED APPARATUS, 25KV CLASS, 125 BIL | EA | COOPER POWER ELASTIMOLD HUBBELL | ISB225 272SOP 9U07BCF100 | [5 empty] | 1 |  |  | 0 | N | N | 3001 | 0
PLGSO005 | BUSHING, 600 DEAD BREAK PARKING BUSHING | EA | ELASTIMOLD RICHARDS MFG. CO. | K650SOP P625IPB | [5 empty] | 1 |  |  | 0 | N | N | 40 | 0
PLGVT002 | PLUG, FEMALE (WITHOUT THREADED STUD) INSULATED, FOR USE WITH 600 AMP ?T? BODY ELBOWS IN PAD MOUNTED APPARATUS, 25KV CLASS | EA | COOPER POWER SYSTEMS COOPER POWER SYSTEMS ELASTIMOLD ITT BLACKBURN | 2637193B01M DIP625A K650B1P T16C | [5 empty] | 1 |  |  | 0 | N | N | 48 | 0
POLAL010 | POLE, ROUND ALUMINUM, 35' IN LENGTH, BASE SLOTTED FOR 4-1" ANCHOR BOLTS ON 11.5" BOLT CIRCLE, BLACK FINISH, 8" O.D. BASE X 4.5 O.D. TIP *FOR USE W/SHOEBOX LUMINAIRE* | EA | GENERAL STRUCTURES, INC. HAPCO | CPA-2-8025-35-STD-PWDR CT-PK111 34817-P1 | [5 empty] | 3 |  |  | 0 | N | N | 15 | 0
RACUC002 | RACK, 9-HOLE, 41", UNDERGROUND CABLE GALVANIZED | EA | ATLAS POWER PRODUCTS HUBBELL POWER SYSTEMS, INC. INWESCO INC. INWESCO INC. MACLEAN POWER SYSTEMS | APP-1767 DU1B29 11B13 11C13 APP-1767 | [5 empty] | 5 |  |  | 0 | N | N | 455 | 0
RACUC003 | RACK, 13-HOLE, 55" UNDERGROUND CABLE GALVANIZED | EA | ACTION MANUFACTURING HUBBELL POWER SYSTEMS, INC. MACLEAN POWER SYSTEMS | AMI-2710 DU1B30 APP-1792 | [5 empty] | 5 |  |  | 0 | N | N | 9730 | 0
RECFT001 | RECEPTACLE, FEED-THROUGH INSERT, ROTATABLE BUSHING FOR 200 AMP PAD MOUNTED APPARATUS, 25KV CLASS, 125KV BIL | EA | COOPER POWER SYSTEMS COOPER POWER SYSTEMS | 2637881C01M LFI225 | [5 empty] | 1 |  |  | 0 | N | N | 6 | 0
RECPA002 | PLUG, 200 AMP LOADBREAK, DEADEND CAP FOR PAD MOUNTED APPARATUS BUSHING, 25KV CLASS, 125KV BIL | EA | COOPER POWER SYSTEMS COOPER POWER SYSTEMS ELASTIMOLD RICHARDS MFG. CO. | LPC225 LPC225FP 273DRG-3 22LBICG | [5 empty] | 25 |  |  | 0 | N | N | 2125 | 0
RECPA004 | RECEPTACLE, DOUBLE FEED THROUGH STANDOFF, FOR USE WITH 200 AMP LOAD BREAK ELBOWS IN PAD MOUNTED APPARATUS, 25KV CLASS, 125 BIL | EA | ELASTIMOLD HUBBELL | 274FT2-AB 228FTPL | [5 empty] | 1 |  |  | 0 | N | N | 664 | 0
RECSP001 | RECLOSER, SINGLE-PHASE,150KV B.I.L. 70-A, 29.7 INCH CREEP BUSHINGS, VISIBLE CURRENT RATING, 1A/3B, WITH ORANGE NON-RECLOSE HANDLE | EA | COOPER POWER SYSTEMS | KEV470B13 | [5 empty] | 1 |  |  | 0 | N | N | 18 | 0
RECSP002 | RECLOSER, SINGLE-PHASE,150KV B.I.L. 200-A, 29.7 INCH CREEP BUSHINGS, VISIBLE CURRENT RATING, 1A/3B, WITH ORANGE NON-RECLOSE HANDLE | EA | COOPER POWER SYSTEMS | KEV4200B13 | [5 empty] | 1 |  |  | 0 | N | N | 108 | 0
REGIC011 | REGULATOR, CV .55, 1/2 INCH FEMALE NPT, BRASS, (USED ON N01/N02 ETHYLENE CLEANING SYSTEM), WORK CTR 1-7. | EA | AIRGAS SOUTH | Y11N124GHF-AG | [8 empty] | 0 | N | N | 1 | 0
RODAR005 | ROD, ARMOR, 556 ACSR - 636 AAC, 80", (STD. PKG. 12 EACH) | EA | CHANCE DULMISON HELICAL PREFORMED LINE PRODUCTS CO. | 80AAR-059 AAR 2305 AAR-539 AR-0135 | [5 empty] | 12 |  |  | 0 | N | N | 60 | 0
RODAR007 | ROD, ARMOR, 954 ACSR, 100", (STD. PKG. 6 EACH) | EA | CHANCE DULMISON HELICAL PREFORMED LINE PRODUCTS CO. | 100AAR-070 AAR2950 AAR-547 AR-0143 | [5 empty] | 6 |  |  | 0 | N | N | 6 | 0
RODAR008 | ROD, ARMOR, 1590 ACSR, 100", (STD. PKG. 3 EACH) | EA | CHANCE DULMISON HELICAL PREFORMED LINE PRODUCTS CO. | 100AAR-086 AAR 3835 AAR-553 AR-0164 | [5 empty] | 6 |  |  | 0 | N | N | 1 | 0
RODGR003 | ROD, GROUND, THREADLESS, 5/8" X 8', SHIP ON OPEN FLATBED ONLY! | EA | ERICO PRODUCTS GALVAN INDUSTRIES POWERLINE HARDWARE CO. SOUTHERN GROUNDING | 615880 6258 PLH588C C588 | [5 empty] | 100 |  |  | 0 | N | N | 34400 | 0
SCWHI366 | BOLT, HEX HEAD, 5/16"- 18 x 1 3/4" 316SS, FULL THREADED BOLTS, (USED ON CFB BOILER IMPULSE SYSTEM), WORK CTR 1-7. | EA | ORDER BY DESCRIPTION | OBD | [5 empty] | 1 |  |  | 0 | N | N | 40 | 0
SCWLA002 | SCREW, LAG, 1/2" X 4", PILOT-POINT W/FETTER OR TWIST DRIVE, GALVANIZED, INS. ITEM, (500 EA P/BOX) | EA | ALLIED BOLT, INC. ALUMA-FORM CHANCE DIXIE ELECTRIC FLORIDA WIRE AND CABLE JOSLYN HI-VOLTAGE CORP. LINE HARDWARE MFG. CO. MC GRAW EDISON | 529-500 AF8754TP 508754 D-8754 FW8754P J8754P LSFD-124PP DF9L4 | [5 empty] | 200 |  |  | 0 | N | N | 10400 | 0
SCWLA005 | SCREW, LAG, 1/4" X 2", MECHANICALLY GALVANIZED, MODIFIED GIMLET POINT W/HOT-DIPPED STEEL WASHER W/ATTACHED UV STABILIZED RUBBER WASHER, INS. ITEM, USED FOR INSTALLING CABLE GUARD ON WOOD POLES, (STD PKG = 500) | EA | ALLIED BOLT, INC. ELECTRICAL MATERIALS CO. MACLEAN POWER SYSTEMS | 7190DW-50 106M J26486.1 | [5 empty] | 500 |  |  | 15500 | N | N | 208500 | 0
SHAAN001 | SHACKLE, ANCHOR, 5/8", 25,000#, GALV. | EA | BETHEA NATIONAL FLAGG (MIF) JOSLYN HI-VOLTAGE CORP. LAPP LINDSEY | ASH-45 12300 BT3022 305734 3260BNC | [5 empty] | 50 |  |  | 0 | N | N | 1400 | 0
SHAAN002 | SHACKLE, ANCHOR, 3/4", 35,000#, GALV. (packaged 20 pcs / box) | EA | ANDERSON BETHEA NATIONAL FLAGG (MIF) LAPP LINDSEY RELIABLE POWER PRODUCTS | AS35 ASH-56 13302 305736 3261 ASH-56 | [5 empty] | 20 |  |  | 0 | N | N | 720 | 0
SHAAN003 | SHACKLE, ANCHOR, 3/4", 50,000#, GALV. (packaged 25 pcs / box) | EA | ANDERSON BETHEA NATIONAL JOSLYN HI-VOLTAGE CORP. LINDSEY RELIABLE POWER PRODUCTS | AS50 ASH-66A BT3025 3252BNC ASH-66A | [5 empty] | 25 |  |  | 0 | N | N | 300 | 0
SHAAN004 | SHACKLE, ANCHOR, 3/4", 60,000#, GALV. | EA | LAPP LINDSEY RELIABLE POWER PRODUCTS | 306453-HN 3252BNC ASH-66-BC | [5 empty] | 20 |  |  | 0 | N | N | 380 | 0
SHACH001 | SHACKLE, CHAIN, 7/8", 35,000# GALVANIZED WITH CLEVIS PIN | EA | BREWER TITCHENER CORP. FLAGG (MIF) HUBBELL POWER SYSTEMS, INC. MC GRAW EDISON | 3026HT 15302 AS50 WBT3026 | [5 empty] | 15 |  |  | 0 | N | N | 105 | 0
SLEAJ003 | SLEEVE, 556.5ACSR, 24/7, ALUMINUM JUMPER COMPRESSION SPLICE, NON-TENSION ONLY | EA | BURNDY CORP. HOMAC | YNS39R 879 | [5 empty] | 1 |  |  | 0 | N | N | 38 | 0
SLEAJ005 | SLEEVE, 954 ACSR 54/7, ALUMINUM JUMPER, COMPRESSION SPLICE, NON-TENSION ONLY | EA | ANDERSON BURNDY CORP. | 40126 YNS49R | [5 empty] | 1 |  |  | 0 | N | N | 36 | 0
SLEAJ007 | SLEEVE, 1590 ACSR 54/19, ALUMINUM JUMPER, COMPRESSION SPLICE, NON-TENSION ONLY | EA | ANDERSON BURNDY CORP. BURNDY CORP. | OAJS-1800 YNS56R YNSR56RT | [5 empty] | 1 |  |  | 0 | N | N | 1 | 0
SLEAL001 | SLEEVE, BLUE TO BLUE NEUTRAL 6-6 ALUMINUM TRIPLEX NEUTRAL SPLICING | EA | ANDERSON BURNDY CORP. HOMAC ITT BLACKBURN KEARNEY PENN-UNION | VANS6-6 YSS6RG2 SNG66 TR61 30008 PNK-44 | [5 empty] | 1 |  |  | 0 | N | N | 1 | 0
SLEAL002 | SLEEVE, ORANGE TO ORANGE NEUTRAL 4-4 ALUMINUM TRIPLEX NEUTRAL SPLICING | EA | ANDERSON BURNDY CORP. HOMAC ITT BLACKBURN KEARNEY PENN-UNION UTILITY STANDARD | VANS4-4 YSS4R SNG44 TR63 30009 PNK-22 USYSS4R | [5 empty] | 150 |  |  | 0 | N | N | 1 | 0
SLEAL003 | SLEEVE, RED TO RED NEUTRAL 2-2 ALUMINUM TRIPLEX NEUTRAL SPLICING | EA | ANDERSON BURNDY CORP. HOMAC ITT BLACKBURN KEARNEY PENN-UNION UTILITY STANDARD | VANS1-1 YSS2R SNG22 TR64 30010 PNK-11 USYSS2R | [5 empty] | 150 |  |  | 0 | N | N | 2700 | 0
SLECJ001 | SLEEVE, 4/0 COPPER JUMPER, COMPRESSION, NON-TENSION ONLY | EA | ANDERSON BURNDY CORP. DOSSERT HOMAC ITT BLACKBURN KEARNEY PENN-UNION RICHARDS MFG. CO. | VHS-4/0 YCS-21 LCS-21 C-4/0 CU40 HR4/0-7CJ BBCU4/0 CC12 | [5 empty] | 10 |  |  | 0 | N | N | 3580 | 0
SLEFT004 | SLEEVE, 2/0, FULL-TENSION ALUMINUM COMPRESSION TYPE | EA | BURNDY CORP. | YCS26R | [5 empty] | 1 |  |  | 0 | N | N | 93 | 0
SLEFT006 | SLEEVE, 4/0 7-STR AAAC, FULL-TENSION ALUMINUM, COMPRESSION TYPE | EA | ANDERSON BURNDY CORP. FRANKEL HOMAC ITT BLACKBURN KEARNEY PENN-UNION | FTR-4/0 YDS28RL FTT-4/0E 16101 RC40 H4/0-61AS KFAS-4/0-61 | [5 empty] | 1 |  |  | 0 | N | N | 119 | 0
SLEFT008 | SLEEVE, 636 37-STR AAC, FULL-TENSION ALUMINUM, COMPRESSION TYPE | EA | ANDERSON BURNDY CORP. HOMAC KEARNEY | FTR-636 YDS361AT 2186 HR636-37AL | [5 empty] | 1 |  |  | 0 | N | N | 67 | 0
SLEFT010 | SLEEVE, 556.5 ACSR 24/7, FULL-TENSION ALUMINUM, COMPRESSION TYPE TO INCLUDE THE SLEEVE AND INSERT | EA | BURNDY CORP. FARGO | YTS39R43RS TJA-2208 | [5 empty] | 5 |  |  | 0 | N | N | 1 | 0
SLEFT012 | SLEEVE, 954.0 AAC 61, FULL-TENSION ALUMINUM, COMPRESSION TYPE | EA | BURNDY CORP. HOMAC | YTS431A 2190 | [5 empty] | 8 |  |  | 0 | N | N | 56 | 0
SLEFT013 | SLEEVE, 954.0 ACSR 54/7, FULL-TENSION ALUMINUM, COMPRESSION TYPE, NOTE THAT ALL ACSR SPLICES HAVE ALUMINUM AND STEEL SLEEVES. | EA | ALCOA BURNDY CORP. FARGO | 33049 YTS48R48RS TJA-4121 | [5 empty] | 1 |  |  | 0 | N | N | 48 | 0
SLEMO001 | SLEEVE, 5-1/4", MOLE OUTLET INSULATING, | EA | BURNDY CORP. DOSSERT MULTI-AMP CORP. | Z88C3429 MIS25-60-138 USS-500 | [5 empty] | 10 |  |  | 600 | N | N | 3430 | 0
SLERE003 | SLEEVE, 954 AAC 61-STR., REPAIR | EA | ALCOA BURNDY CORP. HOMAC | 5230.3 YNU451R 28816 | [5 empty] | 1 |  |  | 0 | N | N | 1 | 0
SLERE004 | SLEEVE, 954 ACSR 54/7-STR., REPAIR | EA | ALCOA BURNDY CORP. HOMAC | 5234.3 YNU49R 28818 | [5 empty] | 800 |  |  | 0 | N | N | 800 | 0
SLESE001 | SLEEVE, ORANGE TO BLUE SERVICE 4-6, SERVICE ENTRANCE, COMPRESSION TYPE A =.213"-.258'. B =.170"-.204" | EA | ANDERSON ANDERSON BURNDY CORP. HOMAC ITT BLACKBURN KEARNEY PENN-UNION | ACS-4-6 VAUS6-6 YSU2W4W UIB-46 CS67 20692 PSK-24 | [5 empty] | 50 |  |  | 0 | N | N | 150 | 0
SLESE003 | SLEEVE, RED TO BLUE SERVICE 2-6, SERVICE ENTRANCE, COMPRESSION TYPE A =.268"-.328", B =.179"-.204" | EA | ANDERSON ANDERSON BURNDY CORP. HOMAC ITT BLACKBURN KEARNEY PENN-UNION | ACS-2-6 VAUS1-6 YSU2R4W UIB-26 CS71 20690 PSK-14 | [5 empty] | 100 |  |  | 0 | N | N | 800 | 0
SLESE005 | SLEEVE, RED TO RED SERVICE 2-2, SERVICE ENTRANCE, COMPRESSION TYPE A =.268"-.328", B =.268"-.328" | EA | ANDERSON BURNDY CORP. HOMAC ITT BLACKBURN KEARNEY PENN-UNION PENN-UNION | VAUS1-1 YSU2R2R PSK-11 UIB-22 CS73 20688 PSK-11 | [5 empty] | 100 |  |  | 0 | N | N | 5200 | 0
SLESE007 | SLEEVE, YELLOW TO YELLOW SERVICE 1/0-1/0 SERVICE ENTRANCE, COMPRESSION TYPE A =.362"-.398", B =.362"-.398" | EA | ANDERSON ANDERSON BURNDY CORP. HOMAC ITT BLACKBURN KEARNEY PENN-UNION | ACS-1/0-1/0 VAUS1/0-1/0 YSU25R25R UIB-1010 CS78 30198 PSK-00 | [5 empty] | 100 |  |  | 0 | N | N | 7300 | 0
SLESW004 | SLEEVE, 3#6-AW SHIELD WIRE, FULL-TENSION | EA | BURNDY CORP. | YDS7M9T | [5 empty] | 20 |  |  | 0 | N | N | 1 | 0
SOCEY003 | SOCKET, EYE, SE5154, FORGED STEEL GALVANIZED | EA | LINDSEY PREFORMED LINE PRODUCTS CO. | 3355 SE-5154 | [5 empty] | 25 |  |  | 0 | N | N | 775 | 0
SOCEY004 | SOCKET, EYE, 52-3 & 4 NEMA, FORGED STEEL GALVANIZED, LAPP P/N 36912 | EA | CHANCE LAPP LINDSEY MACLEAN POWER SYSTEMS MC GRAW EDISON PREFORMED LINE PRODUCTS CO. | C904-0089 36912 3378 SI-500 WBT3044 SE-5152 | [5 empty] | 25 |  |  | 0 | N | N | 450 | 0
SOCNA001 | SOCKET AND NUT ASSEMBLY, 6-STR. - 600MCM | EA | BURNDY CORP. MAC PRODUCTS INC. | Z34NR US 500 A | [5 empty] | 1 |  |  | 650 | N | N | 3070 | 0
SPDEX001 | SPADE EXTENSION, 1250 AMP, SOLID COPPER TIN PLATED BAR (NO SUB) | EA | BURNDY CORP. CARR INDUSTRIES POWERCON CORP. | FB13G20 908470 JEA001 | [5 empty] | 1 |  |  | 0 | N | N | 346 | 0
SPDEX005 | SPADE EXTENSION, 18" X 3" X .75", SOLID COPPER TIN PLATED BAR (NO SUB), APPROVAL DRAWING REQUIRED WITH BID. | EA | BURNDY CORP. POWERCON CORP. | FB13G23 JEA002 | [5 empty] | 4 |  |  | 0 | N | N | 16 | 0
SPLAC001 | SPLICE, AUTOMATIC COPPER, #6 SOL, 8 STR | EA | FARGO RELIABLE ELECTRIC CO. | GL111 61 | [5 empty] | 400 |  |  | 0 | N | N | 1 | 0
SPLAC002 | SPLICE, AUTOMATIC COPPER, #4 SOL, 6 STR, CW- 8A | EA | COPPERWELD FARGO RELIABLE ELECTRIC CO. | 8A GL112 41 | [5 empty] | 200 |  |  | 0 | N | N | 1200 | 0
SPLAC003 | SPLICE, AUTOMATIC COPPER, #3 SOL, 4 STR, CW- 6A | EA | COPPERWELD FARGO RELIABLE ELECTRIC CO. | 6A GL113 47 | [5 empty] | 200 |  |  | 0 | N | N | 400 | 0
SPLAC004 | SPLICE, AUTOMATIC COPPER, #2 SOL, 3 STR, CW- 5A, | EA | COPPERWELD FARGO RELIABLE ELECTRIC CO. | 5A GL114 21 | [5 empty] | 50 |  |  | 0 | N | N | 150 | 0
SPLAC005 | SPLICE, AUTOMATIC COPPER, #1 SOL, 2 STR, CW- 4A, | EA | COPPERWELD FARGO RELIABLE ELECTRIC CO. | 4A GL115 27 | [5 empty] | 50 |  |  | 0 | N | N | 1 | 0
SPLAC006 | SPLICE, AUTOMATIC COPPER, 1/0SOL, 1 STR, CW- 3A, | EA | COPPERWELD FARGO RELIABLE ELECTRIC CO. | 3A GL116 101 | [5 empty] | 50 |  |  | 0 | N | N | 1 | 0
SPLAC007 | SPLICE, AUTOMATIC COPPER, 2/0-SOL. 1/0-STR. CW- 2A | EA | COPPERWELD FARGO RELIABLE ELECTRIC CO. | 2A GL117 107 | [5 empty] | 50 |  |  | 0 | N | N | 350 | 0
SPLAC008 | SPLICE, AUTOMATIC COPPER, 3/0-SOL. 2/0-STR. | EA | FARGO RELIABLE ELECTRIC CO. | GL118 207 | [5 empty] | 50 |  |  | 0 | N | N | 100 | 0
SPLAC009 | SPLICE, AUTOMATIC COPPER, 4/0-SOL. 3/0-STR. | EA | FARGO RELIABLE ELECTRIC CO. | GL119 307 | [5 empty] | 25 |  |  | 0 | N | N | 150 | 0
SPLAC010 | SPLICE, AUTOMATIC COPPER, 4/0 STR, | EA | FARGO RELIABLE ELECTRIC CO. | GL120 407 | [5 empty] | 25 |  |  | 0 | N | N | 475 | 0
SPLAC011 | SPLICE, AUTOMATIC COPPER, 500 STR, | EA | FARGO | GL130 | [5 empty] | 25 |  |  | 0 | N | N | 75 | 0
SPLAU001 | SPLICE, AUTOMATIC, 3/8" 7STR GALVANIZED GUY STRAND, FULL-TENSION | EA | HUBBELL POWER SYSTEMS, INC. RELIABLE ELECTRIC CO. | GLS50002 5002 | [5 empty] | 50 |  |  | 0 | N | N | 300 | 0
SPLAU002 | SPLICE, AUTOMATIC, 3#6 AW & 3/8" GUY STRAND FULL-TENSION | EA | HUBBELL POWER SYSTEMS, INC. RELIABLE ELECTRIC CO. | GLS5042 5042 | [5 empty] | 25 |  |  | 380 | N | N | 3325 | 0
SPLAU003 | SPLICE, AUTOMATIC, 7/16" GUY STRAND, FULL-TENSION | EA | HUBBELL POWER SYSTEMS, INC. RELIABLE ELECTRIC CO. | GLS5043 5043 | [5 empty] | 25 |  |  | 0 | N | N | 650 | 0
SPLAU004 | SPLICE, AUTOMATIC, AAAC, #4 - #2, FULL-TENSION | EA | HUBBELL POWER SYSTEMS, INC. | GL4042AKR | [5 empty] | 25 |  |  | 2300 | N | N | 14975 | 0
SPLAU005 | SPLICE, AUTOMATIC, AAAC, 1/0 - 2/0, FULL-TENSION | EA | HUBBELL POWER SYSTEMS, INC. | GL4076AKR | [5 empty] | 25 |  |  | 530 | N | N | 3125 | 0
SPLAU006 | SPLICE, AUTOMATIC, AAAC, 2/0 - 3/0, FULL-TENSION | EA | FARGO | GL-1195A | [5 empty] | 50 |  |  | 0 | N | N | 300 | 0
SPLAU007 | SPLICE, AUTOMATIC, AAAC, 3/0 - 4/0, FULL-TENSION | EA | BLACKBURN HUBBELL POWER SYSTEMS, INC. MACLEAN POWER SYSTEMS | ATS3040 GL4098 7656AP | [5 empty] | 25 |  |  | 340 | N | N | 2175 | 0
SPLAU009 | SPLICE, AUTOMATIC, 336 AAC, FULL-TENSION | EA | FARGO MACLEAN POWER SYSTEMS | GL-410 7658AP | [5 empty] | 10 |  |  | 0 | N | N | 830 | 0
SPLAU010 | SPLICE, AUTOMATIC, 636 AAC, FULL-TENSION | EA | HUBBELL POWER SYSTEMS, INC. | GL1333A | [5 empty] | 10 |  |  | 300 | N | N | 2070 | 0
SPLAU016 | SPLICE, AUTOMATIC REDUCER, #4 SOLID COPPER TO #6 SOLID COPPER | EA | FARGO RELIABLE ELECTRIC CO. | GL-150 4161 | [5 empty] | 200 |  |  | 0 | N | N | 1 | 0
SPLIN001 | SPLICE, IN-LINE, 15-KV, FOR 400 - 750 MCM CU PRIMARY CABLE, 1/C FLAT STRAP SHIELD POWER CABLE INCLUDES CONNECTOR | EA | 3M PRYSMIAN CABLE & SYSTEMS PRYSMIAN CABLE & SYSTEMS | QS4-15SP-JEA 15SIPJCE-750-CU-GB460-JEA 15SIPJCe-C-350-750ALSB | [5 empty] | 1 |  |  | 60 | N | N | 1309 | 0
SPLKI008 | SPLICE KIT, REPAIR, 69-KV, 1500MCM & 2000MCM. 5488A-1750-2000 QSIII COLD SHRINK SILICONE RUBBER SPLICE KIT.(69/72 KV) EACH KIT INCLUDES RE-JACKETING MATERIALS,SHIELDING COMPONENTS AND 1750-2000KCMIL SHEAR CONNECTOR. | EA | 3M | 5488A-1750-2000 QSIII | [5 empty] | 1 |  |  | 0 | N | N | 1 | 0
SPLKT003 | SPLICING AND REPAIR KIT, 600 VOLT SECONDARY, SIZE- 4/0 CU OR AL., | EA | MMM/3M | QI-LV-2250-JEA | [5 empty] | 10 |  |  | 0 | N | N | 160 | 0
SPLKT004 | SPLICING AND REPAIR KIT, 600 VOLT SECONDARY, SIZE- 350 MCM CU. OR AL. | EA | MMM/3M | QI-10/37-270-JEA | [5 empty] | 10 |  |  | 0 | N | N | 1230 | 0
SPLKT005 | SPLICING AND REPAIR KIT, 600 VOLT SECONDARY, SIZE- 500 MCM | EA | MMM/3M | QI-LV-4060-JEA | [5 empty] | 10 |  |  | 0 | N | N | 1 | 0
SPLKT006 | SPLICING AND REPAIR KIT, SUBMERSIBLE, SECONDARY VOLTAGE, #6AWG-350KCM W/EPDM | EA | HOMAC PLP UTILCO | USK350 HT8-500/350K SSK-350 | [5 empty] | 50 |  |  | 750 | N | N | 9250 | 0
SPLKT007 | SPLICING AND REPAIR KIT, SUBMERSIBLE, SECONDARY VOLTAGE, 2/0-500MCM W/EPDM (MAINTENANCE ONLY) | EA | HOMAC | USK500 | [5 empty] | 20 |  |  | 0 | N | N | 1660 | 0
SPLRP003 | SPLICE REPLACEMENT PART, MASTIC, 24"LENGTH BY 1"WIDTH, USED AS EXTRA MASTIC FOR SPLICE KITS, (1BOX = STANDARD PACKAGE QTY OF 25 EA.) | BX | RAYCHEM | S1189-3-600(B25) | [5 empty] | 1 |  |  | 0 | N | N | 100 | 0
SPLSB001 | SPLICE, SHEAR BOLT, 336 - 636 AAC, FULL-TENSION. | EA | SICAME | MTRS-04 | [5 empty] | 1 |  |  | 0 | N | N | 486 | 0
SPLSH004 | SPLICE, 750 - 1000 MCM, STRAIGHT SHRINKABLE, 25-KV - WITH "AL/CU" SHEAR-BOLT CONNECTOR. | EA | 3M | QS4-25kV-QCI-500-1000-JEA | [5 empty] | 1 |  |  | 300 | N | N | 4045 | 0
SPLST007 | SPLICE, 1/0-1/0 AL-28, STRAIGHT SHIELDED AND SUBMERSIBLE, 25-KV CLASS | EA | 3M ELASTIMOLD RICHARDS MFG. CO. | QS25-1/0-JEA 25PCJ1J1240 62SSCNOR1-JA | [5 empty] | 15 |  |  | 900 | N | N | 10830 | 0
SPLST008 | SPLICE, 350-350 AL-28, STRAIGHT SHIELDED AND SUBMERSIBLE, 25-KV CLASS | EA | COOPER POWER ELASTIMOLD ITT BLACKBURN MMM/3M | 2604905B05 25PCJ1L1300 S65CJAR 5423-CI-350 | [5 empty] | 1 |  |  | 0 | N | N | 26 | 0
SPLTR003 | SPLICE, TRANSITION, KIT, 15 KV, FOR 1/0-400 MCM TRANSITION SPLICE OF JACKETED 3/C COMPACT SECTOR 1/0 P.I.L.C. TO SINGLE CONDUCTOR CLASS B STRAND 1/0 TRXLPE (REQUIRES THREE 3M QCI 1/0-350 CONTINUOUS SHEAR BOLT CONNECTOR {JEA ID - CNNSH001}) | EA | RAYCHEM | HVS-T-1581E-S W/CONNECTOR | [5 empty] | 1 |  |  | 9 | N | N | 29 | 0
SPLTR005 | SPLICE, TRANSITION, 15 KV, FOR 400-750 OR 750-750 MCM TRANSITION SPLICE OF JACKETED 3/C COMPACT SECTOR 400 OR 750 P.I.L.C. TO SINGLE CONDUCTOR CLASS B STRAND 750 TRXLPE (REQUIRES [3] 3M # QCI 350-750 CONTINUOUS SHEAR BOLT CONNECTORS) | EA | PRYSMIAN CABLE & SYSTEMS RAYCHEM | 15-IP-T3 PILC-350-750ALSB HVS-T-1583E-S W/[3] 3M QCI-350-750 CONTINUOUS SHEARBOLT CONNECTORS | [5 empty] | 1 |  |  | 6 | N | N | 2 | 0
SPLTR006 | SPLICE, TRANSITION, 15 KV, FOR TRANSITION SPLICE OF JACKETED 3/C COMPACT SECTOR 400 CU. P.I.L.C. TO SINGLE CONDUCTOR 1/C 1000 AL TRXLPE "INCLUDE [3] 3M QCI 500-1000 CONNECTORS" | EA | TYCO/RAYCHEM | HVSR-T-1584 | [5 empty] | 3 |  |  | 0 | N | N | 1 | 0
SPLTR007 | SPLICE, TRANSITION, 15KV, FOR 250 - 500 MCM RANGE KIT FOR JACKETED 3/C COMPACT SECTOR 400 P.I.L.C. TO SINGLE CONDUCTOR 500 EPR (REQUIRES [3] 3M # QCI 4/0-600 CONTINUOUS SHEAR BOLT CONNECTORS) | EA | RAYCHEM | HVS-T-1582E-S | [5 empty] | 1 |  |  | 0 | N | N | 19 | 0
STAPL002 | STAPLE, BARBED, COPPERWELD, 3/8" X 1-1/2", SHIPPED IN NO GREATER THAN 50 LB BOX. THIS ITEM MUST BE QUOTED BY THE POUND | LB | ALLIED CHANCE L&J INDUSTRIAL STAPLES INC | 22096 C2050464 C1538162-C | [5 empty] | 50 |  |  | 800 | N | N | 8800 | 0
STAPL003 | STAPLE, COPPERWELD, 1/2" X 2" TO ATTACH GROUND WIRE MOLDING TO POLE, 20 POUND BOX THIS ITEM MUST BE QUOTED BY THE POUND | LB | ALLIED BOLT, INC. BLACKBURN CHANCE COOPER POWER SYSTEMS JOSLYN HI-VOLTAGE CORP. L&J INDUSTRIAL STAPLES INC | 25010 CUS10 9154 WDN2U6 J6496 D 2050162-C | [5 empty] | 1 |  |  | 0 | N | N | 6288 | 0
STICO001 | STIRRUP, COMPRESSION, 2-1/0, ALUMINUM BODIES, COPPER BAIL, BAIL SIZE- 2-SOL | EA | ITT BLACKBURN PENN-UNION | SCO21 KKB0-1/0-2 | [5 empty] | 50 |  |  | 1400 | N | N | 17500 | 0
STIWE001 | STIRRUP, WEDGE, SIZE- 336, MIN. BAIL SIZE- 2/0 SOL | EA | AMP CPI HOMAC UTILITY COMPONENTS INC. | 81345-1 336875 A-4035-S20-SH A-4035-S20-SH | [5 empty] | 10 |  |  | 0 | N | N | 1040 | 0
STIWE002 | STIRRUP, WEDGE, SIZE- 636, MIN. BAIL SIZE- 2/0 SOL | EA | AMP CPI HOMAC UTILITY COMPONENTS INC. | 81345-4 636556 A-5045-S20-SH A-5045-S20-SH | [5 empty] | 10 |  |  | 500 | N | N | 6220 | 0
STIWE003 | STIRRUP, WEDGE, SIZE- 1192, MIN. BAIL SIZE- 2/0 SOL | EA | CPI | 119375 | [5 empty] | 10 |  |  | 0 | N | N | 1 | 0
STPST005 | STRAP, STEEL CONDUIT, SIZE-2", HOLES-2, **INS ITEM** | EA | APPLETON ELECTRIC CO. BRIDGEPORT HOLUB IND. RACO INC. STEEL CITY | CF-200 1906 16-416 2238 HS-906 | [5 empty] | 1 |  |  | 0 | N | N | 5430 | 0
STULI001 | STUD, LINE POST, DIA. SHANK- 3/4", SHANK LENGTH- 1-3/4", GALVANIZED STEEL W/NUTS AND WASHERS; 3/4" HEAD SIZE | EA | CHANCE COOPER POWER SYSTEMS JOSLYN HI-VOLTAGE CORP. LAPP LINE HARDWARE MFG. CO. OHIO BRASS POWERLINE HARDWARE CO. UTILITIES SERVICE | C903-9508 DF19M3 J25249.1 301614 LPS-34-134 87573 P25249.1 6502 | [5 empty] | 100 |  |  | 23900 | N | N | 24800 | 0
STULI002 | STUD, LINE POST, DIA. SHANK- 5/8", SHANK LENGTH- 7", GALVANIZED STEEL WITH NUTS AND WASHERS; 3/4" HEAD SIZE, | EA | CHANCE COOPER POWER SYSTEMS HUGHES JOSLYN HI-VOLTAGE CORP. LAPP MACLEAN POWER SYSTEMS OHIO BRASS UTILITIES SERVICE | C903-9514 DF19M2 2752.2 J25248.7 11612A J25248.1 87564 6511-7 | [5 empty] | 25 |  |  | 400 | N | N | 3875 | 0
STULI003 | STUD, LINE POST, DIA. SHANK- 3/4", SHANK LENGTH- 7", GALVANIZED STEEL WITH NUTS AND WASHERS; 3/4" HEAD SIZE, | EA | CHANCE COOPER POWER SYSTEMS HUGHES JOSLYN HI-VOLTAGE CORP. LAPP LINE HARDWARE MFG. CO. OHIO BRASS UTILITIES SERVICE | C903-9517 DF19M4 2753.1A J25250.1 10187A LPS-34-700 87574 6512-7 | [5 empty] | 25 |  |  | 600 | N | N | 6600 | 0
SUPSH001 | SUPPORT, SHIELD WIRE, GALVANIZED (STD PKG 15 - MIN ORDER 30) | EA | HUGHES BROTHERS | AS2613-H1 | [5 empty] | 30 |  |  | 0 | N | N | 330 | 0
SWEGR001 | SWITCH, GROUP OPERATED, VERTICAL BREAK, 34KV, 600 AMP, HORIZONTAL, BIL 200KV, LOAD BREAK WITH INTERRUPTERS, * * * SHIP ON OPEN FLAT-BED TRUCK* * **MIN COMBINED RELEASE OF 16 WITH SWEGR002 | EA | S AND C ELECTRIC CO. SIEMENS | 135734R2 PER ED-153-R5 JE994X-40 | [5 empty] | 1 |  |  | 16 | N | N | 83 | 0
SWEGR002 | SWITCH, GROUP OPERATED, SINGLE BREAK 34-KV, 600 AMP, "PHASE OVER PHASE" BIL 200-KV, LOAD BREAK WITH INTERRUPTERS, SHIP ON OPEN FLATBED ONLY! - **MIN COMBINED RELEASE OF 16 WITH SWEGR001 | EA | S AND C ELECTRIC CO. SIEMENS SIEMENS | 135754R2-SXXX JE984P-H JE994P-40 | [5 empty] | 1 |  |  | 16 | N | N | 321 | 0
SWEHO016 | SWITCH, HOOK OPERATED, BY-PASS, 600 AMP, 15-KV | EA | KEARNEY | 125824-20JEA | [5 empty] | 1 |  |  | 0 | N | N | 1 | 0
SWEHO017 | SWITCH, HOOK OPERATED, BY-PASS, 600 AMP, 35-KV | EA | KEARNEY | 125825-20JEA | [5 empty] | 1 |  |  | 0 | N | N | 28 | 0
SWEHO019 | SWITCH HOOK, VEE TYPE, 34.5KV, 1200 AMP USCO LIVE PARTS ONLY | EA | USCO POWER EQUIPMENT CORP. | HH6V-03812-LP | [5 empty] | 1 |  |  | 0 | N | N | 56 | 0
SWEIN002 | INTERRUPTER, SWITCH, "SAF-T-GAP" FOR VERTICAL PHASE-OVER-PHASE SWITCH (BRIDGES). INTERRUPTER TO CONVERT GROUP OPERATED SWITCH TO LOADBREAK (VERTICAL). | EA | BRIDGES ELECTRIC INC. | 350-M | [5 empty] | 12 |  |  | 0 | N | N | 396 | 0
SWEUN001 | SWITCH, UNDERHUNG, HOOK DISCONNECT, 15KV 600-AMP - SWITCH AND HARDWARE MUST BE PACKAGED IN A SINGLE CARDBOARD BOX | EA | CHANCE CLEAVELAND/PRICE INCORPORATED COOPER POWER SYSTEMS ROYAL S AND C ELECTRIC CO. | M3H62A0067 C102A262G01 D73P26S0E-JEA 19916CJEA100.B 14712-ED5 | [5 empty] | 1 |  |  | 0 | N | N | 9 | 0
TAGCA005 | TAG, BLANK OVERHEAD & URD SECONDARY CABLE TAGS, 2" X 2.5", WHITE, PACKAGE IS 25 EACH PER KIT. *** PURCHASE BY THE EACH *** | EA | ELECTROMARK LEM PRODUCTS | URD-PS-KIT WHITE LTSURD1 | [5 empty] | 25 |  |  | 0 | N | N | 6150 | 0
TAPEL009 | TAPE, ELECTRICAL 3/4" X .007" X 76' = I ROLL OF VINYL PLASTIC TAPE | EA | 3M BGENERAL | 33+SUPER-3/4X76FT 33+ | [5 empty] | 100 |  |  | 0 | Y | Y | 54900 | 0
TAPEL031 | LLFA TAPE, RED COLOR, BLACK LINER, 1"X0.40"X36', WORK CTR 1-6. | EA | GTG ENGINEERING | R1-5-8A | [5 empty] | 1 |  |  | 0 | N | N | 178 | 0
TAPEL032 | LLFA TAPE, RED COLOR, BLACK LINER, 2"X0.40"X36', WORK CTR 1-6. | EA | GTG ENGINEERING | R1-5-8K40 | [5 empty] | 10 |  |  | 0 | N | N | 80 | 0
TAPHS005 | TAPE, BLACK RUBBER MASTIC, 2" WIDE X 36" LONG, **(STD PKG 125 ROLLS)** | EA | 3M | 2228-2"x36" | [5 empty] | 125 |  |  | 0 | N | N | 500 | 0
TAPSE003 | TAPE, TEFLON, THREAD SEAL, 1/2" WIDE X 260" ROLL | EA | GRAINGER | ITEM: 3PDLS; MODEL: 26130 | [5 empty] | 144 |  |  | 0 | N | N | 4032 | 0
TEECO001 | TEE, COMPRESSION CONNECTOR - OPEN RUN TYPE 954-MCM RUN, 954-MCM TAP, ACSR | EA | ALCOA | TTOC13 | [5 empty] | 1 |  |  | 0 | N | N | 6 | 0
TEECO003 | TEE, COMPRESSION CONNECTOR - OPEN RUN TYPE 556-MCM RUN, 556-MCM TAP, ACSR. | EA | ALCOA | TTOC10 | [5 empty] | 1 |  |  | 0 | N | N | 1 | 0
TEEDE002 | TEE, MALLEABLE IRON, FOR WOOD POLE APPLICATION DEADEND AND GUYING,HOT-DIP GALVANIZED, 6" HOLE SPACING, STRENGTH AT 45-DEGREES 36000# | EA | BARRON BETHEA CONTINENTAL ELECTRIC FLAGG (MIF) PLP PREFORMED LINE PRODUCTS CO. | GEP-78 EPR-77-7 PX37B EP6-77 EP6-77 | [5 empty] | 10 |  |  | 0 | N | N | 160 | 0
TEEDE003 | TEE, DUCTILE IRON OR STEEL, CONCRETE POLE APPLICATION DEADEND AND GUYING, HOT-DIP GALVANIZED, 6" HOLE SPACING STRENGTH AT 45-DEGREES 60000#. | EA | HUBBELL POWER SYSTEMS, INC. LINDSEY MACLEAN POWER SYSTEMS | PSC203-0532 R-26737 EPF-88-8 | [5 empty] | 5 |  |  | 0 | N | N | 820 | 0
THECS008 | REJACKET KIT, COLD SHRINK PRODUCT, TUBING INSTALL LENGHT 41", RANGE 1.15" X 3.00" SEALANT WATER BLOCK USED WITH 1/0 PRIMARY SPLICE. | EA | MMM/3M | SJ-2FB | [5 empty] | 6 |  |  | 0 | N | N | 1 | 0
THEHS002 | THERMOFIT, HEAT SHRINK PRODUCTS, END CAP 3" LENGTH, 1.2" X 0.7" | EA | 3M IKEBANA INERTIA-REPL RAYCHEM | SKE 15/40 IXL120 EC3A ESC-3 (A OR S) | [5 empty] | 20 |  |  | 0 | N | N | 5580 | 0
THEHS003 | THERMOFIT, HEAT SHRINK PRODUCTS, END CAP 3-3/4" LENGTH, 2.0" X 1.0" | EA | IKEBANA INERTIA-REPL INERTIA-REPL MMM/3M RAYCHEM | IXL130 EC4A NTRS02135 SKE 25/63 ESC-4 (A OR S) | [5 empty] | 10 |  |  | 0 | N | N | 300 | 0
THEHS004 | THERMOFIT, HEAT SHRINK PRODUCTS, END CAP 5-1/2" LENGTH, 3.6" X 1.75" | EA | IKEBANA INERTIA-REPL MMM/3M RAYCHEM | IXL145 EC6A SKE 45/100 ESC-6 (A OR S) | [5 empty] | 10 |  |  | 0 | N | N | 3280 | 0
THEHS005 | THERMOFIT, HEAT SHRINK PRODUCTS, TUBING 12" LENGTH, 1.1" X 0.35" | EA | CANUSA-EMI INERTIA-REPL MMM/3M RAYCHEM | CFW 1100-12-D HWT3008-12A ITCSN-1100-12 WCSM 33/8-300-S | [5 empty] | 50 |  |  | 0 | N | N | 550 | 0
THEHS006 | THERMOFIT, HEAT SHRINK PRODUCTS, TUBING 9" LENGTH, 2.0" X 0.65" SEALANT COATED | EA | CANUSA INERTIA-REPL MMM/3M RAYCHEM | CFW2000-12D HWT5518-12A ITCSN-2000-12 WCSM 56/16-300-S | [5 empty] | 15 |  |  | 0 | N | N | 90 | 0
THEHS007 | THERMOFIT, HEAT SHRINK PRODUCTS, TUBING 9.8" LENGTH, 2.68" X 0.87" SEALANT COATED | EA | CANUSA-EMI INERTIA-REPL RAYCHEM | CFW 2700-9.8-D HWT6521-10A WCSM-70/20-300-S | [5 empty] | 1 |  |  | 0 | N | N | 9 | 0
THEHS008 | THERMOFIT, HEAT SHRINK PRODUCTS, TUBING 15.75" LENGTH, MINIMUM INTERNAL DIAMETER AND THICKNESS 2.98" X 0.83" SEALANT COATED. | EA | CANUSA-EMI RAYCHEM | CFW 2700-15.75-D WCSM-70/21-400-S | [5 empty] | 10 |  |  | 12000 | N | N | 17556 | 0
THEHS012 | THERMOFIT, HEAT SHRINK PRODUCTS, WRAP 36" LENGTH, 2.7" X .95" | EA | CANUSA INERTIA-REPL MMM/3M RAYCHEM | CRDW-2 WRS2-36 80/25-1200 CRSM84/20-870 | [5 empty] | 5 |  |  | 0 | N | N | 5 | 0
THIEY001 | THIMBLEYELET, 3/4", MALLEABLE IRON, HOT DIPPED, GALVANIZED, ***STD PKG 25 EACH *** | EA | BARRON BETHEA CHANCE CONTINENTAL ELECTRIC DIXIE ELECTRIC FLAGG (MIF) FLORIDA WIRE AND CABLE JOSLYN HI-VOLTAGE CORP. LINE HARDWARE MFG. CO. | B12B 6520 TE-6 D6520 P126A FW6551 J6551 TEL-34 | [5 empty] | 25 |  |  | 0 | N | N | 125 | 0
THIEY002 | THIMBLEYE, TWIN, 1" DIAMETER | EA | CHANCE FORESIGHT PRODUCTS INC. JOSLYN HI-VOLTAGE CORP. | 6562 TE-1D J16562 | [5 empty] | 20 |  |  | 0 | N | N | 20 | 0
TIEPR001 | TIE, PREFORMED LINE, #2 AAAC, 23" MIN. LENGTH, "F" NECK, SIDE TIE .316"-.357" COND. RANGE | EA | DULMISON PREFORMED LINE PRODUCTS | STF 0805T STF-1154-P | [5 empty] | 50 |  |  | 0 | N | N | 1000 | 0
TIEPR002 | TIE, PREFORMED LINE, 1/0 AAAC, 23" MIN. LENGTH, "F" NECK, SIDE TIE .358"-.405" COND. RANGE, (STD PKG 75 EACH) | EA | HELICAL PREFORMED LINE PRODUCTS | HSTF022 STF-1155-P | [5 empty] | 50 |  |  | 0 | N | N | 150 | 0
TIEPR004 | TIE, PREFORMED LINE, 336 AAC, 23" MIN. LENGTH, "F" NECK, SIDE TIE .589"-.667" COND. RANGE ** STANDARD PACK IS 100 EACH ** | EA | HELICAL PREFORMED LINE PRODUCTS | HSTF031 STF-1159-P | [5 empty] | 50 |  |  | 0 | N | N | 1 | 0
TIEPR005 | TIE, PREFORMED LINE, 636 AAC, 28" MIN. LENGTH, "F" NECK, SIDE TIE .856"-.968" COND. RANGE, **INS ITEM** | EA | HELICAL PREFORMED LINE PRODUCTS | HSTF038 STF-1162-P | [5 empty] | 50 |  |  | 0 | N | N | 3950 | 0
TIEPR006 | TIE, PREFORMED LINE, #2 AAAC, 22" MIN. LENGTH, "F" NECK, TOP TIE .315"-.327" COND. RANGE | EA | HELICAL PREFORMED LINE PRODUCTS CO. SLACAN | HDTF018 UTF-1204 80038 | [5 empty] | 100 |  |  | 0 | N | N | 400 | 0
TIEPR009 | TIE, PREFORMED LINE, 336 AAC, 29" MIN. LENGTH, "F" NECK, TOP TIE .665"-.705" COND. RANGE | EA | CHANCE HELICAL PREFORMED LINE PRODUCTS SLACAN | 130-AWTT-F HDTF033 UTF-1210 80053 | [5 empty] | 50 |  |  | 0 | N | N | 1 | 0
TIEPR010 | TIE, PREFORMED LINE, 636 AAC, 22" MIN. LENGTH, "F" NECK, TOP TIE .901"-.958" COND. RANGE | EA | HELICAL PREFORMED LINE PRODUCTS | HDTF038 UTF-1212 | [5 empty] | 50 |  |  | 0 | N | N | 100 | 0
TLSTP001 | TARP,TWISTARP, 7' X 7', 4000# LIFTING CAPACITY | EA | TWISTARP | OBD | [5 empty] | 1 |  |  | 0 | N | N | 144 | 0
TOLGC001 | GRIP, CABLE, PORKCHOP, FOR BARE CONDUCTOR, CABLE SIZE RANGE 8-3/0 | EA | EAGLE LINE TOOLS KLEIN TOOL YALE | PG-1302 1604-20 LMG 4500 RANGE 8-3/0 | [5 empty] | 1 |  |  | 0 | N | N | 152 | 0
TRMCA003 | TERMINATOR, CABLE, 750 KCM CU -15 FLAT STRAP NEUTRAL, INCLUDES TREADED SPIKE CONNECTOR WITH ARERIAL LUG AND ALUMA-FORM MOUNTING BRACKET | EA | ELASTIMOLD MMM/3M | 35MTG-JB7504221 W/ CS420 7655-S-HSG-4-S-L-MBAF | [5 empty] | 1 |  |  | 0 | N | N | 1 | 0
TRMCA015 | TERMINATOR, CABLE, 35-KV, 1/0-AWG FOR OVERHEAD RISER POLE INSULATIONS, WITH MOUNTING BRACKET AND 1/0 SPIKE CONNECTOR (1/0 STEM) | EA | ELASTIMOLD MMM/3M TYCO/RAYCHEM | 35MTG-GH10-10-4-CS420 5646-1/0SP-MBAF-JEA TFT-352E-1/0-CS820 | [5 empty] | 1 |  |  | 350 | N | N | 4216 | 0
TRMCA018 | TERMINATOR, CABLE, 35-KV, 1/0-AWG FOR PADMOUNT EQUIPMENT INSTALLATIONS WITH NEMA 2-HOLE CRIMP ON CONNECTOR | EA | ELASTIMOLD ELASTIMOLD MMM/3M TYCO/RAYCHEM | 35MTG-GH10-8-3 R2T35J2-N0240 5646-40132 TFT-352E-1/0-2 | [5 empty] | 1 |  |  | 80 | N | N | 1017 | 0
TRMCA019 | TERMINATOR, CABLE, 35-KV, 350-KCM FOR PADMOUNT EQUIPMENT INSTALLATIONS WITH NEMA 2-HOLE CRIMP ON CONNECTOR | EA | ELASTIMOLD MMM/3M TYCO/RAYCHEM | 35MTG-JA350-8-3 5647-40156 TFT-353E-350-2 | [5 empty] | 1 |  |  | 0 | N | N | 60 | 0
TRMCA020 | TERMINATOR, CABLE, 35-KV, 1000-KCM FOR PADMOUNT EQUIPMENT INSTALLATIONS WITH NEMA 2-HOLE CRIMP ON CONNECTOR | EA | MMM/3M TYCO/RAYCHEM | 5648-SAL1000N TFT-354E-1000-JEA | [5 empty] | 1 |  |  | 140 | N | N | 1716 | 0
TRMCA021 | TERMINATOR 15-KV, FOR 500 TO 750 AL/CU PRIMARY CABLE, 1/C FLAT STRAP SHIELD POWER CABLE; WITH NEMA 2 HOLE SHEAR BOLT LUG AND GROUNDING KIT | EA | MMM/3M RAYCHEM | 7655-S-HSG-4-QL2-500-750-JEA (QT3) CSTOL 154G SL2 B7 | [5 empty] | 1 |  |  | 100 | N | N | 244 | 0
WASBA500 | WASHER, BELLEVILLE SPRING, 1/2", 301 SS ***100 EACH PER BOX***NO SUBSTITUTE*** KEY BELLEVILLE P/N K1063-E-109-S | EA | ALLIED BOLT, INC. ANDERSON BURNDY CORP. BURNDY CORP. THREADED FASTENERS INC. | 5595 BW-500 060016-BUR 50X106BWSS TFBW500 | [5 empty] | 1 |  |  | 0 | N | N | 6829 | 0
WASFH400 | WASHER, 3/8", FLAT ROUND, 1 3/16 X 1/16, SILICON BRONZE HS, PER ASTM-B99 ***PACKAGE OF 100 EACH*** NO SUBSTITUTE | EA | ALLIED BOLT, INC. BURNDY CORP. THREADED FASTENERS INC. | 38FWSB 38FWBOX TF37NNFB | [5 empty] | 100 |  |  | 0 | N | N | 1100 | 0
WASLO022 | WASHER, LOCK, 1/2" BOLT SIZE, BRONZE/TIN PLATED 100-EACH PER BOX/BAG | EA | FASTENAL PENN-UNION THREADED FASTENERS INC. | 75240 SLW-12-TN TF7552 | [5 empty] | 100 |  |  | 0 | N | N | 300 | 0
WASLO023 | WASHER, LOCK, SHAKE PROOF, 1/2" BOLT SIZE, BRONZE INTERNAL TEETH, TIN PLATED 100-EACH PER BOX/BAG | EA | BURNDY CORP. PENN-UNION | 50 NWET-BOX 100 1/2INTL/WTN100PK | [5 empty] | 25 |  |  | 0 | N | N | 2725 | 0
WASRD001 | WASHER, ROUND, 1/2" BOLT SIZE, BRONZE - TIN PLATED, 1-1/4" OD | EA | PENN-UNION THREADED FASTENERS INC. | FW-12-TN TF50040FWP | [5 empty] | 100 |  |  | 0 | N | N | 4800 | 0
WASRD002 | WASHER, ROUND, 3/8" BOLT SIZE X 1" DIA, GALVANIZED. ( 100 EACH PER BAG/BOX) | EA | ALLIED BOLT, INC. ALUMA FORM CHANCE DIXIE ELECTRIC FLORIDA WIRE AND CABLE HUGHES JOSLYN HI-VOLTAGE CORP. MC GRAW EDISON THREADED FASTENERS INC. UTILITIES SERVICE | 249 AF1084 6801 D-6801 FW1084 RW1-30 J1084 DF1W1 TF1084 5476 | [5 empty] | 2000 |  |  | 0 | N | N | 22000 | 0
WASRD003 | WASHER, ROUND, 1/2" BOLT SIZE X 1 3/8" DIAMETER, GALVANIZED. (100 EACH PER BAG/BOX). | EA | ALLIED BOLT, INC. ALUMA FORM CHANCE DIXIE ELECTRIC FLORIDA WIRE AND CABLE HUGHES JOSLYN HI-VOLTAGE CORP. MC GRAW EDISON THREADED FASTENERS INC. | 104-100 AF1086 6803 D-6803 FW1086 RW1-3/8-50 J1086 DF1W2 TF1086 | [5 empty] | 100 |  |  | 0 | N | Y | 2300 | 0
WASRD004 | WASHER, ROUND, 5/8" BOLT SIZE X 1 3/4" DIAMETER, GALVANIZED, ( 650 EA P/BOX) | EA | ALLIED BOLT, INC. ALUMA-FORM CHANCE DIXIE ELECTRIC FLORIDA WIRE AND CABLE HUGHES JOSLYN HI-VOLTAGE CORP. MC GRAW EDISON POWERLINE HARDWARE CO. THREADED FASTENERS INC. UTILITIES SERVICE | 11003-50 AF1088 6805 D-6805 FW1088 RW1-3/4-60 J1088 DF1W3 P1088 TF1088 5479 | [5 empty] | 650 |  |  | 0 | N | N | 15600 | 0
WASRD005 | WASHER, ROUND, 3/4" BOLT SIZE X 2" DIAMETER, GALVANIZED, *** 500 EACH PER BOX *** | EA | ALLIED BOLT, INC. ALUMA-FORM CHANCE DIXIE ELECTRIC FLORIDA WIRE AND CABLE HUGHES JOSLYN HI-VOLTAGE CORP. MC GRAW EDISON POWERLINE HARDWARE CO. THREADED FASTENERS INC. UTILITIES SERVICE | 7017 AF1089 6806 D-6806 FW1089 RW2-70 J1089 DF1W4 P1089 TF1089 5480 | [5 empty] | 500 |  |  | 35000 | N | N | 358000 | 0
WASRD006 | WASHER, ROUND, 7/8" BOLT SIZE X 2 1/2" DIAMETER, GALVANIZED, ( 325 EA P/BOX) | EA | ALLIED BOLT, INC. HUGHES MC GRAW EDISON THREADED FASTENERS INC. | 7015-50 RW2-80 DF1W5 TF1090 | [5 empty] | 325 |  |  | 0 | N | N | 3575 | 0
WASRD007 | WASHER, ROUND, 1" BOLT SIZE X 2 1/2" DIAMETER, GALVANIZED | EA | ALLIED BOLT, INC. CHANCE COOPER POWER SYSTEMS DIXIE ELECTRIC THREADED FASTENERS INC. | 7011 6808 DF1W6 D-6808 TF6808 | [5 empty] | 200 |  |  | 0 | N | N | 600 | 0
WASSC001 | WASHER, SQUARE CURVED, 5/8" OR 3/4" BOLT SIZE, RIBBED MALLEABLE IRON-GALVANIZED, 4" X 4" SIZE | EA | ALLIED BOLT, INC. ALUMA-FORM BARRON BETHEA CONTINENTAL ELECTRIC FLAGG (MIF) POWERLINE HARDWARE CO. RELIABLE POWER PRODUCTS THREADED FASTENERS INC. | 2873 AFCW44-6 GCW-41 CW-44-6 P144 CSW44 GCW-41R TFCSW44 | [5 empty] | 50 |  |  | 0 | N | N | 1550 | 0
WASSC002 | WASHER, SQUARE CURVED, 7/8" BOLT SIZE, RIBBED MALLEABLE IRON-GALVANIZED, 4" X 4" SIZE | EA | ALLIED BOLT, INC. ALUMA-FORM BARRON BETHEA CONTINENTAL ELECTRIC FLAGG (MIF) HUBBELL / CHANCE POWER SYSTEMS POWERLINE HARDWARE CO. RELIABLE POWER PRODUCTS THREADED FASTENERS INC. | 2874 AFCW44-7 GCW-41A CW-44-7 P144B GCW41A P6829 FWC-44-7 TFCSW44A | [5 empty] | 50 |  |  | 0 | N | N | 2500 | 0
WASSC003 | WASHER, SQUARE CURVED, 1" BOLT SIZE RIBBED MALLEABLE IRON-GALVANIZED, 4" X 4" SIZE | EA | ALUMA-FORM BARRON BETHEA FLAGG (MIF) MACLEAN POWER SYSTEMS THREADED FASTENERS INC. | AFCW44-8 GCW-41B P145 CW-44-8 TFWCW448 | [5 empty] | 50 |  |  | 0 | N | N | 350 | 0
WASSF001 | WASHER, SQUARE FLAT, 2" SQ X 1/8", 1/2" BOLT SIZE, GALVANIZED | EA | ALLIED BOLT, INC. ALUMA-FORM CHANCE DIXIE ELECTRIC JOSLYN HI-VOLTAGE CORP. MC GRAW EDISON POWERLINE HARDWARE CO. THREADED FASTENERS INC. | 11502 AF1073 6811 D-6811 J1073 DF2W1 P1073 TF1073 | [5 empty] | 500 |  |  | 0 | N | N | 1000 | 0
WASSF002 | WASHER, SQUARE FLAT, 2 1/4" SQ X 3/16", 5/8" BOLT SIZE, GALVANIZED | EA | ALLIED BOLT, INC. ALUMA-FORM CHANCE DIXIE ELECTRIC FLORIDA WIRE AND CABLE HUGHES JOSLYN HI-VOLTAGE CORP. MC GRAW EDISON POWERLINE HARDWARE CO. THREADED FASTENERS INC. | 11500 AF1075 6813 D-6813 FW1075 SW2-1/4-60 J1075 DF2W4 P1075 TF1075 | [5 empty] | 250 |  |  | 0 | N | Y | 1 | 0
WASSF003 | WASHER, SQUARE FLAT, 3" SQ X 1/4", 5/8" X 3/4" BOLT SIZE, GALVANIZED, MUST BE SHIPPED IN BOXES OF 100. | EA | ALLIED BOLT, INC. ALUMA-FORM CHANCE DIXIE ELECTRIC FLORIDA WIRE AND CABLE JOSLYN HI-VOLTAGE CORP. MC GRAW EDISON POWERLINE HARDWARE CO. THREADED FASTENERS INC. UTILITIES SERVICE | 11551 AF1079 6817 D-6817 FW1079 J1079 DF2W7 P1079 TF1079 5487A | [5 empty] | 50 |  |  | 24000 | N | N | 261700 | 0
WASSF004 | WASHER, SQUARE FLAT, 4" SQ X 1/4", 3/4" X 7/8" BOLT SIZE, GALVANIZED | EA | ALUMA-FORM CHANCE DIXIE ELECTRIC HUGHES MACLEAN POWER SYSTEMS MC GRAW EDISON POWERLINE HARDWARE CO. THREADED FASTENERS INC. UTILITIES SERVICE | AF1080 6819 D-6819 SW4-80 J1082 DF2W12 P1082 TF1090 5489A | [5 empty] | 50 |  |  | 0 | N | N | 3400 | 0
WASSP001 | WASHER, SPRING, 5/8" BOLT SIZE, DOUBLE COIL HELICAL TYPE, GALVANIZED | EA | ALLIED BOLT, INC. CHANCE ELECTRICAL MATERIALS CO. LINE HARDWARE MFG. CO. MACLEAN POWER SYSTEMS | 1192 C205-0186 MW58 DLW58XHD J177 | [5 empty] | 750 |  |  | 0 | N | N | 750 | 0
WASSP002 | WASHER, SPRING, 3/4" BOLT SIZE, DOUBLE COIL HELICAL TYPE, GALVANIZED (EXTRA HEAVY DUTY) | EA | ALLIED BOLT, INC. CHANCE ELECTRICAL MATERIALS CO. JOSLYN HI-VOLTAGE CORP. LINE HARDWARE MFG. CO. THREADED FASTENERS INC. UTILITIES SERVICE | 1193 C205-0187 MW34 J178 DLW34XHD TF6910 4398 | [5 empty] | 500 |  |  | 21000 | N | N | 227500 | 0
WASSP003 | WASHER, SPRING, 1/2" BOLT SIZE, LEAF TYPE, GALVANIZED | EA | ALLIED BOLT, INC. CHANCE DIXIE ELECTRIC JOSLYN HI-VOLTAGE CORP. MC GRAW EDISON THREADED FASTENERS INC. | 7012 3539 D-3539 J3539 DF17W2 TF3539 | [5 empty] | 250 |  |  | 0 | N | Y | 2000 | 0
WASSP006 | WASHER, SPRING, 7/8" BOLT SIZE, LEAF TYPE, GALVANIZED | EA | ALLIED BOLT, INC. HUBBELL POWER SYSTEMS, INC. JOSLYN HI-VOLTAGE CORP. THREADED FASTENERS INC. | 7016 C2050436 J3542 TF3542 | [5 empty] | 1 |  |  | 0 | N | N | 841 | 0
WASSP010 | WASHER, 7/8" BOLT SIZE, HELICAL SPRING LOCK, SPLIT STEEL HOT DIPPED GALVANIZED | EA | HUGHES BROTHERS THREADED FASTENERS INC. VICTORY BOLT & SPECIALTY INC. | SLW80 87NLOCG 78 LW HDG | [5 empty] | 1 |  |  | 0 | N | N | 2582 | 0
WASSP015 | WASHER, 1" BOLT SIZE, HELICAL SPRING LOCK, SPLIT STEEL HOT DIPPED GALVANIZED | EA | HUGHES BROTHERS THREADED FASTENERS INC. VICTORY BOLT & SPECIALTY INC. | SLW100 100NLOCG 1 LW HDG | [5 empty] | 1 |  |  | 0 | N | N | 680 | 0
YOKPL003 | YOKE PLATE, SUSPENSION, TRIANGLULAR STRA IN, 16" INSULATOR SPACING, 40000#, GALVA NIZED, 15/16" HOLE DIA | EA | BETHEA POWER PRODUCTS LINDSEY | ASM-6725-25 R-26573 | [5 empty] | 1 |  |  | 0 | N | N | 1 | 0
SPLWY101 | SPLICE, WYE, 600-AMP, 3-WAY INSULATED BUSS BAR WITH TEST POINT 15-KV | EA | RICHARDS MFG. CO. | P625JYRO101 | [5 empty] | 3 |  |  | 42 | Y | N | 12 | 0
SPLWY102 | SPLICE, WYE, 600-AMP, 4-WAY INSULATED BUSS BAR WITH TEST POINT 15-KV. WITH CAP. | EA | RICHARDS MFG. CO. | P625JHR0-101 | [5 empty] | 3 |  |  | 81 | Y | N | 12 | 0
SPLWY103 | CAP, FOR WYE SPLICE | EA | RICHARDS MFG. CO. | P625JIC | [5 empty] | 3 |  |  | 0 | N | N | 0 | 0
SPLWY104 | SLEEVE, 1/0, 600-AMP, 28-KV | EA | RICHARDS MFG. CO. | P625JSB2H9BC | [5 empty] | 3 |  |  | 300 | Y | N | 24 | 0
SPLWY105 | SLEEVE, 350, 600-AMP, 28-KV, SHEARBOLT | EA | RICHARDS MFG. CO. | P625JSB2LR2DD-JEA | [5 empty] | 3 |  |  | 42 | Y | N | 12 | 0
SPLWY106 | SLEEVE, 500, 600-AMP, 28-KV, SHEARBOLT | EA | RICHARDS MFG. CO. | P625JSB2KR3DD-JEA | [5 empty] | 3 |  |  | 81 | Y | N | 9 | 0
SPLWY107 | SLEEVE, 750, 600-AMP, 28-KV, SHEARBOLT | EA | RICHARDS MFG. CO. | P625JSB2MR4DD-JEA | [5 empty] | 3 |  |  | 42 | Y | N | 12 | 0

## Final PLH BI 743 Items (hidden)
Mfg Name | Mfg Part Number | Mfg Part Status | Quoted MFG and MFG Part | User Item Type | Inventory Org Name | Unit Cost | Creation Date | Planner 2 | Fixed Lot Multiplier | Supplier Stock Qty | Vital List Item | Storm Item
ABB POWER T & D | 266C488H01 | Y | ABB POWER T & D , 266C488H01 | JEA SUBSTATION | CSC Stores | 761.77 | 1993-06-12 | John | 1 | 0 | N | N
ABB POWER T & D | 266C488H01 | Y | ABB POWER T & D , 266C488H01 |  |  | 985 | 1993-06-12 | John | 1 | 0 | N | N
ABB POWER T & D | 266C488H01 | Y | ABB POWER T & D , 266C488H01 |  |  | 1020 | 1993-06-12 | John | 1 | 0 | N | N
ABB POWER T & D | 266C488H01 | Y | ABB POWER T & D , 266C488H01 |  |  | 1100 | 1993-06-12 | John | 1 | 0 | N | N
ABB POWER T & D | 266C488H01 | Y | ABB POWER T & D , 266C488H01 |  |  | 1200 | 1993-06-12 | John | 1 | 0 | N | N
ABB POWER T & D | 266C488H01 | Y | ABB POWER T & D , 266C488H01 |  |  | 2228 | 1993-06-12 | John | 1 | 0 | N | N
ABB POWER T & D | 266C488H01 | Y | ABB POWER T & D , 266C488H01 |  |  | 2364 | 1993-06-12 | John | 1 | 0 | N | N
ABB POWER T & D | 266C488H01 | Y | ABB POWER T & D , 266C488H01 |  |  | 2384.44 | 1993-06-12 | John | 1 | 0 | N | N
ABB POWER T & D | 266C488H01 | Y | ABB POWER T & D , 266C488H01 |  |  | 2404.88 | 1993-06-12 | John | 1 | 0 | N | N
EMGLO PRODUCTS CORP. | FW60T | Y | EMGLO PRODUCTS CORP. , FW60T | JEA SUBSTATION | CSC Stores | 761.77 | 1993-06-12 | John | 1 | 0 | N | N
EMGLO PRODUCTS CORP. | FW60T | Y | EMGLO PRODUCTS CORP. , FW60T |  |  | 985 | 1993-06-12 | John | 1 | 0 | N | N
EMGLO PRODUCTS CORP. | FW60T | Y | EMGLO PRODUCTS CORP. , FW60T |  |  | 1020 | 1993-06-12 | John | 1 | 0 | N | N
EMGLO PRODUCTS CORP. | FW60T | Y | EMGLO PRODUCTS CORP. , FW60T |  |  | 1100 | 1993-06-12 | John | 1 | 0 | N | N
EMGLO PRODUCTS CORP. | FW60T | Y | EMGLO PRODUCTS CORP. , FW60T |  |  | 1200 | 1993-06-12 | John | 1 | 0 | N | N
EMGLO PRODUCTS CORP. | FW60T | Y | EMGLO PRODUCTS CORP. , FW60T |  |  | 2228 | 1993-06-12 | John | 1 | 0 | N | N
EMGLO PRODUCTS CORP. | FW60T | Y | EMGLO PRODUCTS CORP. , FW60T |  |  | 2364 | 1993-06-12 | John | 1 | 0 | N | N
EMGLO PRODUCTS CORP. | FW60T | Y | EMGLO PRODUCTS CORP. , FW60T |  |  | 2384.44 | 1993-06-12 | John | 1 | 0 | N | N
EMGLO PRODUCTS CORP. | FW60T | Y | EMGLO PRODUCTS CORP. , FW60T |  |  | 2404.88 | 1993-06-12 | John | 1 | 0 | N | N
SIEMENS | 72-181-783-801 | Y | SIEMENS , 72-181-783-801 | JEA SUBSTATION | CSC Stores | 761.77 | 1993-06-12 | John | 1 | 0 | N | N
SIEMENS | 72-181-783-801 | Y | SIEMENS , 72-181-783-801 |  |  | 985 | 1993-06-12 | John | 1 | 0 | N | N
SIEMENS | 72-181-783-801 | Y | SIEMENS , 72-181-783-801 |  |  | 1020 | 1993-06-12 | John | 1 | 0 | N | N
SIEMENS | 72-181-783-801 | Y | SIEMENS , 72-181-783-801 |  |  | 1100 | 1993-06-12 | John | 1 | 0 | N | N
SIEMENS | 72-181-783-801 | Y | SIEMENS , 72-181-783-801 |  |  | 1200 | 1993-06-12 | John | 1 | 0 | N | N
SIEMENS | 72-181-783-801 | Y | SIEMENS , 72-181-783-801 |  |  | 2228 | 1993-06-12 | John | 1 | 0 | N | N
SIEMENS | 72-181-783-801 | Y | SIEMENS , 72-181-783-801 |  |  | 2364 | 1993-06-12 | John | 1 | 0 | N | N
SIEMENS | 72-181-783-801 | Y | SIEMENS , 72-181-783-801 |  |  | 2384.44 | 1993-06-12 | John | 1 | 0 | N | N
SIEMENS | 72-181-783-801 | Y | SIEMENS , 72-181-783-801 |  |  | 2404.88 | 1993-06-12 | John | 1 | 0 | N | N
GRAINGER | 3MA23 | Y | GRAINGER , 3MA23 | JEA GENERATION | NGS Stores | 16.65 | 2023-09-15 13:35 | John | 1 | 0 | N | N
GRAINGER | 3MA23 | Y | GRAINGER , 3MA23 |  |  | 26.05 | 2023-09-15 13:35 | John | 1 | 0 | N | N
RAINBOW | 79705 | Y | RAINBOW , 79705 | JEA OVERHEAD DISTRIBUTION | CSC Stores | 48 | 2021-05-06 12:56 | Anjanece | 0 | 0 | N | N
RAINBOW | 79705 | Y | RAINBOW , 79705 |  |  | 50 | 2021-05-06 12:56 | Anjanece | 0 | 0 | N | N
RAINBOW | 79705 | Y | RAINBOW , 79705 |  |  | 56 | 2021-05-06 12:56 | Anjanece | 0 | 0 | N | N
RAINBOW | 79705 | Y | RAINBOW , 79705 |  |  | 64.13 | 2021-05-06 12:56 | Anjanece | 0 | 0 | N | N
RAINBOW | 79705 | Y | RAINBOW , 79705 |  |  | 68.4 | 2021-05-06 12:56 | Anjanece | 0 | 0 | N | N
RAINBOW | 79705 | Y | RAINBOW , 79705 |  |  | 68.41 | 2021-05-06 12:56 | Anjanece | 0 | 0 | N | N
AMERICAN POLYWATER CORP. | AFT-16 | Y | AMERICAN POLYWATER CORP. , AFT-16 | JEA UNDERGROUND DISTRIBUTION | CSC Stores | 6.43 | 2018-10-12 12:36 | Anjanece | 15 | 0 | N | N
AMERICAN POLYWATER CORP. | AFT-16 | Y | AMERICAN POLYWATER CORP. , AFT-16 |  |  | 57.7 | 2018-10-12 12:36 | Anjanece | 15 | 0 | N | N
AMERICAN POLYWATER CORP. | AFT-16 | Y | AMERICAN POLYWATER CORP. , AFT-16 |  |  | 72.29 | 2018-10-12 12:36 | Anjanece | 15 | 0 | N | N
AMERICAN POLYWATER CORP. | AFT-16 | Y | AMERICAN POLYWATER CORP. , AFT-16 |  |  | 73.26 | 2018-10-12 12:36 | Anjanece | 15 | 0 | N | N
AMERICAN POLYWATER CORP. | J-110 | Y | AMERICAN POLYWATER CORP. , J-110 | JEA COMMON SUPPLIES | CSC Stores | 37.01 | 2001-12-07 15:40 | John | 10 | 0 | N | N
AMERICAN POLYWATER CORP. | J-110 | Y | AMERICAN POLYWATER CORP. , J-110 |  |  | 51.48 | 2001-12-07 15:40 | John | 10 | 0 | N | N
AMERICAN POLYWATER CORP. | J-110 | Y | AMERICAN POLYWATER CORP. , J-110 |  |  | 61.19 | 2001-12-07 15:40 | John | 10 | 0 | N | N
AMERICAN POLYWATER CORP. | J-110 | Y | AMERICAN POLYWATER CORP. , J-110 |  |  | 63.51 | 2001-12-07 15:40 | John | 10 | 0 | N | N
AMERICAN POLYWATER CORP. | J-110 | Y | AMERICAN POLYWATER CORP. , J-110 |  |  | 64.98 | 2001-12-07 15:40 | John | 10 | 0 | N | N
AMERICAN POLYWATER CORP. | J-110 | Y | AMERICAN POLYWATER CORP. , J-110 |  |  | 65.33 | 2001-12-07 15:40 | John | 10 | 0 | N | N
AMERICAN POLYWATER CORP. | J-110 | Y | AMERICAN POLYWATER CORP. , J-110 |  |  | 65.59 | 2001-12-07 15:40 | John | 10 | 0 | N | N
AMERICAN POLYWATER CORP. | J-110 | Y | AMERICAN POLYWATER CORP. , J-110 |  |  | 66.59 | 2001-12-07 15:40 | John | 10 | 0 | N | N
AMERICAN POLYWATER CORP. | J-110 | Y | AMERICAN POLYWATER CORP. , J-110 |  |  | 67.07 | 2001-12-07 15:40 | John | 10 | 0 | N | N
AMERICAN POLYWATER CORP. | J-110 | Y | AMERICAN POLYWATER CORP. , J-110 |  |  | 75.21 | 2001-12-07 15:40 | John | 10 | 0 | N | N
AMERICAN POLYWATER CORP. | J-110 | Y | AMERICAN POLYWATER CORP. , J-110 |  |  | 93.14 | 2001-12-07 15:40 | John | 10 | 0 | N | N
AMERICAN POLYWATER CORP. | J-110 | Y | AMERICAN POLYWATER CORP. , J-110 |  |  | 105.58 | 2001-12-07 15:40 | John | 10 | 0 | N | N
AMERICAN POLYWATER CORP. | J-110 | Y | AMERICAN POLYWATER CORP. , J-110 |  |  | 118.35 | 2001-12-07 15:40 | John | 10 | 0 | N | N
AMERICAN POLYWATER CORP. | J-110 | Y | AMERICAN POLYWATER CORP. , J-110 |  |  | 128.3 | 2001-12-07 15:40 | John | 10 | 0 | N | N
AMERICAN POLYWATER CORP. | J-110 | Y | AMERICAN POLYWATER CORP. , J-110 |  |  | 133.8 | 2001-12-07 15:40 | John | 10 | 0 | N | N
AMERICAN POLYWATER CORP. | J-110 | Y | AMERICAN POLYWATER CORP. , J-110 |  |  | 139.3 | 2001-12-07 15:40 | John | 10 | 0 | N | N
AMERICAN POLYWATER CORP. | J-110 | Y | AMERICAN POLYWATER CORP. , J-110 |  |  | 139.58 | 2001-12-07 15:40 | John | 10 | 0 | N | N
AMERICAN POLYWATER CORP. | J-110 | Y | AMERICAN POLYWATER CORP. , J-110 |  |  | 139.87 | 2001-12-07 15:40 | John | 10 | 0 | N | N
AMERICAN POLYWATER CORP. | J-110 | Y | AMERICAN POLYWATER CORP. , J-110 |  |  | 140.86 | 2001-12-07 15:40 | John | 10 | 0 | N | N
AMERICAN POLYWATER CORP. | J-110 | Y | AMERICAN POLYWATER CORP. , J-110 |  |  | 141.27 | 2001-12-07 15:40 | John | 10 | 0 | N | N
AMERICAN POLYWATER CORP. | J-110 | Y | AMERICAN POLYWATER CORP. , J-110 |  |  | 141.79 | 2001-12-07 15:40 | John | 10 | 0 | N | N
AMERICAN POLYWATER CORP. | J-110 | Y | AMERICAN POLYWATER CORP. , J-110 |  |  | 141.84 | 2001-12-07 15:40 | John | 10 | 0 | N | N
AMERICAN POLYWATER CORP. | J-110 | Y | AMERICAN POLYWATER CORP. , J-110 |  |  | 141.88 | 2001-12-07 15:40 | John | 10 | 0 | N | N
AMERICAN POLYWATER CORP. | J-110 | Y | AMERICAN POLYWATER CORP. , J-110 |  |  | 142.41 | 2001-12-07 15:40 | John | 10 | 0 | N | N
ARNCO INC. | HL-F200-BPHS | Y | ARNCO INC. , HL-F200-BPHS | JEA COMMON SUPPLIES | CSC Stores | 37.01 | 2001-12-07 15:40 | John | 10 | 0 | N | N
ARNCO INC. | HL-F200-BPHS | Y | ARNCO INC. , HL-F200-BPHS |  |  | 51.48 | 2001-12-07 15:40 | John | 10 | 0 | N | N
ARNCO INC. | HL-F200-BPHS | Y | ARNCO INC. , HL-F200-BPHS |  |  | 61.19 | 2001-12-07 15:40 | John | 10 | 0 | N | N
ARNCO INC. | HL-F200-BPHS | Y | ARNCO INC. , HL-F200-BPHS |  |  | 63.51 | 2001-12-07 15:40 | John | 10 | 0 | N | N
ARNCO INC. | HL-F200-BPHS | Y | ARNCO INC. , HL-F200-BPHS |  |  | 64.98 | 2001-12-07 15:40 | John | 10 | 0 | N | N
ARNCO INC. | HL-F200-BPHS | Y | ARNCO INC. , HL-F200-BPHS |  |  | 65.33 | 2001-12-07 15:40 | John | 10 | 0 | N | N
ARNCO INC. | HL-F200-BPHS | Y | ARNCO INC. , HL-F200-BPHS |  |  | 65.59 | 2001-12-07 15:40 | John | 10 | 0 | N | N
ARNCO INC. | HL-F200-BPHS | Y | ARNCO INC. , HL-F200-BPHS |  |  | 66.59 | 2001-12-07 15:40 | John | 10 | 0 | N | N
ARNCO INC. | HL-F200-BPHS | Y | ARNCO INC. , HL-F200-BPHS |  |  | 67.07 | 2001-12-07 15:40 | John | 10 | 0 | N | N
ARNCO INC. | HL-F200-BPHS | Y | ARNCO INC. , HL-F200-BPHS |  |  | 75.21 | 2001-12-07 15:40 | John | 10 | 0 | N | N
ARNCO INC. | HL-F200-BPHS | Y | ARNCO INC. , HL-F200-BPHS |  |  | 93.14 | 2001-12-07 15:40 | John | 10 | 0 | N | N
ARNCO INC. | HL-F200-BPHS | Y | ARNCO INC. , HL-F200-BPHS |  |  | 105.58 | 2001-12-07 15:40 | John | 10 | 0 | N | N
ARNCO INC. | HL-F200-BPHS | Y | ARNCO INC. , HL-F200-BPHS |  |  | 118.35 | 2001-12-07 15:40 | John | 10 | 0 | N | N
ARNCO INC. | HL-F200-BPHS | Y | ARNCO INC. , HL-F200-BPHS |  |  | 128.3 | 2001-12-07 15:40 | John | 10 | 0 | N | N
ARNCO INC. | HL-F200-BPHS | Y | ARNCO INC. , HL-F200-BPHS |  |  | 133.8 | 2001-12-07 15:40 | John | 10 | 0 | N | N
ARNCO INC. | HL-F200-BPHS | Y | ARNCO INC. , HL-F200-BPHS |  |  | 139.3 | 2001-12-07 15:40 | John | 10 | 0 | N | N
ARNCO INC. | HL-F200-BPHS | Y | ARNCO INC. , HL-F200-BPHS |  |  | 139.58 | 2001-12-07 15:40 | John | 10 | 0 | N | N
ARNCO INC. | HL-F200-BPHS | Y | ARNCO INC. , HL-F200-BPHS |  |  | 139.87 | 2001-12-07 15:40 | John | 10 | 0 | N | N
ARNCO INC. | HL-F200-BPHS | Y | ARNCO INC. , HL-F200-BPHS |  |  | 140.86 | 2001-12-07 15:40 | John | 10 | 0 | N | N
ARNCO INC. | HL-F200-BPHS | Y | ARNCO INC. , HL-F200-BPHS |  |  | 141.27 | 2001-12-07 15:40 | John | 10 | 0 | N | N
ARNCO INC. | HL-F200-BPHS | Y | ARNCO INC. , HL-F200-BPHS |  |  | 141.79 | 2001-12-07 15:40 | John | 10 | 0 | N | N
ARNCO INC. | HL-F200-BPHS | Y | ARNCO INC. , HL-F200-BPHS |  |  | 141.84 | 2001-12-07 15:40 | John | 10 | 0 | N | N
ARNCO INC. | HL-F200-BPHS | Y | ARNCO INC. , HL-F200-BPHS |  |  | 141.88 | 2001-12-07 15:40 | John | 10 | 0 | N | N
ARNCO INC. | HL-F200-BPHS | Y | ARNCO INC. , HL-F200-BPHS |  |  | 142.41 | 2001-12-07 15:40 | John | 10 | 0 | N | N
CONDUX | 80875-10 | Y | CONDUX , 80875-10 | JEA COMMON SUPPLIES | CSC Stores | 37.01 | 2001-12-07 15:40 | John | 10 | 0 | N | N
CONDUX | 80875-10 | Y | CONDUX , 80875-10 |  |  | 51.48 | 2001-12-07 15:40 | John | 10 | 0 | N | N
CONDUX | 80875-10 | Y | CONDUX , 80875-10 |  |  | 61.19 | 2001-12-07 15:40 | John | 10 | 0 | N | N
CONDUX | 80875-10 | Y | CONDUX , 80875-10 |  |  | 63.51 | 2001-12-07 15:40 | John | 10 | 0 | N | N
CONDUX | 80875-10 | Y | CONDUX , 80875-10 |  |  | 64.98 | 2001-12-07 15:40 | John | 10 | 0 | N | N
CONDUX | 80875-10 | Y | CONDUX , 80875-10 |  |  | 65.33 | 2001-12-07 15:40 | John | 10 | 0 | N | N
CONDUX | 80875-10 | Y | CONDUX , 80875-10 |  |  | 65.59 | 2001-12-07 15:40 | John | 10 | 0 | N | N
CONDUX | 80875-10 | Y | CONDUX , 80875-10 |  |  | 66.59 | 2001-12-07 15:40 | John | 10 | 0 | N | N
CONDUX | 80875-10 | Y | CONDUX , 80875-10 |  |  | 67.07 | 2001-12-07 15:40 | John | 10 | 0 | N | N
CONDUX | 80875-10 | Y | CONDUX , 80875-10 |  |  | 75.21 | 2001-12-07 15:40 | John | 10 | 0 | N | N
CONDUX | 80875-10 | Y | CONDUX , 80875-10 |  |  | 93.14 | 2001-12-07 15:40 | John | 10 | 0 | N | N
CONDUX | 80875-10 | Y | CONDUX , 80875-10 |  |  | 105.58 | 2001-12-07 15:40 | John | 10 | 0 | N | N
CONDUX | 80875-10 | Y | CONDUX , 80875-10 |  |  | 118.35 | 2001-12-07 15:40 | John | 10 | 0 | N | N
CONDUX | 80875-10 | Y | CONDUX , 80875-10 |  |  | 128.3 | 2001-12-07 15:40 | John | 10 | 0 | N | N
CONDUX | 80875-10 | Y | CONDUX , 80875-10 |  |  | 133.8 | 2001-12-07 15:40 | John | 10 | 0 | N | N
CONDUX | 80875-10 | Y | CONDUX , 80875-10 |  |  | 139.3 | 2001-12-07 15:40 | John | 10 | 0 | N | N
CONDUX | 80875-10 | Y | CONDUX , 80875-10 |  |  | 139.58 | 2001-12-07 15:40 | John | 10 | 0 | N | N
CONDUX | 80875-10 | Y | CONDUX , 80875-10 |  |  | 139.87 | 2001-12-07 15:40 | John | 10 | 0 | N | N
CONDUX | 80875-10 | Y | CONDUX , 80875-10 |  |  | 140.86 | 2001-12-07 15:40 | John | 10 | 0 | N | N
CONDUX | 80875-10 | Y | CONDUX , 80875-10 |  |  | 141.27 | 2001-12-07 15:40 | John | 10 | 0 | N | N
CONDUX | 80875-10 | Y | CONDUX , 80875-10 |  |  | 141.79 | 2001-12-07 15:40 | John | 10 | 0 | N | N
CONDUX | 80875-10 | Y | CONDUX , 80875-10 |  |  | 141.84 | 2001-12-07 15:40 | John | 10 | 0 | N | N
CONDUX | 80875-10 | Y | CONDUX , 80875-10 |  |  | 141.88 | 2001-12-07 15:40 | John | 10 | 0 | N | N
CONDUX | 80875-10 | Y | CONDUX , 80875-10 |  |  | 142.41 | 2001-12-07 15:40 | John | 10 | 0 | N | N
LPS LABORATORIES | 61110-LUBRICANT | Y | LPS LABORATORIES , 61110-LUBRICANT | JEA COMMON SUPPLIES | CSC Stores | 37.01 | 2001-12-07 15:40 | John | 10 | 0 | N | N
LPS LABORATORIES | 61110-LUBRICANT | Y | LPS LABORATORIES , 61110-LUBRICANT |  |  | 51.48 | 2001-12-07 15:40 | John | 10 | 0 | N | N
LPS LABORATORIES | 61110-LUBRICANT | Y | LPS LABORATORIES , 61110-LUBRICANT |  |  | 61.19 | 2001-12-07 15:40 | John | 10 | 0 | N | N
LPS LABORATORIES | 61110-LUBRICANT | Y | LPS LABORATORIES , 61110-LUBRICANT |  |  | 63.51 | 2001-12-07 15:40 | John | 10 | 0 | N | N
LPS LABORATORIES | 61110-LUBRICANT | Y | LPS LABORATORIES , 61110-LUBRICANT |  |  | 64.98 | 2001-12-07 15:40 | John | 10 | 0 | N | N
LPS LABORATORIES | 61110-LUBRICANT | Y | LPS LABORATORIES , 61110-LUBRICANT |  |  | 65.33 | 2001-12-07 15:40 | John | 10 | 0 | N | N
LPS LABORATORIES | 61110-LUBRICANT | Y | LPS LABORATORIES , 61110-LUBRICANT |  |  | 65.59 | 2001-12-07 15:40 | John | 10 | 0 | N | N
LPS LABORATORIES | 61110-LUBRICANT | Y | LPS LABORATORIES , 61110-LUBRICANT |  |  | 66.59 | 2001-12-07 15:40 | John | 10 | 0 | N | N
LPS LABORATORIES | 61110-LUBRICANT | Y | LPS LABORATORIES , 61110-LUBRICANT |  |  | 67.07 | 2001-12-07 15:40 | John | 10 | 0 | N | N
LPS LABORATORIES | 61110-LUBRICANT | Y | LPS LABORATORIES , 61110-LUBRICANT |  |  | 75.21 | 2001-12-07 15:40 | John | 10 | 0 | N | N
LPS LABORATORIES | 61110-LUBRICANT | Y | LPS LABORATORIES , 61110-LUBRICANT |  |  | 93.14 | 2001-12-07 15:40 | John | 10 | 0 | N | N
LPS LABORATORIES | 61110-LUBRICANT | Y | LPS LABORATORIES , 61110-LUBRICANT |  |  | 105.58 | 2001-12-07 15:40 | John | 10 | 0 | N | N
LPS LABORATORIES | 61110-LUBRICANT | Y | LPS LABORATORIES , 61110-LUBRICANT |  |  | 118.35 | 2001-12-07 15:40 | John | 10 | 0 | N | N
LPS LABORATORIES | 61110-LUBRICANT | Y | LPS LABORATORIES , 61110-LUBRICANT |  |  | 128.3 | 2001-12-07 15:40 | John | 10 | 0 | N | N
LPS LABORATORIES | 61110-LUBRICANT | Y | LPS LABORATORIES , 61110-LUBRICANT |  |  | 133.8 | 2001-12-07 15:40 | John | 10 | 0 | N | N
LPS LABORATORIES | 61110-LUBRICANT | Y | LPS LABORATORIES , 61110-LUBRICANT |  |  | 139.3 | 2001-12-07 15:40 | John | 10 | 0 | N | N
LPS LABORATORIES | 61110-LUBRICANT | Y | LPS LABORATORIES , 61110-LUBRICANT |  |  | 139.58 | 2001-12-07 15:40 | John | 10 | 0 | N | N
LPS LABORATORIES | 61110-LUBRICANT | Y | LPS LABORATORIES , 61110-LUBRICANT |  |  | 139.87 | 2001-12-07 15:40 | John | 10 | 0 | N | N
LPS LABORATORIES | 61110-LUBRICANT | Y | LPS LABORATORIES , 61110-LUBRICANT |  |  | 140.86 | 2001-12-07 15:40 | John | 10 | 0 | N | N
LPS LABORATORIES | 61110-LUBRICANT | Y | LPS LABORATORIES , 61110-LUBRICANT |  |  | 141.27 | 2001-12-07 15:40 | John | 10 | 0 | N | N
LPS LABORATORIES | 61110-LUBRICANT | Y | LPS LABORATORIES , 61110-LUBRICANT |  |  | 141.79 | 2001-12-07 15:40 | John | 10 | 0 | N | N
LPS LABORATORIES | 61110-LUBRICANT | Y | LPS LABORATORIES , 61110-LUBRICANT |  |  | 141.84 | 2001-12-07 15:40 | John | 10 | 0 | N | N
LPS LABORATORIES | 61110-LUBRICANT | Y | LPS LABORATORIES , 61110-LUBRICANT |  |  | 141.88 | 2001-12-07 15:40 | John | 10 | 0 | N | N
LPS LABORATORIES | 61110-LUBRICANT | Y | LPS LABORATORIES , 61110-LUBRICANT |  |  | 142.41 | 2001-12-07 15:40 | John | 10 | 0 | N | N
RAINBOW | 8288 | Y | RAINBOW , 8288 | JEA COMMON SUPPLIES | CSC Stores | 37.01 | 2001-12-07 15:40 | John | 10 | 0 | N | N
RAINBOW | 8288 | Y | RAINBOW , 8288 |  |  | 51.48 | 2001-12-07 15:40 | John | 10 | 0 | N | N
RAINBOW | 8288 | Y | RAINBOW , 8288 |  |  | 61.19 | 2001-12-07 15:40 | John | 10 | 0 | N | N
RAINBOW | 8288 | Y | RAINBOW , 8288 |  |  | 63.51 | 2001-12-07 15:40 | John | 10 | 0 | N | N
RAINBOW | 8288 | Y | RAINBOW , 8288 |  |  | 64.98 | 2001-12-07 15:40 | John | 10 | 0 | N | N
RAINBOW | 8288 | Y | RAINBOW , 8288 |  |  | 65.33 | 2001-12-07 15:40 | John | 10 | 0 | N | N
RAINBOW | 8288 | Y | RAINBOW , 8288 |  |  | 65.59 | 2001-12-07 15:40 | John | 10 | 0 | N | N
RAINBOW | 8288 | Y | RAINBOW , 8288 |  |  | 66.59 | 2001-12-07 15:40 | John | 10 | 0 | N | N
RAINBOW | 8288 | Y | RAINBOW , 8288 |  |  | 67.07 | 2001-12-07 15:40 | John | 10 | 0 | N | N
RAINBOW | 8288 | Y | RAINBOW , 8288 |  |  | 75.21 | 2001-12-07 15:40 | John | 10 | 0 | N | N
RAINBOW | 8288 | Y | RAINBOW , 8288 |  |  | 93.14 | 2001-12-07 15:40 | John | 10 | 0 | N | N
RAINBOW | 8288 | Y | RAINBOW , 8288 |  |  | 105.58 | 2001-12-07 15:40 | John | 10 | 0 | N | N
RAINBOW | 8288 | Y | RAINBOW , 8288 |  |  | 118.35 | 2001-12-07 15:40 | John | 10 | 0 | N | N
RAINBOW | 8288 | Y | RAINBOW , 8288 |  |  | 128.3 | 2001-12-07 15:40 | John | 10 | 0 | N | N
RAINBOW | 8288 | Y | RAINBOW , 8288 |  |  | 133.8 | 2001-12-07 15:40 | John | 10 | 0 | N | N
RAINBOW | 8288 | Y | RAINBOW , 8288 |  |  | 139.3 | 2001-12-07 15:40 | John | 10 | 0 | N | N
RAINBOW | 8288 | Y | RAINBOW , 8288 |  |  | 139.58 | 2001-12-07 15:40 | John | 10 | 0 | N | N
RAINBOW | 8288 | Y | RAINBOW , 8288 |  |  | 139.87 | 2001-12-07 15:40 | John | 10 | 0 | N | N
RAINBOW | 8288 | Y | RAINBOW , 8288 |  |  | 140.86 | 2001-12-07 15:40 | John | 10 | 0 | N | N
RAINBOW | 8288 | Y | RAINBOW , 8288 |  |  | 141.27 | 2001-12-07 15:40 | John | 10 | 0 | N | N
RAINBOW | 8288 | Y | RAINBOW , 8288 |  |  | 141.79 | 2001-12-07 15:40 | John | 10 | 0 | N | N
RAINBOW | 8288 | Y | RAINBOW , 8288 |  |  | 141.84 | 2001-12-07 15:40 | John | 10 | 0 | N | N
RAINBOW | 8288 | Y | RAINBOW , 8288 |  |  | 141.88 | 2001-12-07 15:40 | John | 10 | 0 | N | N
RAINBOW | 8288 | Y | RAINBOW , 8288 |  |  | 142.41 | 2001-12-07 15:40 | John | 10 | 0 | N | N
POLYWATER | EP-KIT11 | Y | POLYWATER , EP-KIT11 | JEA COMMON SUPPLIES | CSC Stores | 57.7 | 2004-06-01 11:18 | John | 1 | 0 | N | N
POLYWATER | EP-KIT11 | Y | POLYWATER , EP-KIT11 |  |  | 60.37 | 2004-06-01 11:18 | John | 1 | 0 | N | N
POLYWATER | EP-KIT11 | Y | POLYWATER , EP-KIT11 |  |  | 68.07 | 2004-06-01 11:18 | John | 1 | 0 | N | N
POLYWATER | EP-KIT11 | Y | POLYWATER , EP-KIT11 |  |  | 68.54 | 2004-06-01 11:18 | John | 1 | 0 | N | N
POLYWATER | EP-KIT11 | Y | POLYWATER , EP-KIT11 |  |  | 68.85 | 2004-06-01 11:18 | John | 1 | 0 | N | N
POLYWATER | EP-KIT11 | Y | POLYWATER , EP-KIT11 |  |  | 69.46 | 2004-06-01 11:18 | John | 1 | 0 | N | N
POLYWATER | EP-KIT11 | Y | POLYWATER , EP-KIT11 |  |  | 70.23 | 2004-06-01 11:18 | John | 1 | 0 | N | N
POLYWATER | EP-KIT11 | Y | POLYWATER , EP-KIT11 |  |  | 71 | 2004-06-01 11:18 | John | 1 | 0 | N | N
POLYWATER | EP-KIT11 | Y | POLYWATER , EP-KIT11 |  |  | 71.33 | 2004-06-01 11:18 | John | 1 | 0 | N | N
POLYWATER | EP-KIT11 | Y | POLYWATER , EP-KIT11 |  |  | 71.98 | 2004-06-01 11:18 | John | 1 | 0 | N | N
POLYWATER | EP-KIT11 | Y | POLYWATER , EP-KIT11 |  |  | 76.49 | 2004-06-01 11:18 | John | 1 | 0 | N | N
POLYWATER | EP-KIT11 | Y | POLYWATER , EP-KIT11 |  |  | 78.3 | 2004-06-01 11:18 | John | 1 | 0 | N | N
POLYWATER | EP-KIT11 | Y | POLYWATER , EP-KIT11 |  |  | 79.12 | 2004-06-01 11:18 | John | 1 | 0 | N | N
POLYWATER | EP-KIT11 | Y | POLYWATER , EP-KIT11 |  |  | 85.06 | 2004-06-01 11:18 | John | 1 | 0 | N | N
POLYWATER | EP-KIT11 | Y | POLYWATER , EP-KIT11 |  |  | 90.13 | 2004-06-01 11:18 | John | 1 | 0 | N | N
BURNDY CORP. | PENA 13-4 | Y | BURNDY CORP. , PENA 13-4 | JEA COMMON SUPPLIES | CSC Stores | 1.96 | 1988-12-28 | John | 12 | 0 | N | N
BURNDY CORP. | PENA 13-4 | Y | BURNDY CORP. , PENA 13-4 |  |  | 1.98 | 1988-12-28 | John | 12 | 0 | N | N
BURNDY CORP. | PENA 13-4 | Y | BURNDY CORP. , PENA 13-4 |  |  | 1.99 | 1988-12-28 | John | 12 | 0 | N | N
BURNDY CORP. | PENA 13-4 | Y | BURNDY CORP. , PENA 13-4 |  |  | 2.02 | 1988-12-28 | John | 12 | 0 | N | N
BURNDY CORP. | PENA 13-4 | Y | BURNDY CORP. , PENA 13-4 |  |  | 2.03 | 1988-12-28 | John | 12 | 0 | N | N
BURNDY CORP. | PENA 13-4 | Y | BURNDY CORP. , PENA 13-4 |  |  | 2.04 | 1988-12-28 | John | 12 | 0 | N | N
BURNDY CORP. | PENA 13-4 | Y | BURNDY CORP. , PENA 13-4 |  |  | 2.07 | 1988-12-28 | John | 12 | 0 | N | N
BURNDY CORP. | PENA 13-4 | Y | BURNDY CORP. , PENA 13-4 |  |  | 2.31 | 1988-12-28 | John | 12 | 0 | N | N
BURNDY CORP. | PENA 13-4 | Y | BURNDY CORP. , PENA 13-4 |  |  | 2.37 | 1988-12-28 | John | 12 | 0 | N | N
BURNDY CORP. | PENA 13-4 | Y | BURNDY CORP. , PENA 13-4 |  |  | 2.51 | 1988-12-28 | John | 12 | 0 | N | N
BURNDY CORP. | PENA 13-4 | Y | BURNDY CORP. , PENA 13-4 |  |  | 2.57 | 1988-12-28 | John | 12 | 0 | N | N
BURNDY CORP. | PENA 13-4 | Y | BURNDY CORP. , PENA 13-4 |  |  | 2.96 | 1988-12-28 | John | 12 | 0 | N | N
BURNDY CORP. | PENA 13-4 | Y | BURNDY CORP. , PENA 13-4 |  |  | 2.97 | 1988-12-28 | John | 12 | 0 | N | N
BURNDY CORP. | PENA 13-4 | Y | BURNDY CORP. , PENA 13-4 |  |  | 2.99 | 1988-12-28 | John | 12 | 0 | N | N
BURNDY CORP. | PENA 13-4 | Y | BURNDY CORP. , PENA 13-4 |  |  | 3.01 | 1988-12-28 | John | 12 | 0 | N | N
BURNDY CORP. | PENA 13-4 | Y | BURNDY CORP. , PENA 13-4 |  |  | 3.02 | 1988-12-28 | John | 12 | 0 | N | N
BURNDY CORP. | PENA 13-4 | Y | BURNDY CORP. , PENA 13-4 |  |  | 3.05 | 1988-12-28 | John | 12 | 0 | N | N
BURNDY CORP. | PENA 13-4 | Y | BURNDY CORP. , PENA 13-4 |  |  | 3.09 | 1988-12-28 | John | 12 | 0 | N | N
BURNDY CORP. | PENA 13-4 | Y | BURNDY CORP. , PENA 13-4 |  |  | 3.13 | 1988-12-28 | John | 12 | 0 | N | N
BURNDY CORP. | PENA 13-4 | Y | BURNDY CORP. , PENA 13-4 |  |  | 3.21 | 1988-12-28 | John | 12 | 0 | N | N
BURNDY CORP. | PENA 13-4 | Y | BURNDY CORP. , PENA 13-4 |  |  | 3.24 | 1988-12-28 | John | 12 | 0 | N | N
BURNDY CORP. | PENA 13-4 | Y | BURNDY CORP. , PENA 13-4 |  |  | 3.25 | 1988-12-28 | John | 12 | 0 | N | N
CMC/BARFIELD MANUFACTURING | COMF CO-OX-4 | Y | CMC/BARFIELD MANUFACTURING , COMF CO-OX-4 | JEA COMMON SUPPLIES | CSC Stores | 1.96 | 1988-12-28 | John | 12 | 0 | N | N
CMC/BARFIELD MANUFACTURING | COMF CO-OX-4 | Y | CMC/BARFIELD MANUFACTURING , COMF CO-OX-4 |  |  | 1.98 | 1988-12-28 | John | 12 | 0 | N | N
CMC/BARFIELD MANUFACTURING | COMF CO-OX-4 | Y | CMC/BARFIELD MANUFACTURING , COMF CO-OX-4 |  |  | 1.99 | 1988-12-28 | John | 12 | 0 | N | N
CMC/BARFIELD MANUFACTURING | COMF CO-OX-4 | Y | CMC/BARFIELD MANUFACTURING , COMF CO-OX-4 |  |  | 2.02 | 1988-12-28 | John | 12 | 0 | N | N
CMC/BARFIELD MANUFACTURING | COMF CO-OX-4 | Y | CMC/BARFIELD MANUFACTURING , COMF CO-OX-4 |  |  | 2.03 | 1988-12-28 | John | 12 | 0 | N | N
CMC/BARFIELD MANUFACTURING | COMF CO-OX-4 | Y | CMC/BARFIELD MANUFACTURING , COMF CO-OX-4 |  |  | 2.04 | 1988-12-28 | John | 12 | 0 | N | N
CMC/BARFIELD MANUFACTURING | COMF CO-OX-4 | Y | CMC/BARFIELD MANUFACTURING , COMF CO-OX-4 |  |  | 2.07 | 1988-12-28 | John | 12 | 0 | N | N
CMC/BARFIELD MANUFACTURING | COMF CO-OX-4 | Y | CMC/BARFIELD MANUFACTURING , COMF CO-OX-4 |  |  | 2.31 | 1988-12-28 | John | 12 | 0 | N | N
CMC/BARFIELD MANUFACTURING | COMF CO-OX-4 | Y | CMC/BARFIELD MANUFACTURING , COMF CO-OX-4 |  |  | 2.37 | 1988-12-28 | John | 12 | 0 | N | N
CMC/BARFIELD MANUFACTURING | COMF CO-OX-4 | Y | CMC/BARFIELD MANUFACTURING , COMF CO-OX-4 |  |  | 2.51 | 1988-12-28 | John | 12 | 0 | N | N
CMC/BARFIELD MANUFACTURING | COMF CO-OX-4 | Y | CMC/BARFIELD MANUFACTURING , COMF CO-OX-4 |  |  | 2.57 | 1988-12-28 | John | 12 | 0 | N | N
CMC/BARFIELD MANUFACTURING | COMF CO-OX-4 | Y | CMC/BARFIELD MANUFACTURING , COMF CO-OX-4 |  |  | 2.96 | 1988-12-28 | John | 12 | 0 | N | N
CMC/BARFIELD MANUFACTURING | COMF CO-OX-4 | Y | CMC/BARFIELD MANUFACTURING , COMF CO-OX-4 |  |  | 2.97 | 1988-12-28 | John | 12 | 0 | N | N
CMC/BARFIELD MANUFACTURING | COMF CO-OX-4 | Y | CMC/BARFIELD MANUFACTURING , COMF CO-OX-4 |  |  | 2.99 | 1988-12-28 | John | 12 | 0 | N | N
CMC/BARFIELD MANUFACTURING | COMF CO-OX-4 | Y | CMC/BARFIELD MANUFACTURING , COMF CO-OX-4 |  |  | 3.01 | 1988-12-28 | John | 12 | 0 | N | N
CMC/BARFIELD MANUFACTURING | COMF CO-OX-4 | Y | CMC/BARFIELD MANUFACTURING , COMF CO-OX-4 |  |  | 3.02 | 1988-12-28 | John | 12 | 0 | N | N
CMC/BARFIELD MANUFACTURING | COMF CO-OX-4 | Y | CMC/BARFIELD MANUFACTURING , COMF CO-OX-4 |  |  | 3.05 | 1988-12-28 | John | 12 | 0 | N | N
CMC/BARFIELD MANUFACTURING | COMF CO-OX-4 | Y | CMC/BARFIELD MANUFACTURING , COMF CO-OX-4 |  |  | 3.09 | 1988-12-28 | John | 12 | 0 | N | N
CMC/BARFIELD MANUFACTURING | COMF CO-OX-4 | Y | CMC/BARFIELD MANUFACTURING , COMF CO-OX-4 |  |  | 3.13 | 1988-12-28 | John | 12 | 0 | N | N
CMC/BARFIELD MANUFACTURING | COMF CO-OX-4 | Y | CMC/BARFIELD MANUFACTURING , COMF CO-OX-4 |  |  | 3.21 | 1988-12-28 | John | 12 | 0 | N | N
CMC/BARFIELD MANUFACTURING | COMF CO-OX-4 | Y | CMC/BARFIELD MANUFACTURING , COMF CO-OX-4 |  |  | 3.24 | 1988-12-28 | John | 12 | 0 | N | N
CMC/BARFIELD MANUFACTURING | COMF CO-OX-4 | Y | CMC/BARFIELD MANUFACTURING , COMF CO-OX-4 |  |  | 3.25 | 1988-12-28 | John | 12 | 0 | N | N
ITT BLACKBURN | CTB | Y | ITT BLACKBURN , CTB | JEA COMMON SUPPLIES | CSC Stores | 1.96 | 1988-12-28 | John | 12 | 0 | N | N
ITT BLACKBURN | CTB | Y | ITT BLACKBURN , CTB |  |  | 1.98 | 1988-12-28 | John | 12 | 0 | N | N
ITT BLACKBURN | CTB | Y | ITT BLACKBURN , CTB |  |  | 1.99 | 1988-12-28 | John | 12 | 0 | N | N
ITT BLACKBURN | CTB | Y | ITT BLACKBURN , CTB |  |  | 2.02 | 1988-12-28 | John | 12 | 0 | N | N
ITT BLACKBURN | CTB | Y | ITT BLACKBURN , CTB |  |  | 2.03 | 1988-12-28 | John | 12 | 0 | N | N
ITT BLACKBURN | CTB | Y | ITT BLACKBURN , CTB |  |  | 2.04 | 1988-12-28 | John | 12 | 0 | N | N
ITT BLACKBURN | CTB | Y | ITT BLACKBURN , CTB |  |  | 2.07 | 1988-12-28 | John | 12 | 0 | N | N
ITT BLACKBURN | CTB | Y | ITT BLACKBURN , CTB |  |  | 2.31 | 1988-12-28 | John | 12 | 0 | N | N
ITT BLACKBURN | CTB | Y | ITT BLACKBURN , CTB |  |  | 2.37 | 1988-12-28 | John | 12 | 0 | N | N
ITT BLACKBURN | CTB | Y | ITT BLACKBURN , CTB |  |  | 2.51 | 1988-12-28 | John | 12 | 0 | N | N
ITT BLACKBURN | CTB | Y | ITT BLACKBURN , CTB |  |  | 2.57 | 1988-12-28 | John | 12 | 0 | N | N
ITT BLACKBURN | CTB | Y | ITT BLACKBURN , CTB |  |  | 2.96 | 1988-12-28 | John | 12 | 0 | N | N
ITT BLACKBURN | CTB | Y | ITT BLACKBURN , CTB |  |  | 2.97 | 1988-12-28 | John | 12 | 0 | N | N
ITT BLACKBURN | CTB | Y | ITT BLACKBURN , CTB |  |  | 2.99 | 1988-12-28 | John | 12 | 0 | N | N
ITT BLACKBURN | CTB | Y | ITT BLACKBURN , CTB |  |  | 3.01 | 1988-12-28 | John | 12 | 0 | N | N
ITT BLACKBURN | CTB | Y | ITT BLACKBURN , CTB |  |  | 3.02 | 1988-12-28 | John | 12 | 0 | N | N
ITT BLACKBURN | CTB | Y | ITT BLACKBURN , CTB |  |  | 3.05 | 1988-12-28 | John | 12 | 0 | N | N
ITT BLACKBURN | CTB | Y | ITT BLACKBURN , CTB |  |  | 3.09 | 1988-12-28 | John | 12 | 0 | N | N
ITT BLACKBURN | CTB | Y | ITT BLACKBURN , CTB |  |  | 3.13 | 1988-12-28 | John | 12 | 0 | N | N
ITT BLACKBURN | CTB | Y | ITT BLACKBURN , CTB |  |  | 3.21 | 1988-12-28 | John | 12 | 0 | N | N
ITT BLACKBURN | CTB | Y | ITT BLACKBURN , CTB |  |  | 3.24 | 1988-12-28 | John | 12 | 0 | N | N
ITT BLACKBURN | CTB | Y | ITT BLACKBURN , CTB |  |  | 3.25 | 1988-12-28 | John | 12 | 0 | N | N
KEARNEY | 30584-1 | Y | KEARNEY , 30584-1 | JEA COMMON SUPPLIES | CSC Stores | 1.96 | 1988-12-28 | John | 12 | 0 | N | N
KEARNEY | 30584-1 | Y | KEARNEY , 30584-1 |  |  | 1.98 | 1988-12-28 | John | 12 | 0 | N | N
KEARNEY | 30584-1 | Y | KEARNEY , 30584-1 |  |  | 1.99 | 1988-12-28 | John | 12 | 0 | N | N
KEARNEY | 30584-1 | Y | KEARNEY , 30584-1 |  |  | 2.02 | 1988-12-28 | John | 12 | 0 | N | N
KEARNEY | 30584-1 | Y | KEARNEY , 30584-1 |  |  | 2.03 | 1988-12-28 | John | 12 | 0 | N | N
KEARNEY | 30584-1 | Y | KEARNEY , 30584-1 |  |  | 2.04 | 1988-12-28 | John | 12 | 0 | N | N
KEARNEY | 30584-1 | Y | KEARNEY , 30584-1 |  |  | 2.07 | 1988-12-28 | John | 12 | 0 | N | N
KEARNEY | 30584-1 | Y | KEARNEY , 30584-1 |  |  | 2.31 | 1988-12-28 | John | 12 | 0 | N | N
KEARNEY | 30584-1 | Y | KEARNEY , 30584-1 |  |  | 2.37 | 1988-12-28 | John | 12 | 0 | N | N
KEARNEY | 30584-1 | Y | KEARNEY , 30584-1 |  |  | 2.51 | 1988-12-28 | John | 12 | 0 | N | N
KEARNEY | 30584-1 | Y | KEARNEY , 30584-1 |  |  | 2.57 | 1988-12-28 | John | 12 | 0 | N | N
KEARNEY | 30584-1 | Y | KEARNEY , 30584-1 |  |  | 2.96 | 1988-12-28 | John | 12 | 0 | N | N
KEARNEY | 30584-1 | Y | KEARNEY , 30584-1 |  |  | 2.97 | 1988-12-28 | John | 12 | 0 | N | N
KEARNEY | 30584-1 | Y | KEARNEY , 30584-1 |  |  | 2.99 | 1988-12-28 | John | 12 | 0 | N | N
KEARNEY | 30584-1 | Y | KEARNEY , 30584-1 |  |  | 3.01 | 1988-12-28 | John | 12 | 0 | N | N
KEARNEY | 30584-1 | Y | KEARNEY , 30584-1 |  |  | 3.02 | 1988-12-28 | John | 12 | 0 | N | N
KEARNEY | 30584-1 | Y | KEARNEY , 30584-1 |  |  | 3.05 | 1988-12-28 | John | 12 | 0 | N | N
KEARNEY | 30584-1 | Y | KEARNEY , 30584-1 |  |  | 3.09 | 1988-12-28 | John | 12 | 0 | N | N
KEARNEY | 30584-1 | Y | KEARNEY , 30584-1 |  |  | 3.13 | 1988-12-28 | John | 12 | 0 | N | N
KEARNEY | 30584-1 | Y | KEARNEY , 30584-1 |  |  | 3.21 | 1988-12-28 | John | 12 | 0 | N | N
KEARNEY | 30584-1 | Y | KEARNEY , 30584-1 |  |  | 3.24 | 1988-12-28 | John | 12 | 0 | N | N
KEARNEY | 30584-1 | Y | KEARNEY , 30584-1 |  |  | 3.25 | 1988-12-28 | John | 12 | 0 | N | N
UTILCO | DE-OX | Y | UTILCO , DE-OX | JEA COMMON SUPPLIES | CSC Stores | 1.96 | 1988-12-28 | John | 12 | 0 | N | N
UTILCO | DE-OX | Y | UTILCO , DE-OX |  |  | 1.98 | 1988-12-28 | John | 12 | 0 | N | N
UTILCO | DE-OX | Y | UTILCO , DE-OX |  |  | 1.99 | 1988-12-28 | John | 12 | 0 | N | N
UTILCO | DE-OX | Y | UTILCO , DE-OX |  |  | 2.02 | 1988-12-28 | John | 12 | 0 | N | N
UTILCO | DE-OX | Y | UTILCO , DE-OX |  |  | 2.03 | 1988-12-28 | John | 12 | 0 | N | N
UTILCO | DE-OX | Y | UTILCO , DE-OX |  |  | 2.04 | 1988-12-28 | John | 12 | 0 | N | N
UTILCO | DE-OX | Y | UTILCO , DE-OX |  |  | 2.07 | 1988-12-28 | John | 12 | 0 | N | N
UTILCO | DE-OX | Y | UTILCO , DE-OX |  |  | 2.31 | 1988-12-28 | John | 12 | 0 | N | N
UTILCO | DE-OX | Y | UTILCO , DE-OX |  |  | 2.37 | 1988-12-28 | John | 12 | 0 | N | N
UTILCO | DE-OX | Y | UTILCO , DE-OX |  |  | 2.51 | 1988-12-28 | John | 12 | 0 | N | N
UTILCO | DE-OX | Y | UTILCO , DE-OX |  |  | 2.57 | 1988-12-28 | John | 12 | 0 | N | N
UTILCO | DE-OX | Y | UTILCO , DE-OX |  |  | 2.96 | 1988-12-28 | John | 12 | 0 | N | N
UTILCO | DE-OX | Y | UTILCO , DE-OX |  |  | 2.97 | 1988-12-28 | John | 12 | 0 | N | N
UTILCO | DE-OX | Y | UTILCO , DE-OX |  |  | 2.99 | 1988-12-28 | John | 12 | 0 | N | N
UTILCO | DE-OX | Y | UTILCO , DE-OX |  |  | 3.01 | 1988-12-28 | John | 12 | 0 | N | N
UTILCO | DE-OX | Y | UTILCO , DE-OX |  |  | 3.02 | 1988-12-28 | John | 12 | 0 | N | N
UTILCO | DE-OX | Y | UTILCO , DE-OX |  |  | 3.05 | 1988-12-28 | John | 12 | 0 | N | N
UTILCO | DE-OX | Y | UTILCO , DE-OX |  |  | 3.09 | 1988-12-28 | John | 12 | 0 | N | N
UTILCO | DE-OX | Y | UTILCO , DE-OX |  |  | 3.13 | 1988-12-28 | John | 12 | 0 | N | N
UTILCO | DE-OX | Y | UTILCO , DE-OX |  |  | 3.21 | 1988-12-28 | John | 12 | 0 | N | N
UTILCO | DE-OX | Y | UTILCO , DE-OX |  |  | 3.24 | 1988-12-28 | John | 12 | 0 | N | N
UTILCO | DE-OX | Y | UTILCO , DE-OX |  |  | 3.25 | 1988-12-28 | John | 12 | 0 | N | N
KRYLON | 84144542 | Y | KRYLON , 84144542 | JEA GENERATION | NGS Stores | 13.6 | 2023-09-15 10:59 | John | 1 | 0 | N | N
AFL | AFC10T | Y | AFL , AFC10T | JEA TRANSMISSION | CSC Stores | 4.3 | 2001-12-07 16:06 | John | 1 | 0 | N | N
AFL | AFC10T | Y | AFL , AFC10T |  |  | 4.33 | 2001-12-07 16:06 | John | 1 | 0 | N | N
AFL | AFC10T | Y | AFL , AFC10T |  |  | 4.38 | 2001-12-07 16:06 | John | 1 | 0 | N | N
AFL | AFC10T | Y | AFL , AFC10T |  |  | 4.39 | 2001-12-07 16:06 | John | 1 | 0 | N | N
AFL | AFC10T | Y | AFL , AFC10T |  |  | 4.4 | 2001-12-07 16:06 | John | 1 | 0 | N | N
AFL | AFC10T | Y | AFL , AFC10T |  |  | 4.48 | 2001-12-07 16:06 | John | 1 | 0 | N | N
AFL | AFC10T | Y | AFL , AFC10T |  |  | 4.55 | 2001-12-07 16:06 | John | 1 | 0 | N | N
AFL | AFC10T | Y | AFL , AFC10T |  |  | 4.64 | 2001-12-07 16:06 | John | 1 | 0 | N | N
AFL | AFC10T | Y | AFL , AFC10T |  |  | 5.37 | 2001-12-07 16:06 | John | 1 | 0 | N | N
AFL | AFC10T | Y | AFL , AFC10T |  |  | 5.56 | 2001-12-07 16:06 | John | 1 | 0 | N | N
AFL | AFC10T | Y | AFL , AFC10T |  |  | 6.45 | 2001-12-07 16:06 | John | 1 | 0 | N | N
AFL | AFC10T | Y | AFL , AFC10T |  |  | 6.6 | 2001-12-07 16:06 | John | 1 | 0 | N | N
COOPER POWER SYSTEMS | CA625EE | Y | COOPER POWER SYSTEMS , CA625EE | JEA UNDERGROUND DISTRIBUTION | CSC Stores | 11.87 | 2002-05-02 07:04 | Anjanece | 1 | 0 | N | N
COOPER POWER SYSTEMS | CA625EE | Y | COOPER POWER SYSTEMS , CA625EE |  |  | 11.88 | 2002-05-02 07:04 | Anjanece | 1 | 0 | N | N
COOPER POWER SYSTEMS | CA625EE | Y | COOPER POWER SYSTEMS , CA625EE |  |  | 11.97 | 2002-05-02 07:04 | Anjanece | 1 | 0 | N | N
COOPER POWER SYSTEMS | CA625EE | Y | COOPER POWER SYSTEMS , CA625EE |  |  | 12.09 | 2002-05-02 07:04 | Anjanece | 1 | 0 | N | N
COOPER POWER SYSTEMS | CA625EE | Y | COOPER POWER SYSTEMS , CA625EE |  |  | 12.63 | 2002-05-02 07:04 | Anjanece | 1 | 0 | N | N
COOPER POWER SYSTEMS | CA625EE | Y | COOPER POWER SYSTEMS , CA625EE |  |  | 20.27 | 2002-05-02 07:04 | Anjanece | 1 | 0 | N | N
COOPER POWER SYSTEMS | CA625EE | Y | COOPER POWER SYSTEMS , CA625EE |  |  | 21.58 | 2002-05-02 07:04 | Anjanece | 1 | 0 | N | N
COOPER POWER SYSTEMS | CA625EE | Y | COOPER POWER SYSTEMS , CA625EE |  |  | 21.97 | 2002-05-02 07:04 | Anjanece | 1 | 0 | N | N
ELASTIMOLD | 655CA-L | Y | ELASTIMOLD , 655CA-L | JEA UNDERGROUND DISTRIBUTION | CSC Stores | 11.87 | 2002-05-02 07:04 | Anjanece | 1 | 0 | N | N
ELASTIMOLD | 655CA-L | Y | ELASTIMOLD , 655CA-L |  |  | 11.88 | 2002-05-02 07:04 | Anjanece | 1 | 0 | N | N
ELASTIMOLD | 655CA-L | Y | ELASTIMOLD , 655CA-L |  |  | 11.97 | 2002-05-02 07:04 | Anjanece | 1 | 0 | N | N
ELASTIMOLD | 655CA-L | Y | ELASTIMOLD , 655CA-L |  |  | 12.09 | 2002-05-02 07:04 | Anjanece | 1 | 0 | N | N
ELASTIMOLD | 655CA-L | Y | ELASTIMOLD , 655CA-L |  |  | 12.63 | 2002-05-02 07:04 | Anjanece | 1 | 0 | N | N
ELASTIMOLD | 655CA-L | Y | ELASTIMOLD , 655CA-L |  |  | 20.27 | 2002-05-02 07:04 | Anjanece | 1 | 0 | N | N
ELASTIMOLD | 655CA-L | Y | ELASTIMOLD , 655CA-L |  |  | 21.58 | 2002-05-02 07:04 | Anjanece | 1 | 0 | N | N
ELASTIMOLD | 655CA-L | Y | ELASTIMOLD , 655CA-L |  |  | 21.97 | 2002-05-02 07:04 | Anjanece | 1 | 0 | N | N
ITT BLACKBURN | TA65CJA | Y | ITT BLACKBURN , TA65CJA | JEA UNDERGROUND DISTRIBUTION | CSC Stores | 11.87 | 2002-05-02 07:04 | Anjanece | 1 | 0 | N | N
ITT BLACKBURN | TA65CJA | Y | ITT BLACKBURN , TA65CJA |  |  | 11.88 | 2002-05-02 07:04 | Anjanece | 1 | 0 | N | N
ITT BLACKBURN | TA65CJA | Y | ITT BLACKBURN , TA65CJA |  |  | 11.97 | 2002-05-02 07:04 | Anjanece | 1 | 0 | N | N
ITT BLACKBURN | TA65CJA | Y | ITT BLACKBURN , TA65CJA |  |  | 12.09 | 2002-05-02 07:04 | Anjanece | 1 | 0 | N | N
ITT BLACKBURN | TA65CJA | Y | ITT BLACKBURN , TA65CJA |  |  | 12.63 | 2002-05-02 07:04 | Anjanece | 1 | 0 | N | N
ITT BLACKBURN | TA65CJA | Y | ITT BLACKBURN , TA65CJA |  |  | 20.27 | 2002-05-02 07:04 | Anjanece | 1 | 0 | N | N
ITT BLACKBURN | TA65CJA | Y | ITT BLACKBURN , TA65CJA |  |  | 21.58 | 2002-05-02 07:04 | Anjanece | 1 | 0 | N | N
ITT BLACKBURN | TA65CJA | Y | ITT BLACKBURN , TA65CJA |  |  | 21.97 | 2002-05-02 07:04 | Anjanece | 1 | 0 | N | N
RICHARDS MFG. CO. | 655CA-L | Y | RICHARDS MFG. CO. , 655CA-L | JEA UNDERGROUND DISTRIBUTION | CSC Stores | 11.87 | 2002-05-02 07:04 | Anjanece | 1 | 0 | N | N
RICHARDS MFG. CO. | 655CA-L | Y | RICHARDS MFG. CO. , 655CA-L |  |  | 11.88 | 2002-05-02 07:04 | Anjanece | 1 | 0 | N | N
RICHARDS MFG. CO. | 655CA-L | Y | RICHARDS MFG. CO. , 655CA-L |  |  | 11.97 | 2002-05-02 07:04 | Anjanece | 1 | 0 | N | N
RICHARDS MFG. CO. | 655CA-L | Y | RICHARDS MFG. CO. , 655CA-L |  |  | 12.09 | 2002-05-02 07:04 | Anjanece | 1 | 0 | N | N
RICHARDS MFG. CO. | 655CA-L | Y | RICHARDS MFG. CO. , 655CA-L |  |  | 12.63 | 2002-05-02 07:04 | Anjanece | 1 | 0 | N | N
RICHARDS MFG. CO. | 655CA-L | Y | RICHARDS MFG. CO. , 655CA-L |  |  | 20.27 | 2002-05-02 07:04 | Anjanece | 1 | 0 | N | N
RICHARDS MFG. CO. | 655CA-L | Y | RICHARDS MFG. CO. , 655CA-L |  |  | 21.58 | 2002-05-02 07:04 | Anjanece | 1 | 0 | N | N
RICHARDS MFG. CO. | 655CA-L | Y | RICHARDS MFG. CO. , 655CA-L |  |  | 21.97 | 2002-05-02 07:04 | Anjanece | 1 | 0 | N | N
ELASTIMOLD | 655CAK | Y | ELASTIMOLD , 655CAK | JEA UNDERGROUND DISTRIBUTION | CSC Stores | 16 | 2019-08-08 10:15 | Anjanece | 1 | 0 | N | N
ELASTIMOLD | 655CAK | Y | ELASTIMOLD , 655CAK |  |  | 16.37 | 2019-08-08 10:15 | Anjanece | 1 | 0 | N | N
ELASTIMOLD | 655CAK | Y | ELASTIMOLD , 655CAK |  |  | 17.28 | 2019-08-08 10:15 | Anjanece | 1 | 0 | N | N
ELASTIMOLD | 655CAK | Y | ELASTIMOLD , 655CAK |  |  | 18.18 | 2019-08-08 10:15 | Anjanece | 1 | 0 | N | N
ELASTIMOLD | 655CAK | Y | ELASTIMOLD , 655CAK |  |  | 28.44 | 2019-08-08 10:15 | Anjanece | 1 | 0 | N | N
RICHARDS MFG. CO. | 655CA-K | Y | RICHARDS MFG. CO. , 655CA-K | JEA UNDERGROUND DISTRIBUTION | CSC Stores | 16 | 2019-08-08 10:15 | Anjanece | 1 | 0 | N | N
RICHARDS MFG. CO. | 655CA-K | Y | RICHARDS MFG. CO. , 655CA-K |  |  | 16.37 | 2019-08-08 10:15 | Anjanece | 1 | 0 | N | N
RICHARDS MFG. CO. | 655CA-K | Y | RICHARDS MFG. CO. , 655CA-K |  |  | 17.28 | 2019-08-08 10:15 | Anjanece | 1 | 0 | N | N
RICHARDS MFG. CO. | 655CA-K | Y | RICHARDS MFG. CO. , 655CA-K |  |  | 18.18 | 2019-08-08 10:15 | Anjanece | 1 | 0 | N | N
RICHARDS MFG. CO. | 655CA-K | Y | RICHARDS MFG. CO. , 655CA-K |  |  | 28.44 | 2019-08-08 10:15 | Anjanece | 1 | 0 | N | N
ELASTIMOLD | 655CA-J | Y | ELASTIMOLD , 655CA-J | JEA UNDERGROUND DISTRIBUTION | CSC Stores | 14.97 | 2002-05-02 07:06 | Anjanece | 50 | 0 | N | N
ELASTIMOLD | 655CA-J | Y | ELASTIMOLD , 655CA-J |  |  | 18.95 | 2002-05-02 07:06 | Anjanece | 50 | 0 | N | N
ELASTIMOLD | 655CA-J | Y | ELASTIMOLD , 655CA-J |  |  | 21.35 | 2002-05-02 07:06 | Anjanece | 50 | 0 | N | N
ELASTIMOLD | 655CA-J | Y | ELASTIMOLD , 655CA-J |  |  | 23.56 | 2002-05-02 07:06 | Anjanece | 50 | 0 | N | N
RICHARDS MFG. CO. | 655CA-J | Y | RICHARDS MFG. CO. , 655CA-J | JEA UNDERGROUND DISTRIBUTION | CSC Stores | 14.97 | 2002-05-02 07:06 | Anjanece | 50 | 0 | N | N
RICHARDS MFG. CO. | 655CA-J | Y | RICHARDS MFG. CO. , 655CA-J |  |  | 18.95 | 2002-05-02 07:06 | Anjanece | 50 | 0 | N | N
RICHARDS MFG. CO. | 655CA-J | Y | RICHARDS MFG. CO. , 655CA-J |  |  | 21.35 | 2002-05-02 07:06 | Anjanece | 50 | 0 | N | N
RICHARDS MFG. CO. | 655CA-J | Y | RICHARDS MFG. CO. , 655CA-J |  |  | 23.56 | 2002-05-02 07:06 | Anjanece | 50 | 0 | N | N
CUSTOM PLASTICS, INC. | CPI-96500 | Y | CUSTOM PLASTICS, INC. , CPI-96500 | JEA OVERHEAD DISTRIBUTION | CSC Stores | 35.76 | 2002-05-02 07:08 | Anjanece | 4 | 0 | N | N
CUSTOM PLASTICS, INC. | CPI-96500 | Y | CUSTOM PLASTICS, INC. , CPI-96500 |  |  | 44.72 | 2002-05-02 07:08 | Anjanece | 4 | 0 | N | N
CUSTOM PLASTICS, INC. | CPI-96500 | Y | CUSTOM PLASTICS, INC. , CPI-96500 |  |  | 46.51 | 2002-05-02 07:08 | Anjanece | 4 | 0 | N | N
CUSTOM PLASTICS, INC. | CPI-96500 | Y | CUSTOM PLASTICS, INC. , CPI-96500 |  | Storm Stores | 0 | 2019-07-29 09:26 | Anjanece |  | 0 | N | N
CUSTOM PLASTICS, INC. | CPI-96500 | Y | CUSTOM PLASTICS, INC. , CPI-96500 |  |  | 35.76 | 2019-07-29 09:26 | Anjanece |  | 0 | N | N
CUSTOM PLASTICS, INC. | CPI-96500 | Y | CUSTOM PLASTICS, INC. , CPI-96500 |  |  | 41.13 | 2019-07-29 09:26 | Anjanece |  | 0 | N | N
ELECTRICAL MATERIALS CO. | PEAD5-6V | Y | ELECTRICAL MATERIALS CO. , PEAD5-6V | JEA OVERHEAD DISTRIBUTION | CSC Stores | 35.76 | 2002-05-02 07:08 | Anjanece | 4 | 0 | N | N
ELECTRICAL MATERIALS CO. | PEAD5-6V | Y | ELECTRICAL MATERIALS CO. , PEAD5-6V |  |  | 44.72 | 2002-05-02 07:08 | Anjanece | 4 | 0 | N | N
ELECTRICAL MATERIALS CO. | PEAD5-6V | Y | ELECTRICAL MATERIALS CO. , PEAD5-6V |  |  | 46.51 | 2002-05-02 07:08 | Anjanece | 4 | 0 | N | N
ELECTRICAL MATERIALS CO. | PEAD5-6V | Y | ELECTRICAL MATERIALS CO. , PEAD5-6V |  | Storm Stores | 0 | 2019-07-29 09:26 | Anjanece |  | 0 | N | N
ELECTRICAL MATERIALS CO. | PEAD5-6V | Y | ELECTRICAL MATERIALS CO. , PEAD5-6V |  |  | 35.76 | 2019-07-29 09:26 | Anjanece |  | 0 | N | N
ELECTRICAL MATERIALS CO. | PEAD5-6V | Y | ELECTRICAL MATERIALS CO. , PEAD5-6V |  |  | 41.13 | 2019-07-29 09:26 | Anjanece |  | 0 | N | N
CUSTOM PLASTICS, INC. | CPI-94300 | Y | CUSTOM PLASTICS, INC. , CPI-94300 | JEA OVERHEAD DISTRIBUTION | CSC Stores | 18.3 | 2001-12-07 16:07 | Anjanece | 30 | 0 | N | N
CUSTOM PLASTICS, INC. | CPI-94300 | Y | CUSTOM PLASTICS, INC. , CPI-94300 |  |  | 20 | 2001-12-07 16:07 | Anjanece | 30 | 0 | N | N
CUSTOM PLASTICS, INC. | CPI-94300 | Y | CUSTOM PLASTICS, INC. , CPI-94300 |  |  | 22.09 | 2001-12-07 16:07 | Anjanece | 30 | 0 | N | N
CUSTOM PLASTICS, INC. | CPI-94300 | Y | CUSTOM PLASTICS, INC. , CPI-94300 |  |  | 22.92 | 2001-12-07 16:07 | Anjanece | 30 | 0 | N | N
CUSTOM PLASTICS, INC. | CPI-94300 | Y | CUSTOM PLASTICS, INC. , CPI-94300 |  |  | 26 | 2001-12-07 16:07 | Anjanece | 30 | 0 | N | N
ELECTRICAL MATERIALS CO. | PEAD3-4P | Y | ELECTRICAL MATERIALS CO. , PEAD3-4P | JEA OVERHEAD DISTRIBUTION | CSC Stores | 18.3 | 2001-12-07 16:07 | Anjanece | 30 | 0 | N | N
ELECTRICAL MATERIALS CO. | PEAD3-4P | Y | ELECTRICAL MATERIALS CO. , PEAD3-4P |  |  | 20 | 2001-12-07 16:07 | Anjanece | 30 | 0 | N | N
ELECTRICAL MATERIALS CO. | PEAD3-4P | Y | ELECTRICAL MATERIALS CO. , PEAD3-4P |  |  | 22.09 | 2001-12-07 16:07 | Anjanece | 30 | 0 | N | N
ELECTRICAL MATERIALS CO. | PEAD3-4P | Y | ELECTRICAL MATERIALS CO. , PEAD3-4P |  |  | 22.92 | 2001-12-07 16:07 | Anjanece | 30 | 0 | N | N
ELECTRICAL MATERIALS CO. | PEAD3-4P | Y | ELECTRICAL MATERIALS CO. , PEAD3-4P |  |  | 26 | 2001-12-07 16:07 | Anjanece | 30 | 0 | N | N
ELECTRICAL MATERIALS CO. | PEAD5-6P | Y | ELECTRICAL MATERIALS CO. , PEAD5-6P | JEA OVERHEAD DISTRIBUTION | CSC Stores | 14.75 | 2002-05-02 07:09 | Anjanece | 1 | 0 | N | N
ELECTRICAL MATERIALS CO. | PEAD5-6P | Y | ELECTRICAL MATERIALS CO. , PEAD5-6P |  |  | 15.44 | 2002-05-02 07:09 | Anjanece | 1 | 0 | N | N
ELECTRICAL MATERIALS CO. | PEAD5-6P | Y | ELECTRICAL MATERIALS CO. , PEAD5-6P |  |  | 15.65 | 2002-05-02 07:09 | Anjanece | 1 | 0 | N | N
ELECTRICAL MATERIALS CO. | PEAD5-6P | Y | ELECTRICAL MATERIALS CO. , PEAD5-6P |  |  | 15.67 | 2002-05-02 07:09 | Anjanece | 1 | 0 | N | N
ELECTRICAL MATERIALS CO. | PEAD5-6P | Y | ELECTRICAL MATERIALS CO. , PEAD5-6P |  |  | 15.92 | 2002-05-02 07:09 | Anjanece | 1 | 0 | N | N
ELECTRICAL MATERIALS CO. | PEAD5-6P | Y | ELECTRICAL MATERIALS CO. , PEAD5-6P |  |  | 16.28 | 2002-05-02 07:09 | Anjanece | 1 | 0 | N | N
ELECTRICAL MATERIALS CO. | PEAD5-6P | Y | ELECTRICAL MATERIALS CO. , PEAD5-6P |  |  | 16.38 | 2002-05-02 07:09 | Anjanece | 1 | 0 | N | N
ELECTRICAL MATERIALS CO. | PEAD5-6P | Y | ELECTRICAL MATERIALS CO. , PEAD5-6P |  |  | 17.24 | 2002-05-02 07:09 | Anjanece | 1 | 0 | N | N
ELECTRICAL MATERIALS CO. | PEAD5-6P | Y | ELECTRICAL MATERIALS CO. , PEAD5-6P |  |  | 19.56 | 2002-05-02 07:09 | Anjanece | 1 | 0 | N | N
ELECTRICAL MATERIALS CO. | PEAD5-6P | Y | ELECTRICAL MATERIALS CO. , PEAD5-6P |  |  | 20.1 | 2002-05-02 07:09 | Anjanece | 1 | 0 | N | N
ELECTRICAL MATERIALS CO. | PEAD5-6P | Y | ELECTRICAL MATERIALS CO. , PEAD5-6P |  |  | 20.33 | 2002-05-02 07:09 | Anjanece | 1 | 0 | N | N
ELECTRICAL MATERIALS CO. | PEAD5-6P | Y | ELECTRICAL MATERIALS CO. , PEAD5-6P |  |  | 20.35 | 2002-05-02 07:09 | Anjanece | 1 | 0 | N | N
ELECTRICAL MATERIALS CO. | PEAD5-6P | Y | ELECTRICAL MATERIALS CO. , PEAD5-6P |  |  | 21.14 | 2002-05-02 07:09 | Anjanece | 1 | 0 | N | N
ELECTRICAL MATERIALS CO. | PEAD5-6P | Y | ELECTRICAL MATERIALS CO. , PEAD5-6P |  |  | 21.95 | 2002-05-02 07:09 | Anjanece | 1 | 0 | N | N
ELECTRICAL MATERIALS CO. | PEAD5-6P | Y | ELECTRICAL MATERIALS CO. , PEAD5-6P |  |  | 22.26 | 2002-05-02 07:09 | Anjanece | 1 | 0 | N | N
ELECTRICAL MATERIALS CO. | PEAD5-6P | Y | ELECTRICAL MATERIALS CO. , PEAD5-6P |  |  | 22.34 | 2002-05-02 07:09 | Anjanece | 1 | 0 | N | N
ELECTRICAL MATERIALS CO. | PEAD5-6P | Y | ELECTRICAL MATERIALS CO. , PEAD5-6P |  |  | 22.6 | 2002-05-02 07:09 | Anjanece | 1 | 0 | N | N
ELECTRICAL MATERIALS CO. | PEAD5-6P | Y | ELECTRICAL MATERIALS CO. , PEAD5-6P |  |  | 22.75 | 2002-05-02 07:09 | Anjanece | 1 | 0 | N | N
ELECTRICAL MATERIALS CO. | PEAD5-6P | Y | ELECTRICAL MATERIALS CO. , PEAD5-6P |  |  | 97.48 | 2002-05-02 07:09 | Anjanece | 1 | 0 | N | N
ELECTRICAL MATERIALS CO. | PEAD5-6P | Y | ELECTRICAL MATERIALS CO. , PEAD5-6P |  | Storm Stores | 0 | 2019-07-29 09:27 | Anjanece |  | 0 | N | N
ELECTRICAL MATERIALS CO. | PEAD5-6P | Y | ELECTRICAL MATERIALS CO. , PEAD5-6P |  |  | 15.68 | 2019-07-29 09:27 | Anjanece |  | 0 | N | N
ELECTRICAL MATERIALS CO. | PEAD5-6P | Y | ELECTRICAL MATERIALS CO. , PEAD5-6P |  |  | 16.42 | 2019-07-29 09:27 | Anjanece |  | 0 | N | N
ELECTRICAL MATERIALS CO. | PEAD5-6P | Y | ELECTRICAL MATERIALS CO. , PEAD5-6P |  |  | 17.01 | 2019-07-29 09:27 | Anjanece |  | 0 | N | N
ELECTRICAL MATERIALS CO. | PEAD5-6P | Y | ELECTRICAL MATERIALS CO. , PEAD5-6P |  |  | 19.55 | 2019-07-29 09:27 | Anjanece |  | 0 | N | N
ELECTRICAL MATERIALS CO. | PEAD2-6V | Y | ELECTRICAL MATERIALS CO. , PEAD2-6V | JEA OVERHEAD DISTRIBUTION | CSC Stores | 31.02 | 2001-12-07 16:08 | Anjanece | 10 | 0 | N | N
ELECTRICAL MATERIALS CO. | PEAD2-6V | Y | ELECTRICAL MATERIALS CO. , PEAD2-6V |  |  | 31.34 | 2001-12-07 16:08 | Anjanece | 10 | 0 | N | N
ELECTRICAL MATERIALS CO. | PEAD2-6V | Y | ELECTRICAL MATERIALS CO. , PEAD2-6V |  |  | 31.5 | 2001-12-07 16:08 | Anjanece | 10 | 0 | N | N
ELECTRICAL MATERIALS CO. | PEAD2-6V | Y | ELECTRICAL MATERIALS CO. , PEAD2-6V |  |  | 31.51 | 2001-12-07 16:08 | Anjanece | 10 | 0 | N | N
ELECTRICAL MATERIALS CO. | PEAD2-6V | Y | ELECTRICAL MATERIALS CO. , PEAD2-6V |  |  | 32.29 | 2001-12-07 16:08 | Anjanece | 10 | 0 | N | N
ELECTRICAL MATERIALS CO. | PEAD2-6V | Y | ELECTRICAL MATERIALS CO. , PEAD2-6V |  |  | 34.6 | 2001-12-07 16:08 | Anjanece | 10 | 0 | N | N
ELECTRICAL MATERIALS CO. | PEAD2-6V | Y | ELECTRICAL MATERIALS CO. , PEAD2-6V |  |  | 36.41 | 2001-12-07 16:08 | Anjanece | 10 | 0 | N | N
ELECTRICAL MATERIALS CO. | PEAD2-6V | Y | ELECTRICAL MATERIALS CO. , PEAD2-6V |  |  | 36.84 | 2001-12-07 16:08 | Anjanece | 10 | 0 | N | N
ELECTRICAL MATERIALS CO. | PEAD2-6V | Y | ELECTRICAL MATERIALS CO. , PEAD2-6V |  |  | 37.08 | 2001-12-07 16:08 | Anjanece | 10 | 0 | N | N
ELECTRICAL MATERIALS CO. | PEAD2-6V | Y | ELECTRICAL MATERIALS CO. , PEAD2-6V |  |  | 37.74 | 2001-12-07 16:08 | Anjanece | 10 | 0 | N | N
ELECTRICAL MATERIALS CO. | PEAD2-6V | Y | ELECTRICAL MATERIALS CO. , PEAD2-6V |  |  | 37.85 | 2001-12-07 16:08 | Anjanece | 10 | 0 | N | N
ELECTRICAL MATERIALS CO. | PEAD2-6V | Y | ELECTRICAL MATERIALS CO. , PEAD2-6V |  |  | 38.1 | 2001-12-07 16:08 | Anjanece | 10 | 0 | N | N
ELECTRICAL MATERIALS CO. | PEAD2-6V | Y | ELECTRICAL MATERIALS CO. , PEAD2-6V |  |  | 38.63 | 2001-12-07 16:08 | Anjanece | 10 | 0 | N | N
ELECTRICAL MATERIALS CO. | PEAD2-6V | Y | ELECTRICAL MATERIALS CO. , PEAD2-6V |  |  | 38.9 | 2001-12-07 16:08 | Anjanece | 10 | 0 | N | N
ELECTRICAL MATERIALS CO. | PEAD2-6V | Y | ELECTRICAL MATERIALS CO. , PEAD2-6V |  |  | 39.13 | 2001-12-07 16:08 | Anjanece | 10 | 0 | N | N
ELECTRICAL MATERIALS CO. | PEAD2-6V | Y | ELECTRICAL MATERIALS CO. , PEAD2-6V |  |  | 39.25 | 2001-12-07 16:08 | Anjanece | 10 | 0 | N | N
ELECTRICAL MATERIALS CO. | PEAD2-6V | Y | ELECTRICAL MATERIALS CO. , PEAD2-6V |  |  | 39.64 | 2001-12-07 16:08 | Anjanece | 10 | 0 | N | N
ELECTRICAL MATERIALS CO. | PEAD2-6V | Y | ELECTRICAL MATERIALS CO. , PEAD2-6V |  |  | 41 | 2001-12-07 16:08 | Anjanece | 10 | 0 | N | N
ELECTRICAL MATERIALS CO. | PEAD2-6V | Y | ELECTRICAL MATERIALS CO. , PEAD2-6V |  |  | 41.75 | 2001-12-07 16:08 | Anjanece | 10 | 0 | N | N
ELECTRICAL MATERIALS CO. | PEAD2-6V | Y | ELECTRICAL MATERIALS CO. , PEAD2-6V |  |  | 43.15 | 2001-12-07 16:08 | Anjanece | 10 | 0 | N | N
ELECTRICAL MATERIALS CO. | PEAD2-6V | Y | ELECTRICAL MATERIALS CO. , PEAD2-6V |  |  | 43.23 | 2001-12-07 16:08 | Anjanece | 10 | 0 | N | N
ELECTRICAL MATERIALS CO. | PEAD2-6V | Y | ELECTRICAL MATERIALS CO. , PEAD2-6V |  |  | 43.96 | 2001-12-07 16:08 | Anjanece | 10 | 0 | N | N
ELECTRICAL MATERIALS CO. | PEAD2-6V | Y | ELECTRICAL MATERIALS CO. , PEAD2-6V |  |  | 45.39 | 2001-12-07 16:08 | Anjanece | 10 | 0 | N | N
ELECTRICAL MATERIALS CO. | PEAD2-6V | Y | ELECTRICAL MATERIALS CO. , PEAD2-6V |  |  | 45.82 | 2001-12-07 16:08 | Anjanece | 10 | 0 | N | N
ELECTRICAL MATERIALS CO. | PEAD2-6V | Y | ELECTRICAL MATERIALS CO. , PEAD2-6V |  |  | 46 | 2001-12-07 16:08 | Anjanece | 10 | 0 | N | N
ELECTRICAL MATERIALS CO. | PEAD2-6V | Y | ELECTRICAL MATERIALS CO. , PEAD2-6V |  |  | 46.06 | 2001-12-07 16:08 | Anjanece | 10 | 0 | N | N
ELECTRICAL MATERIALS CO. | PEAD2-6V | Y | ELECTRICAL MATERIALS CO. , PEAD2-6V |  |  | 46.37 | 2001-12-07 16:08 | Anjanece | 10 | 0 | N | N
ELECTRICAL MATERIALS CO. | PEAD2-6V | Y | ELECTRICAL MATERIALS CO. , PEAD2-6V |  |  | 46.51 | 2001-12-07 16:08 | Anjanece | 10 | 0 | N | N
ELECTRICAL MATERIALS CO. | PEAD2-6V | Y | ELECTRICAL MATERIALS CO. , PEAD2-6V |  |  | 62.02 | 2001-12-07 16:08 | Anjanece | 10 | 0 | N | N
ELECTRICAL MATERIALS CO. | PEAD6-6V | Y | ELECTRICAL MATERIALS CO. , PEAD6-6V | JEA OVERHEAD DISTRIBUTION | CSC Stores | 36.1 | 2001-12-07 16:12 | Anjanece | 1 | 0 | N | N
ELECTRICAL MATERIALS CO. | PEAD6-6V | Y | ELECTRICAL MATERIALS CO. , PEAD6-6V |  |  | 37.65 | 2001-12-07 16:12 | Anjanece | 1 | 0 | N | N
ELECTRICAL MATERIALS CO. | PEAD6-6V | Y | ELECTRICAL MATERIALS CO. , PEAD6-6V |  |  | 42.6 | 2001-12-07 16:12 | Anjanece | 1 | 0 | N | N
ELECTRICAL MATERIALS CO. | PEAD6-6V | Y | ELECTRICAL MATERIALS CO. , PEAD6-6V |  |  | 43.45 | 2001-12-07 16:12 | Anjanece | 1 | 0 | N | N
ELECTRICAL MATERIALS CO. | PEAD6-6V | Y | ELECTRICAL MATERIALS CO. , PEAD6-6V |  |  | 43.9 | 2001-12-07 16:12 | Anjanece | 1 | 0 | N | N
ELECTRICAL MATERIALS CO. | PEAD6-6V | Y | ELECTRICAL MATERIALS CO. , PEAD6-6V |  |  | 44.19 | 2001-12-07 16:12 | Anjanece | 1 | 0 | N | N
ELECTRICAL MATERIALS CO. | PEAD6-6V | Y | ELECTRICAL MATERIALS CO. , PEAD6-6V |  | Storm Stores | 0 | 2019-07-29 09:28 | Anjanece |  | 0 | N | N
ELECTRICAL MATERIALS CO. | PEAD6-6V | Y | ELECTRICAL MATERIALS CO. , PEAD6-6V |  |  | 35.32 | 2019-07-29 09:28 | Anjanece |  | 0 | N | N
ELECTRICAL MATERIALS CO. | PEAD6-6V | Y | ELECTRICAL MATERIALS CO. , PEAD6-6V |  |  | 39.76 | 2019-07-29 09:28 | Anjanece |  | 0 | N | N
ELECTRICAL MATERIALS CO. | PEAD6-8PV | Y | ELECTRICAL MATERIALS CO. , PEAD6-8PV | JEA OVERHEAD DISTRIBUTION | CSC Stores | 38.04 | 2001-12-07 16:12 | Anjanece | 1 | 0 | N | N
ELECTRICAL MATERIALS CO. | PEAD6-8PV | Y | ELECTRICAL MATERIALS CO. , PEAD6-8PV |  |  | 39.59 | 2001-12-07 16:12 | Anjanece | 1 | 0 | N | N
ELECTRICAL MATERIALS CO. | PEAD6-8PV | Y | ELECTRICAL MATERIALS CO. , PEAD6-8PV |  |  | 41.2 | 2001-12-07 16:12 | Anjanece | 1 | 0 | N | N
ELECTRICAL MATERIALS CO. | PEAD6-8PV | Y | ELECTRICAL MATERIALS CO. , PEAD6-8PV |  |  | 42.6 | 2001-12-07 16:12 | Anjanece | 1 | 0 | N | N
ELECTRICAL MATERIALS CO. | PEAD6-8PV | Y | ELECTRICAL MATERIALS CO. , PEAD6-8PV |  |  | 43.12 | 2001-12-07 16:12 | Anjanece | 1 | 0 | N | N
ELECTRICAL MATERIALS CO. | PEAD6-8PV | Y | ELECTRICAL MATERIALS CO. , PEAD6-8PV |  |  | 47.14 | 2001-12-07 16:12 | Anjanece | 1 | 0 | N | N
ELECTRICAL MATERIALS CO. | PEAD6-8PV | Y | ELECTRICAL MATERIALS CO. , PEAD6-8PV |  |  | 48.8 | 2001-12-07 16:12 | Anjanece | 1 | 0 | N | N
ELECTRICAL MATERIALS CO. | PEAD6-8PV | Y | ELECTRICAL MATERIALS CO. , PEAD6-8PV |  |  | 48.84 | 2001-12-07 16:12 | Anjanece | 1 | 0 | N | N
ELECTRICAL MATERIALS CO. | PEAD6-8PV | Y | ELECTRICAL MATERIALS CO. , PEAD6-8PV |  |  | 58.04 | 2001-12-07 16:12 | Anjanece | 1 | 0 | N | N
ELECTRICAL MATERIALS CO. | PEAD6-8PV | Y | ELECTRICAL MATERIALS CO. , PEAD6-8PV |  |  | 61.36 | 2001-12-07 16:12 | Anjanece | 1 | 0 | N | N
ELECTRICAL MATERIALS CO. | PEAD6-8PV | Y | ELECTRICAL MATERIALS CO. , PEAD6-8PV |  | Storm Stores | 0 | 2019-07-29 09:28 | Anjanece |  | 0 | N | N
ELECTRICAL MATERIALS CO. | PEAD6-8PV | Y | ELECTRICAL MATERIALS CO. , PEAD6-8PV |  |  | 38.63 | 2019-07-29 09:28 | Anjanece |  | 0 | N | N
ELECTRICAL MATERIALS CO. | PEAD6-8PV | Y | ELECTRICAL MATERIALS CO. , PEAD6-8PV |  |  | 43.74 | 2019-07-29 09:28 | Anjanece |  | 0 | N | N
CONNECTOR MANUFACTURING CO. | CMC-AD158 | Y | CONNECTOR MANUFACTURING CO. , CMC-AD158 | JEA OVERHEAD DISTRIBUTION | CSC Stores | 2.63 | 2002-05-02 07:10 | Anjanece | 24 | 0 | N | N
CONNECTOR MANUFACTURING CO. | CMC-AD158 | Y | CONNECTOR MANUFACTURING CO. , CMC-AD158 |  |  | 2.64 | 2002-05-02 07:10 | Anjanece | 24 | 0 | N | N
CONNECTOR MANUFACTURING CO. | CMC-AD158 | Y | CONNECTOR MANUFACTURING CO. , CMC-AD158 |  |  | 2.67 | 2002-05-02 07:10 | Anjanece | 24 | 0 | N | N
CONNECTOR MANUFACTURING CO. | CMC-AD158 | Y | CONNECTOR MANUFACTURING CO. , CMC-AD158 |  |  | 2.68 | 2002-05-02 07:10 | Anjanece | 24 | 0 | N | N
CONNECTOR MANUFACTURING CO. | CMC-AD158 | Y | CONNECTOR MANUFACTURING CO. , CMC-AD158 |  |  | 2.69 | 2002-05-02 07:10 | Anjanece | 24 | 0 | N | N
CONNECTOR MANUFACTURING CO. | CMC-AD158 | Y | CONNECTOR MANUFACTURING CO. , CMC-AD158 |  |  | 2.78 | 2002-05-02 07:10 | Anjanece | 24 | 0 | N | N
CONNECTOR MANUFACTURING CO. | CMC-AD158 | Y | CONNECTOR MANUFACTURING CO. , CMC-AD158 |  |  | 2.97 | 2002-05-02 07:10 | Anjanece | 24 | 0 | N | N
CONNECTOR MANUFACTURING CO. | CMC-AD158 | Y | CONNECTOR MANUFACTURING CO. , CMC-AD158 |  |  | 3.03 | 2002-05-02 07:10 | Anjanece | 24 | 0 | N | N
CONNECTOR MANUFACTURING CO. | CMC-AD158 | Y | CONNECTOR MANUFACTURING CO. , CMC-AD158 |  |  | 3.07 | 2002-05-02 07:10 | Anjanece | 24 | 0 | N | N
CONNECTOR MANUFACTURING CO. | CMC-AD158 | Y | CONNECTOR MANUFACTURING CO. , CMC-AD158 |  |  | 3.08 | 2002-05-02 07:10 | Anjanece | 24 | 0 | N | N
CONNECTOR MANUFACTURING CO. | CMC-AD158 | Y | CONNECTOR MANUFACTURING CO. , CMC-AD158 |  |  | 3.2 | 2002-05-02 07:10 | Anjanece | 24 | 0 | N | N
CONNECTOR MANUFACTURING CO. | CMC-AD158 | Y | CONNECTOR MANUFACTURING CO. , CMC-AD158 |  |  | 3.24 | 2002-05-02 07:10 | Anjanece | 24 | 0 | N | N
CONNECTOR MANUFACTURING CO. | CMC-AD158 | Y | CONNECTOR MANUFACTURING CO. , CMC-AD158 |  |  | 3.52 | 2002-05-02 07:10 | Anjanece | 24 | 0 | N | N
CONNECTOR MANUFACTURING CO. | CMC-AD158 | Y | CONNECTOR MANUFACTURING CO. , CMC-AD158 |  |  | 3.61 | 2002-05-02 07:10 | Anjanece | 24 | 0 | N | N
CONNECTOR MANUFACTURING CO. | CMC-AD158 | Y | CONNECTOR MANUFACTURING CO. , CMC-AD158 |  |  | 3.64 | 2002-05-02 07:10 | Anjanece | 24 | 0 | N | N
CONNECTOR MANUFACTURING CO. | CMC-AD158 | Y | CONNECTOR MANUFACTURING CO. , CMC-AD158 |  |  | 3.66 | 2002-05-02 07:10 | Anjanece | 24 | 0 | N | N
CONNECTOR MANUFACTURING CO. | CMC-AD158 | Y | CONNECTOR MANUFACTURING CO. , CMC-AD158 |  |  | 3.67 | 2002-05-02 07:10 | Anjanece | 24 | 0 | N | N
CONNECTOR MANUFACTURING CO. | CMC-AD158 | Y | CONNECTOR MANUFACTURING CO. , CMC-AD158 |  |  | 3.68 | 2002-05-02 07:10 | Anjanece | 24 | 0 | N | N
CONNECTOR MANUFACTURING CO. | CMC-AD158 | Y | CONNECTOR MANUFACTURING CO. , CMC-AD158 |  |  | 3.75 | 2002-05-02 07:10 | Anjanece | 24 | 0 | N | N
CONNECTOR MANUFACTURING CO. | CMC-AD158 | Y | CONNECTOR MANUFACTURING CO. , CMC-AD158 |  |  | 3.76 | 2002-05-02 07:10 | Anjanece | 24 | 0 | N | N
CONNECTOR MANUFACTURING CO. | CMC-AD158 | Y | CONNECTOR MANUFACTURING CO. , CMC-AD158 |  |  | 3.79 | 2002-05-02 07:10 | Anjanece | 24 | 0 | N | N
CONNECTOR MANUFACTURING CO. | CMC-AD158 | Y | CONNECTOR MANUFACTURING CO. , CMC-AD158 |  |  | 3.83 | 2002-05-02 07:10 | Anjanece | 24 | 0 | N | N
CONNECTOR MANUFACTURING CO. | CMC-AD158 | Y | CONNECTOR MANUFACTURING CO. , CMC-AD158 |  |  | 3.89 | 2002-05-02 07:10 | Anjanece | 24 | 0 | N | N
CONNECTOR MANUFACTURING CO. | CMC-AD158 | Y | CONNECTOR MANUFACTURING CO. , CMC-AD158 |  |  | 3.9 | 2002-05-02 07:10 | Anjanece | 24 | 0 | N | N
CONNECTOR MANUFACTURING CO. | CMC-AD158 | Y | CONNECTOR MANUFACTURING CO. , CMC-AD158 |  |  | 4.08 | 2002-05-02 07:10 | Anjanece | 24 | 0 | N | N
CONNECTOR MANUFACTURING CO. | CMC-AD158 | Y | CONNECTOR MANUFACTURING CO. , CMC-AD158 |  |  | 4.23 | 2002-05-02 07:10 | Anjanece | 24 | 0 | N | N
ELECTRICAL SPECIALTY PRODUCTS | RA158 | Y | ELECTRICAL SPECIALTY PRODUCTS , RA158 | JEA OVERHEAD DISTRIBUTION | CSC Stores | 2.63 | 2002-05-02 07:10 | Anjanece | 24 | 0 | N | N
ELECTRICAL SPECIALTY PRODUCTS | RA158 | Y | ELECTRICAL SPECIALTY PRODUCTS , RA158 |  |  | 2.64 | 2002-05-02 07:10 | Anjanece | 24 | 0 | N | N
ELECTRICAL SPECIALTY PRODUCTS | RA158 | Y | ELECTRICAL SPECIALTY PRODUCTS , RA158 |  |  | 2.67 | 2002-05-02 07:10 | Anjanece | 24 | 0 | N | N
ELECTRICAL SPECIALTY PRODUCTS | RA158 | Y | ELECTRICAL SPECIALTY PRODUCTS , RA158 |  |  | 2.68 | 2002-05-02 07:10 | Anjanece | 24 | 0 | N | N
ELECTRICAL SPECIALTY PRODUCTS | RA158 | Y | ELECTRICAL SPECIALTY PRODUCTS , RA158 |  |  | 2.69 | 2002-05-02 07:10 | Anjanece | 24 | 0 | N | N
ELECTRICAL SPECIALTY PRODUCTS | RA158 | Y | ELECTRICAL SPECIALTY PRODUCTS , RA158 |  |  | 2.78 | 2002-05-02 07:10 | Anjanece | 24 | 0 | N | N
ELECTRICAL SPECIALTY PRODUCTS | RA158 | Y | ELECTRICAL SPECIALTY PRODUCTS , RA158 |  |  | 2.97 | 2002-05-02 07:10 | Anjanece | 24 | 0 | N | N
ELECTRICAL SPECIALTY PRODUCTS | RA158 | Y | ELECTRICAL SPECIALTY PRODUCTS , RA158 |  |  | 3.03 | 2002-05-02 07:10 | Anjanece | 24 | 0 | N | N
ELECTRICAL SPECIALTY PRODUCTS | RA158 | Y | ELECTRICAL SPECIALTY PRODUCTS , RA158 |  |  | 3.07 | 2002-05-02 07:10 | Anjanece | 24 | 0 | N | N
ELECTRICAL SPECIALTY PRODUCTS | RA158 | Y | ELECTRICAL SPECIALTY PRODUCTS , RA158 |  |  | 3.08 | 2002-05-02 07:10 | Anjanece | 24 | 0 | N | N
ELECTRICAL SPECIALTY PRODUCTS | RA158 | Y | ELECTRICAL SPECIALTY PRODUCTS , RA158 |  |  | 3.2 | 2002-05-02 07:10 | Anjanece | 24 | 0 | N | N
ELECTRICAL SPECIALTY PRODUCTS | RA158 | Y | ELECTRICAL SPECIALTY PRODUCTS , RA158 |  |  | 3.24 | 2002-05-02 07:10 | Anjanece | 24 | 0 | N | N
ELECTRICAL SPECIALTY PRODUCTS | RA158 | Y | ELECTRICAL SPECIALTY PRODUCTS , RA158 |  |  | 3.52 | 2002-05-02 07:10 | Anjanece | 24 | 0 | N | N
ELECTRICAL SPECIALTY PRODUCTS | RA158 | Y | ELECTRICAL SPECIALTY PRODUCTS , RA158 |  |  | 3.61 | 2002-05-02 07:10 | Anjanece | 24 | 0 | N | N
ELECTRICAL SPECIALTY PRODUCTS | RA158 | Y | ELECTRICAL SPECIALTY PRODUCTS , RA158 |  |  | 3.64 | 2002-05-02 07:10 | Anjanece | 24 | 0 | N | N
ELECTRICAL SPECIALTY PRODUCTS | RA158 | Y | ELECTRICAL SPECIALTY PRODUCTS , RA158 |  |  | 3.66 | 2002-05-02 07:10 | Anjanece | 24 | 0 | N | N
ELECTRICAL SPECIALTY PRODUCTS | RA158 | Y | ELECTRICAL SPECIALTY PRODUCTS , RA158 |  |  | 3.67 | 2002-05-02 07:10 | Anjanece | 24 | 0 | N | N
ELECTRICAL SPECIALTY PRODUCTS | RA158 | Y | ELECTRICAL SPECIALTY PRODUCTS , RA158 |  |  | 3.68 | 2002-05-02 07:10 | Anjanece | 24 | 0 | N | N
ELECTRICAL SPECIALTY PRODUCTS | RA158 | Y | ELECTRICAL SPECIALTY PRODUCTS , RA158 |  |  | 3.75 | 2002-05-02 07:10 | Anjanece | 24 | 0 | N | N
ELECTRICAL SPECIALTY PRODUCTS | RA158 | Y | ELECTRICAL SPECIALTY PRODUCTS , RA158 |  |  | 3.76 | 2002-05-02 07:10 | Anjanece | 24 | 0 | N | N
ELECTRICAL SPECIALTY PRODUCTS | RA158 | Y | ELECTRICAL SPECIALTY PRODUCTS , RA158 |  |  | 3.79 | 2002-05-02 07:10 | Anjanece | 24 | 0 | N | N
ELECTRICAL SPECIALTY PRODUCTS | RA158 | Y | ELECTRICAL SPECIALTY PRODUCTS , RA158 |  |  | 3.83 | 2002-05-02 07:10 | Anjanece | 24 | 0 | N | N
ELECTRICAL SPECIALTY PRODUCTS | RA158 | Y | ELECTRICAL SPECIALTY PRODUCTS , RA158 |  |  | 3.89 | 2002-05-02 07:10 | Anjanece | 24 | 0 | N | N
ELECTRICAL SPECIALTY PRODUCTS | RA158 | Y | ELECTRICAL SPECIALTY PRODUCTS , RA158 |  |  | 3.9 | 2002-05-02 07:10 | Anjanece | 24 | 0 | N | N
ELECTRICAL SPECIALTY PRODUCTS | RA158 | Y | ELECTRICAL SPECIALTY PRODUCTS , RA158 |  |  | 4.08 | 2002-05-02 07:10 | Anjanece | 24 | 0 | N | N
ELECTRICAL SPECIALTY PRODUCTS | RA158 | Y | ELECTRICAL SPECIALTY PRODUCTS , RA158 |  |  | 4.23 | 2002-05-02 07:10 | Anjanece | 24 | 0 | N | N
PLP | RA158 | Y | PLP , RA158 | JEA OVERHEAD DISTRIBUTION | CSC Stores | 2.63 | 2002-05-02 07:10 | Anjanece | 24 | 0 | N | N
PLP | RA158 | Y | PLP , RA158 |  |  | 2.64 | 2002-05-02 07:10 | Anjanece | 24 | 0 | N | N
PLP | RA158 | Y | PLP , RA158 |  |  | 2.67 | 2002-05-02 07:10 | Anjanece | 24 | 0 | N | N
PLP | RA158 | Y | PLP , RA158 |  |  | 2.68 | 2002-05-02 07:10 | Anjanece | 24 | 0 | N | N
PLP | RA158 | Y | PLP , RA158 |  |  | 2.69 | 2002-05-02 07:10 | Anjanece | 24 | 0 | N | N
PLP | RA158 | Y | PLP , RA158 |  |  | 2.78 | 2002-05-02 07:10 | Anjanece | 24 | 0 | N | N
PLP | RA158 | Y | PLP , RA158 |  |  | 2.97 | 2002-05-02 07:10 | Anjanece | 24 | 0 | N | N
PLP | RA158 | Y | PLP , RA158 |  |  | 3.03 | 2002-05-02 07:10 | Anjanece | 24 | 0 | N | N
PLP | RA158 | Y | PLP , RA158 |  |  | 3.07 | 2002-05-02 07:10 | Anjanece | 24 | 0 | N | N
PLP | RA158 | Y | PLP , RA158 |  |  | 3.08 | 2002-05-02 07:10 | Anjanece | 24 | 0 | N | N
PLP | RA158 | Y | PLP , RA158 |  |  | 3.2 | 2002-05-02 07:10 | Anjanece | 24 | 0 | N | N
PLP | RA158 | Y | PLP , RA158 |  |  | 3.24 | 2002-05-02 07:10 | Anjanece | 24 | 0 | N | N
PLP | RA158 | Y | PLP , RA158 |  |  | 3.52 | 2002-05-02 07:10 | Anjanece | 24 | 0 | N | N
PLP | RA158 | Y | PLP , RA158 |  |  | 3.61 | 2002-05-02 07:10 | Anjanece | 24 | 0 | N | N
PLP | RA158 | Y | PLP , RA158 |  |  | 3.64 | 2002-05-02 07:10 | Anjanece | 24 | 0 | N | N
PLP | RA158 | Y | PLP , RA158 |  |  | 3.66 | 2002-05-02 07:10 | Anjanece | 24 | 0 | N | N
PLP | RA158 | Y | PLP , RA158 |  |  | 3.67 | 2002-05-02 07:10 | Anjanece | 24 | 0 | N | N
PLP | RA158 | Y | PLP , RA158 |  |  | 3.68 | 2002-05-02 07:10 | Anjanece | 24 | 0 | N | N
PLP | RA158 | Y | PLP , RA158 |  |  | 3.75 | 2002-05-02 07:10 | Anjanece | 24 | 0 | N | N
PLP | RA158 | Y | PLP , RA158 |  |  | 3.76 | 2002-05-02 07:10 | Anjanece | 24 | 0 | N | N
PLP | RA158 | Y | PLP , RA158 |  |  | 3.79 | 2002-05-02 07:10 | Anjanece | 24 | 0 | N | N
PLP | RA158 | Y | PLP , RA158 |  |  | 3.83 | 2002-05-02 07:10 | Anjanece | 24 | 0 | N | N
PLP | RA158 | Y | PLP , RA158 |  |  | 3.89 | 2002-05-02 07:10 | Anjanece | 24 | 0 | N | N
PLP | RA158 | Y | PLP , RA158 |  |  | 3.9 | 2002-05-02 07:10 | Anjanece | 24 | 0 | N | N
PLP | RA158 | Y | PLP , RA158 |  |  | 4.08 | 2002-05-02 07:10 | Anjanece | 24 | 0 | N | N
PLP | RA158 | Y | PLP , RA158 |  |  | 4.23 | 2002-05-02 07:10 | Anjanece | 24 | 0 | N | N
POLARIS | PTA1000 | Y | POLARIS , PTA1000 | JEA OVERHEAD DISTRIBUTION | CSC Stores | 2.63 | 2002-05-02 07:10 | Anjanece | 24 | 0 | N | N
POLARIS | PTA1000 | Y | POLARIS , PTA1000 |  |  | 2.64 | 2002-05-02 07:10 | Anjanece | 24 | 0 | N | N
POLARIS | PTA1000 | Y | POLARIS , PTA1000 |  |  | 2.67 | 2002-05-02 07:10 | Anjanece | 24 | 0 | N | N
POLARIS | PTA1000 | Y | POLARIS , PTA1000 |  |  | 2.68 | 2002-05-02 07:10 | Anjanece | 24 | 0 | N | N
POLARIS | PTA1000 | Y | POLARIS , PTA1000 |  |  | 2.69 | 2002-05-02 07:10 | Anjanece | 24 | 0 | N | N
POLARIS | PTA1000 | Y | POLARIS , PTA1000 |  |  | 2.78 | 2002-05-02 07:10 | Anjanece | 24 | 0 | N | N
POLARIS | PTA1000 | Y | POLARIS , PTA1000 |  |  | 2.97 | 2002-05-02 07:10 | Anjanece | 24 | 0 | N | N
POLARIS | PTA1000 | Y | POLARIS , PTA1000 |  |  | 3.03 | 2002-05-02 07:10 | Anjanece | 24 | 0 | N | N
POLARIS | PTA1000 | Y | POLARIS , PTA1000 |  |  | 3.07 | 2002-05-02 07:10 | Anjanece | 24 | 0 | N | N
POLARIS | PTA1000 | Y | POLARIS , PTA1000 |  |  | 3.08 | 2002-05-02 07:10 | Anjanece | 24 | 0 | N | N
POLARIS | PTA1000 | Y | POLARIS , PTA1000 |  |  | 3.2 | 2002-05-02 07:10 | Anjanece | 24 | 0 | N | N
POLARIS | PTA1000 | Y | POLARIS , PTA1000 |  |  | 3.24 | 2002-05-02 07:10 | Anjanece | 24 | 0 | N | N
POLARIS | PTA1000 | Y | POLARIS , PTA1000 |  |  | 3.52 | 2002-05-02 07:10 | Anjanece | 24 | 0 | N | N
POLARIS | PTA1000 | Y | POLARIS , PTA1000 |  |  | 3.61 | 2002-05-02 07:10 | Anjanece | 24 | 0 | N | N
POLARIS | PTA1000 | Y | POLARIS , PTA1000 |  |  | 3.64 | 2002-05-02 07:10 | Anjanece | 24 | 0 | N | N
POLARIS | PTA1000 | Y | POLARIS , PTA1000 |  |  | 3.66 | 2002-05-02 07:10 | Anjanece | 24 | 0 | N | N
POLARIS | PTA1000 | Y | POLARIS , PTA1000 |  |  | 3.67 | 2002-05-02 07:10 | Anjanece | 24 | 0 | N | N
POLARIS | PTA1000 | Y | POLARIS , PTA1000 |  |  | 3.68 | 2002-05-02 07:10 | Anjanece | 24 | 0 | N | N
POLARIS | PTA1000 | Y | POLARIS , PTA1000 |  |  | 3.75 | 2002-05-02 07:10 | Anjanece | 24 | 0 | N | N
POLARIS | PTA1000 | Y | POLARIS , PTA1000 |  |  | 3.76 | 2002-05-02 07:10 | Anjanece | 24 | 0 | N | N
POLARIS | PTA1000 | Y | POLARIS , PTA1000 |  |  | 3.79 | 2002-05-02 07:10 | Anjanece | 24 | 0 | N | N
POLARIS | PTA1000 | Y | POLARIS , PTA1000 |  |  | 3.83 | 2002-05-02 07:10 | Anjanece | 24 | 0 | N | N
POLARIS | PTA1000 | Y | POLARIS , PTA1000 |  |  | 3.89 | 2002-05-02 07:10 | Anjanece | 24 | 0 | N | N
POLARIS | PTA1000 | Y | POLARIS , PTA1000 |  |  | 3.9 | 2002-05-02 07:10 | Anjanece | 24 | 0 | N | N
POLARIS | PTA1000 | Y | POLARIS , PTA1000 |  |  | 4.08 | 2002-05-02 07:10 | Anjanece | 24 | 0 | N | N
POLARIS | PTA1000 | Y | POLARIS , PTA1000 |  |  | 4.23 | 2002-05-02 07:10 | Anjanece | 24 | 0 | N | N
UTILCO | A6600 | Y | UTILCO , A6600 | JEA OVERHEAD DISTRIBUTION | CSC Stores | 2.63 | 2002-05-02 07:10 | Anjanece | 24 | 0 | N | N
UTILCO | A6600 | Y | UTILCO , A6600 |  |  | 2.64 | 2002-05-02 07:10 | Anjanece | 24 | 0 | N | N
UTILCO | A6600 | Y | UTILCO , A6600 |  |  | 2.67 | 2002-05-02 07:10 | Anjanece | 24 | 0 | N | N
UTILCO | A6600 | Y | UTILCO , A6600 |  |  | 2.68 | 2002-05-02 07:10 | Anjanece | 24 | 0 | N | N
UTILCO | A6600 | Y | UTILCO , A6600 |  |  | 2.69 | 2002-05-02 07:10 | Anjanece | 24 | 0 | N | N
UTILCO | A6600 | Y | UTILCO , A6600 |  |  | 2.78 | 2002-05-02 07:10 | Anjanece | 24 | 0 | N | N
UTILCO | A6600 | Y | UTILCO , A6600 |  |  | 2.97 | 2002-05-02 07:10 | Anjanece | 24 | 0 | N | N
UTILCO | A6600 | Y | UTILCO , A6600 |  |  | 3.03 | 2002-05-02 07:10 | Anjanece | 24 | 0 | N | N
UTILCO | A6600 | Y | UTILCO , A6600 |  |  | 3.07 | 2002-05-02 07:10 | Anjanece | 24 | 0 | N | N
UTILCO | A6600 | Y | UTILCO , A6600 |  |  | 3.08 | 2002-05-02 07:10 | Anjanece | 24 | 0 | N | N
UTILCO | A6600 | Y | UTILCO , A6600 |  |  | 3.2 | 2002-05-02 07:10 | Anjanece | 24 | 0 | N | N
UTILCO | A6600 | Y | UTILCO , A6600 |  |  | 3.24 | 2002-05-02 07:10 | Anjanece | 24 | 0 | N | N
UTILCO | A6600 | Y | UTILCO , A6600 |  |  | 3.52 | 2002-05-02 07:10 | Anjanece | 24 | 0 | N | N
UTILCO | A6600 | Y | UTILCO , A6600 |  |  | 3.61 | 2002-05-02 07:10 | Anjanece | 24 | 0 | N | N
UTILCO | A6600 | Y | UTILCO , A6600 |  |  | 3.64 | 2002-05-02 07:10 | Anjanece | 24 | 0 | N | N
UTILCO | A6600 | Y | UTILCO , A6600 |  |  | 3.66 | 2002-05-02 07:10 | Anjanece | 24 | 0 | N | N
UTILCO | A6600 | Y | UTILCO , A6600 |  |  | 3.67 | 2002-05-02 07:10 | Anjanece | 24 | 0 | N | N
UTILCO | A6600 | Y | UTILCO , A6600 |  |  | 3.68 | 2002-05-02 07:10 | Anjanece | 24 | 0 | N | N
UTILCO | A6600 | Y | UTILCO , A6600 |  |  | 3.75 | 2002-05-02 07:10 | Anjanece | 24 | 0 | N | N
UTILCO | A6600 | Y | UTILCO , A6600 |  |  | 3.76 | 2002-05-02 07:10 | Anjanece | 24 | 0 | N | N
UTILCO | A6600 | Y | UTILCO , A6600 |  |  | 3.79 | 2002-05-02 07:10 | Anjanece | 24 | 0 | N | N
UTILCO | A6600 | Y | UTILCO , A6600 |  |  | 3.83 | 2002-05-02 07:10 | Anjanece | 24 | 0 | N | N
UTILCO | A6600 | Y | UTILCO , A6600 |  |  | 3.89 | 2002-05-02 07:10 | Anjanece | 24 | 0 | N | N
UTILCO | A6600 | Y | UTILCO , A6600 |  |  | 3.9 | 2002-05-02 07:10 | Anjanece | 24 | 0 | N | N
UTILCO | A6600 | Y | UTILCO , A6600 |  |  | 4.08 | 2002-05-02 07:10 | Anjanece | 24 | 0 | N | N
UTILCO | A6600 | Y | UTILCO , A6600 |  |  | 4.23 | 2002-05-02 07:10 | Anjanece | 24 | 0 | N | N
CONTINENTAL ELECTRIC | PITA-250 | Y | CONTINENTAL ELECTRIC , PITA-250 | JEA OVERHEAD DISTRIBUTION | CSC Stores | 42.98 | 2001-12-07 16:13 | Anjanece | 25 | 0 | N | N
CONTINENTAL ELECTRIC | PITA-250 | Y | CONTINENTAL ELECTRIC , PITA-250 |  |  | 45.32 | 2001-12-07 16:13 | Anjanece | 25 | 0 | N | N
CONTINENTAL ELECTRIC | PITA-250 | Y | CONTINENTAL ELECTRIC , PITA-250 |  |  | 46.4 | 2001-12-07 16:13 | Anjanece | 25 | 0 | N | N
CONTINENTAL ELECTRIC | PITA-250 | Y | CONTINENTAL ELECTRIC , PITA-250 |  |  | 80.13 | 2001-12-07 16:13 | Anjanece | 25 | 0 | N | N
OHIO BRASS | 271630-3001 | Y | OHIO BRASS , 271630-3001 | JEA OVERHEAD DISTRIBUTION | CSC Stores | 42.98 | 2001-12-07 16:13 | Anjanece | 25 | 0 | N | N
OHIO BRASS | 271630-3001 | Y | OHIO BRASS , 271630-3001 |  |  | 45.32 | 2001-12-07 16:13 | Anjanece | 25 | 0 | N | N
OHIO BRASS | 271630-3001 | Y | OHIO BRASS , 271630-3001 |  |  | 46.4 | 2001-12-07 16:13 | Anjanece | 25 | 0 | N | N
OHIO BRASS | 271630-3001 | Y | OHIO BRASS , 271630-3001 |  |  | 80.13 | 2001-12-07 16:13 | Anjanece | 25 | 0 | N | N
BETHEA POWER PRODUCTS | C-7689-1 | Y | BETHEA POWER PRODUCTS , C-7689-1 | JEA OVERHEAD DISTRIBUTION | CSC Stores | 99.02 | 2007-03-29 09:29 | Anjanece | 1 | 0 | N | N
BETHEA POWER PRODUCTS | C-7689-1 | Y | BETHEA POWER PRODUCTS , C-7689-1 |  |  | 99.67 | 2007-03-29 09:29 | Anjanece | 1 | 0 | N | N
BETHEA POWER PRODUCTS | C-7689-1 | Y | BETHEA POWER PRODUCTS , C-7689-1 |  |  | 101.65 | 2007-03-29 09:29 | Anjanece | 1 | 0 | N | N
BETHEA POWER PRODUCTS | C-7689-1 | Y | BETHEA POWER PRODUCTS , C-7689-1 |  |  | 102.55 | 2007-03-29 09:29 | Anjanece | 1 | 0 | N | N
BETHEA POWER PRODUCTS | C-7689-1 | Y | BETHEA POWER PRODUCTS , C-7689-1 |  |  | 103.06 | 2007-03-29 09:29 | Anjanece | 1 | 0 | N | N
BETHEA POWER PRODUCTS | C-7689-1 | Y | BETHEA POWER PRODUCTS , C-7689-1 |  |  | 103.28 | 2007-03-29 09:29 | Anjanece | 1 | 0 | N | N
BETHEA POWER PRODUCTS | C-7689-1 | Y | BETHEA POWER PRODUCTS , C-7689-1 |  |  | 103.71 | 2007-03-29 09:29 | Anjanece | 1 | 0 | N | N
BETHEA POWER PRODUCTS | C-7689-1 | Y | BETHEA POWER PRODUCTS , C-7689-1 |  |  | 103.8 | 2007-03-29 09:29 | Anjanece | 1 | 0 | N | N
BETHEA POWER PRODUCTS | C-7689-1 | Y | BETHEA POWER PRODUCTS , C-7689-1 |  |  | 103.81 | 2007-03-29 09:29 | Anjanece | 1 | 0 | N | N
BETHEA POWER PRODUCTS | C-7689-1 | Y | BETHEA POWER PRODUCTS , C-7689-1 |  |  | 104.02 | 2007-03-29 09:29 | Anjanece | 1 | 0 | N | N
BETHEA POWER PRODUCTS | C-7689-1 | Y | BETHEA POWER PRODUCTS , C-7689-1 |  |  | 105.25 | 2007-03-29 09:29 | Anjanece | 1 | 0 | N | N
BETHEA POWER PRODUCTS | C-7689-1 | Y | BETHEA POWER PRODUCTS , C-7689-1 |  |  | 105.55 | 2007-03-29 09:29 | Anjanece | 1 | 0 | N | N
BETHEA POWER PRODUCTS | C-7689-1 | Y | BETHEA POWER PRODUCTS , C-7689-1 |  |  | 106.87 | 2007-03-29 09:29 | Anjanece | 1 | 0 | N | N
BETHEA POWER PRODUCTS | C-7689-1 | Y | BETHEA POWER PRODUCTS , C-7689-1 |  |  | 114.05 | 2007-03-29 09:29 | Anjanece | 1 | 0 | N | N
RELIABLE POWER PRODUCTS | AD-P | Y | RELIABLE POWER PRODUCTS , AD-P | JEA OVERHEAD DISTRIBUTION | CSC Stores | 6.67 | 2001-12-07 16:15 | Anjanece | 100 | 0 | N | N
RELIABLE POWER PRODUCTS | AD-P | Y | RELIABLE POWER PRODUCTS , AD-P |  |  | 6.84 | 2001-12-07 16:15 | Anjanece | 100 | 0 | N | N
RELIABLE POWER PRODUCTS | AD-P | Y | RELIABLE POWER PRODUCTS , AD-P |  |  | 7.12 | 2001-12-07 16:15 | Anjanece | 100 | 0 | N | N
RELIABLE POWER PRODUCTS | AD-P | Y | RELIABLE POWER PRODUCTS , AD-P |  |  | 7.16 | 2001-12-07 16:15 | Anjanece | 100 | 0 | N | N
RELIABLE POWER PRODUCTS | AD-P | Y | RELIABLE POWER PRODUCTS , AD-P |  |  | 7.38 | 2001-12-07 16:15 | Anjanece | 100 | 0 | N | N
RELIABLE POWER PRODUCTS | AD-P | Y | RELIABLE POWER PRODUCTS , AD-P |  |  | 7.42 | 2001-12-07 16:15 | Anjanece | 100 | 0 | N | N
RELIABLE POWER PRODUCTS | AD-P | Y | RELIABLE POWER PRODUCTS , AD-P |  |  | 7.51 | 2001-12-07 16:15 | Anjanece | 100 | 0 | N | N
RELIABLE POWER PRODUCTS | AD-P | Y | RELIABLE POWER PRODUCTS , AD-P |  |  | 7.56 | 2001-12-07 16:15 | Anjanece | 100 | 0 | N | N
RELIABLE POWER PRODUCTS | AD-P | Y | RELIABLE POWER PRODUCTS , AD-P |  |  | 7.62 | 2001-12-07 16:15 | Anjanece | 100 | 0 | N | N
RELIABLE POWER PRODUCTS | AD-P | Y | RELIABLE POWER PRODUCTS , AD-P |  |  | 7.64 | 2001-12-07 16:15 | Anjanece | 100 | 0 | N | N
RELIABLE POWER PRODUCTS | AD-P | Y | RELIABLE POWER PRODUCTS , AD-P |  |  | 7.7 | 2001-12-07 16:15 | Anjanece | 100 | 0 | N | N
HUBBELL POWER SYSTEMS, INC. | T110-0629 | Y | HUBBELL POWER SYSTEMS, INC. , T110-0629 | JEA TRANSMISSION | CSC Stores | 97.39 | 2018-10-15 08:11 | Anjanece | 1 | 0 | N | N
HUBBELL POWER SYSTEMS, INC. | T110-0629 | Y | HUBBELL POWER SYSTEMS, INC. , T110-0629 |  |  | 110 | 2018-10-15 08:11 | Anjanece | 1 | 0 | N | N
LINDSAY/SOUTHERN PRE-CAST | OBD | Y | LINDSAY/SOUTHERN PRE-CAST , OBD | JEA STREET LIGHTING | CSC Stores | 1180 | 2023-03-02 08:39 | Anjanece | 1 | 0 | N | N
LINDSAY/SOUTHERN PRE-CAST | OBD | Y | LINDSAY/SOUTHERN PRE-CAST , OBD |  |  | 1599.5 | 2023-03-02 08:39 | Anjanece | 1 | 0 | N | N
ALLIED | 3560 | Y | ALLIED , 3560 | JEA TRANSMISSION | CSC Stores | 30.84 | 2001-12-07 16:18 | Anjanece | 1 | 0 | N | N
ALLIED | 3560 | Y | ALLIED , 3560 |  |  | 32.35 | 2001-12-07 16:18 | Anjanece | 1 | 0 | N | N
ALLIED | 3560 | Y | ALLIED , 3560 |  |  | 32.42 | 2001-12-07 16:18 | Anjanece | 1 | 0 | N | N
ALLIED | 3560 | Y | ALLIED , 3560 |  |  | 32.54 | 2001-12-07 16:18 | Anjanece | 1 | 0 | N | N
ALLIED | 3560 | Y | ALLIED , 3560 |  |  | 34.86 | 2001-12-07 16:18 | Anjanece | 1 | 0 | N | N
ALLIED | 3560 | Y | ALLIED , 3560 |  |  | 34.96 | 2001-12-07 16:18 | Anjanece | 1 | 0 | N | N
ALLIED | 3560 | Y | ALLIED , 3560 |  |  | 36.18 | 2001-12-07 16:18 | Anjanece | 1 | 0 | N | N
ALLIED | 3560 | Y | ALLIED , 3560 |  |  | 36.48 | 2001-12-07 16:18 | Anjanece | 1 | 0 | N | N
ALLIED | 3560 | Y | ALLIED , 3560 |  |  | 41.14 | 2001-12-07 16:18 | Anjanece | 1 | 0 | N | N
ALLIED | 3560 | Y | ALLIED , 3560 |  |  | 42.56 | 2001-12-07 16:18 | Anjanece | 1 | 0 | N | N
ALLIED | 3560 | Y | ALLIED , 3560 |  |  | 45.57 | 2001-12-07 16:18 | Anjanece | 1 | 0 | N | N
ALLIED | 3560 | Y | ALLIED , 3560 |  |  | 46.8 | 2001-12-07 16:18 | Anjanece | 1 | 0 | N | N
ALLIED | 3560 | Y | ALLIED , 3560 |  |  | 47.12 | 2001-12-07 16:18 | Anjanece | 1 | 0 | N | N
ALLIED | 3560 | Y | ALLIED , 3560 |  |  | 47.66 | 2001-12-07 16:18 | Anjanece | 1 | 0 | N | N
ALLIED | 3560 | Y | ALLIED , 3560 |  |  | 48.66 | 2001-12-07 16:18 | Anjanece | 1 | 0 | N | N
ALLIED | 3560 | Y | ALLIED , 3560 |  |  | 49.1 | 2001-12-07 16:18 | Anjanece | 1 | 0 | N | N
ALLIED | 3560 | Y | ALLIED , 3560 |  |  | 52.62 | 2001-12-07 16:18 | Anjanece | 1 | 0 | N | N
CHANCE | 12655 | Y | CHANCE , 12655 | JEA TRANSMISSION | CSC Stores | 30.84 | 2001-12-07 16:18 | Anjanece | 1 | 0 | N | N
CHANCE | 12655 | Y | CHANCE , 12655 |  |  | 32.35 | 2001-12-07 16:18 | Anjanece | 1 | 0 | N | N
CHANCE | 12655 | Y | CHANCE , 12655 |  |  | 32.42 | 2001-12-07 16:18 | Anjanece | 1 | 0 | N | N
CHANCE | 12655 | Y | CHANCE , 12655 |  |  | 32.54 | 2001-12-07 16:18 | Anjanece | 1 | 0 | N | N
CHANCE | 12655 | Y | CHANCE , 12655 |  |  | 34.86 | 2001-12-07 16:18 | Anjanece | 1 | 0 | N | N
CHANCE | 12655 | Y | CHANCE , 12655 |  |  | 34.96 | 2001-12-07 16:18 | Anjanece | 1 | 0 | N | N
CHANCE | 12655 | Y | CHANCE , 12655 |  |  | 36.18 | 2001-12-07 16:18 | Anjanece | 1 | 0 | N | N
CHANCE | 12655 | Y | CHANCE , 12655 |  |  | 36.48 | 2001-12-07 16:18 | Anjanece | 1 | 0 | N | N
CHANCE | 12655 | Y | CHANCE , 12655 |  |  | 41.14 | 2001-12-07 16:18 | Anjanece | 1 | 0 | N | N
CHANCE | 12655 | Y | CHANCE , 12655 |  |  | 42.56 | 2001-12-07 16:18 | Anjanece | 1 | 0 | N | N
CHANCE | 12655 | Y | CHANCE , 12655 |  |  | 45.57 | 2001-12-07 16:18 | Anjanece | 1 | 0 | N | N
CHANCE | 12655 | Y | CHANCE , 12655 |  |  | 46.8 | 2001-12-07 16:18 | Anjanece | 1 | 0 | N | N
CHANCE | 12655 | Y | CHANCE , 12655 |  |  | 47.12 | 2001-12-07 16:18 | Anjanece | 1 | 0 | N | N
CHANCE | 12655 | Y | CHANCE , 12655 |  |  | 47.66 | 2001-12-07 16:18 | Anjanece | 1 | 0 | N | N
CHANCE | 12655 | Y | CHANCE , 12655 |  |  | 48.66 | 2001-12-07 16:18 | Anjanece | 1 | 0 | N | N
CHANCE | 12655 | Y | CHANCE , 12655 |  |  | 49.1 | 2001-12-07 16:18 | Anjanece | 1 | 0 | N | N
CHANCE | 12655 | Y | CHANCE , 12655 |  |  | 52.62 | 2001-12-07 16:18 | Anjanece | 1 | 0 | N | N
JOSLYN HI-VOLTAGE CORP. | J23378.3 | Y | JOSLYN HI-VOLTAGE CORP. , J23378.3 | JEA TRANSMISSION | CSC Stores | 30.84 | 2001-12-07 16:18 | Anjanece | 1 | 0 | N | N
JOSLYN HI-VOLTAGE CORP. | J23378.3 | Y | JOSLYN HI-VOLTAGE CORP. , J23378.3 |  |  | 32.35 | 2001-12-07 16:18 | Anjanece | 1 | 0 | N | N
JOSLYN HI-VOLTAGE CORP. | J23378.3 | Y | JOSLYN HI-VOLTAGE CORP. , J23378.3 |  |  | 32.42 | 2001-12-07 16:18 | Anjanece | 1 | 0 | N | N
JOSLYN HI-VOLTAGE CORP. | J23378.3 | Y | JOSLYN HI-VOLTAGE CORP. , J23378.3 |  |  | 32.54 | 2001-12-07 16:18 | Anjanece | 1 | 0 | N | N
JOSLYN HI-VOLTAGE CORP. | J23378.3 | Y | JOSLYN HI-VOLTAGE CORP. , J23378.3 |  |  | 34.86 | 2001-12-07 16:18 | Anjanece | 1 | 0 | N | N
JOSLYN HI-VOLTAGE CORP. | J23378.3 | Y | JOSLYN HI-VOLTAGE CORP. , J23378.3 |  |  | 34.96 | 2001-12-07 16:18 | Anjanece | 1 | 0 | N | N
JOSLYN HI-VOLTAGE CORP. | J23378.3 | Y | JOSLYN HI-VOLTAGE CORP. , J23378.3 |  |  | 36.18 | 2001-12-07 16:18 | Anjanece | 1 | 0 | N | N
JOSLYN HI-VOLTAGE CORP. | J23378.3 | Y | JOSLYN HI-VOLTAGE CORP. , J23378.3 |  |  | 36.48 | 2001-12-07 16:18 | Anjanece | 1 | 0 | N | N
JOSLYN HI-VOLTAGE CORP. | J23378.3 | Y | JOSLYN HI-VOLTAGE CORP. , J23378.3 |  |  | 41.14 | 2001-12-07 16:18 | Anjanece | 1 | 0 | N | N
JOSLYN HI-VOLTAGE CORP. | J23378.3 | Y | JOSLYN HI-VOLTAGE CORP. , J23378.3 |  |  | 42.56 | 2001-12-07 16:18 | Anjanece | 1 | 0 | N | N
JOSLYN HI-VOLTAGE CORP. | J23378.3 | Y | JOSLYN HI-VOLTAGE CORP. , J23378.3 |  |  | 45.57 | 2001-12-07 16:18 | Anjanece | 1 | 0 | N | N
JOSLYN HI-VOLTAGE CORP. | J23378.3 | Y | JOSLYN HI-VOLTAGE CORP. , J23378.3 |  |  | 46.8 | 2001-12-07 16:18 | Anjanece | 1 | 0 | N | N
JOSLYN HI-VOLTAGE CORP. | J23378.3 | Y | JOSLYN HI-VOLTAGE CORP. , J23378.3 |  |  | 47.12 | 2001-12-07 16:18 | Anjanece | 1 | 0 | N | N
JOSLYN HI-VOLTAGE CORP. | J23378.3 | Y | JOSLYN HI-VOLTAGE CORP. , J23378.3 |  |  | 47.66 | 2001-12-07 16:18 | Anjanece | 1 | 0 | N | N
JOSLYN HI-VOLTAGE CORP. | J23378.3 | Y | JOSLYN HI-VOLTAGE CORP. , J23378.3 |  |  | 48.66 | 2001-12-07 16:18 | Anjanece | 1 | 0 | N | N
JOSLYN HI-VOLTAGE CORP. | J23378.3 | Y | JOSLYN HI-VOLTAGE CORP. , J23378.3 |  |  | 49.1 | 2001-12-07 16:18 | Anjanece | 1 | 0 | N | N
JOSLYN HI-VOLTAGE CORP. | J23378.3 | Y | JOSLYN HI-VOLTAGE CORP. , J23378.3 |  |  | 52.62 | 2001-12-07 16:18 | Anjanece | 1 | 0 | N | N
MACLEAN POWER SYSTEMS | D-6616-U | Y | MACLEAN POWER SYSTEMS , D-6616-U | JEA TRANSMISSION | CSC Stores | 30.84 | 2001-12-07 16:18 | Anjanece | 1 | 0 | N | N
MACLEAN POWER SYSTEMS | D-6616-U | Y | MACLEAN POWER SYSTEMS , D-6616-U |  |  | 32.35 | 2001-12-07 16:18 | Anjanece | 1 | 0 | N | N
MACLEAN POWER SYSTEMS | D-6616-U | Y | MACLEAN POWER SYSTEMS , D-6616-U |  |  | 32.42 | 2001-12-07 16:18 | Anjanece | 1 | 0 | N | N
MACLEAN POWER SYSTEMS | D-6616-U | Y | MACLEAN POWER SYSTEMS , D-6616-U |  |  | 32.54 | 2001-12-07 16:18 | Anjanece | 1 | 0 | N | N
MACLEAN POWER SYSTEMS | D-6616-U | Y | MACLEAN POWER SYSTEMS , D-6616-U |  |  | 34.86 | 2001-12-07 16:18 | Anjanece | 1 | 0 | N | N
MACLEAN POWER SYSTEMS | D-6616-U | Y | MACLEAN POWER SYSTEMS , D-6616-U |  |  | 34.96 | 2001-12-07 16:18 | Anjanece | 1 | 0 | N | N
MACLEAN POWER SYSTEMS | D-6616-U | Y | MACLEAN POWER SYSTEMS , D-6616-U |  |  | 36.18 | 2001-12-07 16:18 | Anjanece | 1 | 0 | N | N
MACLEAN POWER SYSTEMS | D-6616-U | Y | MACLEAN POWER SYSTEMS , D-6616-U |  |  | 36.48 | 2001-12-07 16:18 | Anjanece | 1 | 0 | N | N
MACLEAN POWER SYSTEMS | D-6616-U | Y | MACLEAN POWER SYSTEMS , D-6616-U |  |  | 41.14 | 2001-12-07 16:18 | Anjanece | 1 | 0 | N | N
MACLEAN POWER SYSTEMS | D-6616-U | Y | MACLEAN POWER SYSTEMS , D-6616-U |  |  | 42.56 | 2001-12-07 16:18 | Anjanece | 1 | 0 | N | N
MACLEAN POWER SYSTEMS | D-6616-U | Y | MACLEAN POWER SYSTEMS , D-6616-U |  |  | 45.57 | 2001-12-07 16:18 | Anjanece | 1 | 0 | N | N
MACLEAN POWER SYSTEMS | D-6616-U | Y | MACLEAN POWER SYSTEMS , D-6616-U |  |  | 46.8 | 2001-12-07 16:18 | Anjanece | 1 | 0 | N | N
MACLEAN POWER SYSTEMS | D-6616-U | Y | MACLEAN POWER SYSTEMS , D-6616-U |  |  | 47.12 | 2001-12-07 16:18 | Anjanece | 1 | 0 | N | N
MACLEAN POWER SYSTEMS | D-6616-U | Y | MACLEAN POWER SYSTEMS , D-6616-U |  |  | 47.66 | 2001-12-07 16:18 | Anjanece | 1 | 0 | N | N
MACLEAN POWER SYSTEMS | D-6616-U | Y | MACLEAN POWER SYSTEMS , D-6616-U |  |  | 48.66 | 2001-12-07 16:18 | Anjanece | 1 | 0 | N | N
MACLEAN POWER SYSTEMS | D-6616-U | Y | MACLEAN POWER SYSTEMS , D-6616-U |  |  | 49.1 | 2001-12-07 16:18 | Anjanece | 1 | 0 | N | N
MACLEAN POWER SYSTEMS | D-6616-U | Y | MACLEAN POWER SYSTEMS , D-6616-U |  |  | 52.62 | 2001-12-07 16:18 | Anjanece | 1 | 0 | N | N
SALCO | S7E42 | Y | SALCO , S7E42 | JEA TRANSMISSION | CSC Stores | 30.84 | 2001-12-07 16:18 | Anjanece | 1 | 0 | N | N
SALCO | S7E42 | Y | SALCO , S7E42 |  |  | 32.35 | 2001-12-07 16:18 | Anjanece | 1 | 0 | N | N
SALCO | S7E42 | Y | SALCO , S7E42 |  |  | 32.42 | 2001-12-07 16:18 | Anjanece | 1 | 0 | N | N
SALCO | S7E42 | Y | SALCO , S7E42 |  |  | 32.54 | 2001-12-07 16:18 | Anjanece | 1 | 0 | N | N
SALCO | S7E42 | Y | SALCO , S7E42 |  |  | 34.86 | 2001-12-07 16:18 | Anjanece | 1 | 0 | N | N
SALCO | S7E42 | Y | SALCO , S7E42 |  |  | 34.96 | 2001-12-07 16:18 | Anjanece | 1 | 0 | N | N
SALCO | S7E42 | Y | SALCO , S7E42 |  |  | 36.18 | 2001-12-07 16:18 | Anjanece | 1 | 0 | N | N
SALCO | S7E42 | Y | SALCO , S7E42 |  |  | 36.48 | 2001-12-07 16:18 | Anjanece | 1 | 0 | N | N
SALCO | S7E42 | Y | SALCO , S7E42 |  |  | 41.14 | 2001-12-07 16:18 | Anjanece | 1 | 0 | N | N
SALCO | S7E42 | Y | SALCO , S7E42 |  |  | 42.56 | 2001-12-07 16:18 | Anjanece | 1 | 0 | N | N
SALCO | S7E42 | Y | SALCO , S7E42 |  |  | 45.57 | 2001-12-07 16:18 | Anjanece | 1 | 0 | N | N
SALCO | S7E42 | Y | SALCO , S7E42 |  |  | 46.8 | 2001-12-07 16:18 | Anjanece | 1 | 0 | N | N
SALCO | S7E42 | Y | SALCO , S7E42 |  |  | 47.12 | 2001-12-07 16:18 | Anjanece | 1 | 0 | N | N
SALCO | S7E42 | Y | SALCO , S7E42 |  |  | 47.66 | 2001-12-07 16:18 | Anjanece | 1 | 0 | N | N
SALCO | S7E42 | Y | SALCO , S7E42 |  |  | 48.66 | 2001-12-07 16:18 | Anjanece | 1 | 0 | N | N
SALCO | S7E42 | Y | SALCO , S7E42 |  |  | 49.1 | 2001-12-07 16:18 | Anjanece | 1 | 0 | N | N
SALCO | S7E42 | Y | SALCO , S7E42 |  |  | 52.62 | 2001-12-07 16:18 | Anjanece | 1 | 0 | N | N
ALLIED | 3561 | Y | ALLIED , 3561 | JEA OVERHEAD DISTRIBUTION | CSC Stores | 30.85 | 2001-12-07 16:18 | Anjanece | 10 | 0 | N | N
ALLIED | 3561 | Y | ALLIED , 3561 |  |  | 31.62 | 2001-12-07 16:18 | Anjanece | 10 | 0 | N | N
ALLIED | 3561 | Y | ALLIED , 3561 |  |  | 32 | 2001-12-07 16:18 | Anjanece | 10 | 0 | N | N
ALLIED | 3561 | Y | ALLIED , 3561 |  |  | 32.28 | 2001-12-07 16:18 | Anjanece | 10 | 0 | N | N
ALLIED | 3561 | Y | ALLIED , 3561 |  |  | 33.18 | 2001-12-07 16:18 | Anjanece | 10 | 0 | N | N
ALLIED | 3561 | Y | ALLIED , 3561 |  |  | 33.43 | 2001-12-07 16:18 | Anjanece | 10 | 0 | N | N
ALLIED | 3561 | Y | ALLIED , 3561 |  |  | 36.95 | 2001-12-07 16:18 | Anjanece | 10 | 0 | N | N
ALLIED | 3561 | Y | ALLIED , 3561 |  |  | 37 | 2001-12-07 16:18 | Anjanece | 10 | 0 | N | N
ALLIED | 3561 | Y | ALLIED , 3561 |  |  | 42.16 | 2001-12-07 16:18 | Anjanece | 10 | 0 | N | N
ALLIED | 3561 | Y | ALLIED , 3561 |  |  | 42.75 | 2001-12-07 16:18 | Anjanece | 10 | 0 | N | N
ALLIED | 3561 | Y | ALLIED , 3561 |  |  | 43 | 2001-12-07 16:18 | Anjanece | 10 | 0 | N | N
ALLIED | 3561 | Y | ALLIED , 3561 |  |  | 45.13 | 2001-12-07 16:18 | Anjanece | 10 | 0 | N | N
ALLIED | 3561 | Y | ALLIED , 3561 |  |  | 46.51 | 2001-12-07 16:18 | Anjanece | 10 | 0 | N | N
ALLIED | 3561 | Y | ALLIED , 3561 |  |  | 47.09 | 2001-12-07 16:18 | Anjanece | 10 | 0 | N | N
ALLIED | 3561 | Y | ALLIED , 3561 |  |  | 53.92 | 2001-12-07 16:18 | Anjanece | 10 | 0 | N | N
ALLIED | 3561 | Y | ALLIED , 3561 |  |  | 55.61 | 2001-12-07 16:18 | Anjanece | 10 | 0 | N | N
ALLIED | 3561 | Y | ALLIED , 3561 |  |  | 60.06 | 2001-12-07 16:18 | Anjanece | 10 | 0 | N | N
ALLIED | 3561 | Y | ALLIED , 3561 |  |  | 64.26 | 2001-12-07 16:18 | Anjanece | 10 | 0 | N | N
ALLIED | 3561 | Y | ALLIED , 3561 |  |  | 67.14 | 2001-12-07 16:18 | Anjanece | 10 | 0 | N | N
ALLIED | 3561 | Y | ALLIED , 3561 |  |  | 69.18 | 2001-12-07 16:18 | Anjanece | 10 | 0 | N | N
CHANCE | 12656 | Y | CHANCE , 12656 | JEA OVERHEAD DISTRIBUTION | CSC Stores | 30.85 | 2001-12-07 16:18 | Anjanece | 10 | 0 | N | N
CHANCE | 12656 | Y | CHANCE , 12656 |  |  | 31.62 | 2001-12-07 16:18 | Anjanece | 10 | 0 | N | N
CHANCE | 12656 | Y | CHANCE , 12656 |  |  | 32 | 2001-12-07 16:18 | Anjanece | 10 | 0 | N | N
CHANCE | 12656 | Y | CHANCE , 12656 |  |  | 32.28 | 2001-12-07 16:18 | Anjanece | 10 | 0 | N | N
CHANCE | 12656 | Y | CHANCE , 12656 |  |  | 33.18 | 2001-12-07 16:18 | Anjanece | 10 | 0 | N | N
CHANCE | 12656 | Y | CHANCE , 12656 |  |  | 33.43 | 2001-12-07 16:18 | Anjanece | 10 | 0 | N | N
CHANCE | 12656 | Y | CHANCE , 12656 |  |  | 36.95 | 2001-12-07 16:18 | Anjanece | 10 | 0 | N | N
CHANCE | 12656 | Y | CHANCE , 12656 |  |  | 37 | 2001-12-07 16:18 | Anjanece | 10 | 0 | N | N
CHANCE | 12656 | Y | CHANCE , 12656 |  |  | 42.16 | 2001-12-07 16:18 | Anjanece | 10 | 0 | N | N
CHANCE | 12656 | Y | CHANCE , 12656 |  |  | 42.75 | 2001-12-07 16:18 | Anjanece | 10 | 0 | N | N
CHANCE | 12656 | Y | CHANCE , 12656 |  |  | 43 | 2001-12-07 16:18 | Anjanece | 10 | 0 | N | N
CHANCE | 12656 | Y | CHANCE , 12656 |  |  | 45.13 | 2001-12-07 16:18 | Anjanece | 10 | 0 | N | N
CHANCE | 12656 | Y | CHANCE , 12656 |  |  | 46.51 | 2001-12-07 16:18 | Anjanece | 10 | 0 | N | N
CHANCE | 12656 | Y | CHANCE , 12656 |  |  | 47.09 | 2001-12-07 16:18 | Anjanece | 10 | 0 | N | N
CHANCE | 12656 | Y | CHANCE , 12656 |  |  | 53.92 | 2001-12-07 16:18 | Anjanece | 10 | 0 | N | N
CHANCE | 12656 | Y | CHANCE , 12656 |  |  | 55.61 | 2001-12-07 16:18 | Anjanece | 10 | 0 | N | N
CHANCE | 12656 | Y | CHANCE , 12656 |  |  | 60.06 | 2001-12-07 16:18 | Anjanece | 10 | 0 | N | N
CHANCE | 12656 | Y | CHANCE , 12656 |  |  | 64.26 | 2001-12-07 16:18 | Anjanece | 10 | 0 | N | N
CHANCE | 12656 | Y | CHANCE , 12656 |  |  | 67.14 | 2001-12-07 16:18 | Anjanece | 10 | 0 | N | N
CHANCE | 12656 | Y | CHANCE , 12656 |  |  | 69.18 | 2001-12-07 16:18 | Anjanece | 10 | 0 | N | N
JOSLYN HI-VOLTAGE CORP. | J23378.5 | Y | JOSLYN HI-VOLTAGE CORP. , J23378.5 | JEA OVERHEAD DISTRIBUTION | CSC Stores | 30.85 | 2001-12-07 16:18 | Anjanece | 10 | 0 | N | N
JOSLYN HI-VOLTAGE CORP. | J23378.5 | Y | JOSLYN HI-VOLTAGE CORP. , J23378.5 |  |  | 31.62 | 2001-12-07 16:18 | Anjanece | 10 | 0 | N | N
JOSLYN HI-VOLTAGE CORP. | J23378.5 | Y | JOSLYN HI-VOLTAGE CORP. , J23378.5 |  |  | 32 | 2001-12-07 16:18 | Anjanece | 10 | 0 | N | N
JOSLYN HI-VOLTAGE CORP. | J23378.5 | Y | JOSLYN HI-VOLTAGE CORP. , J23378.5 |  |  | 32.28 | 2001-12-07 16:18 | Anjanece | 10 | 0 | N | N
JOSLYN HI-VOLTAGE CORP. | J23378.5 | Y | JOSLYN HI-VOLTAGE CORP. , J23378.5 |  |  | 33.18 | 2001-12-07 16:18 | Anjanece | 10 | 0 | N | N
JOSLYN HI-VOLTAGE CORP. | J23378.5 | Y | JOSLYN HI-VOLTAGE CORP. , J23378.5 |  |  | 33.43 | 2001-12-07 16:18 | Anjanece | 10 | 0 | N | N
JOSLYN HI-VOLTAGE CORP. | J23378.5 | Y | JOSLYN HI-VOLTAGE CORP. , J23378.5 |  |  | 36.95 | 2001-12-07 16:18 | Anjanece | 10 | 0 | N | N
JOSLYN HI-VOLTAGE CORP. | J23378.5 | Y | JOSLYN HI-VOLTAGE CORP. , J23378.5 |  |  | 37 | 2001-12-07 16:18 | Anjanece | 10 | 0 | N | N
JOSLYN HI-VOLTAGE CORP. | J23378.5 | Y | JOSLYN HI-VOLTAGE CORP. , J23378.5 |  |  | 42.16 | 2001-12-07 16:18 | Anjanece | 10 | 0 | N | N
JOSLYN HI-VOLTAGE CORP. | J23378.5 | Y | JOSLYN HI-VOLTAGE CORP. , J23378.5 |  |  | 42.75 | 2001-12-07 16:18 | Anjanece | 10 | 0 | N | N
JOSLYN HI-VOLTAGE CORP. | J23378.5 | Y | JOSLYN HI-VOLTAGE CORP. , J23378.5 |  |  | 43 | 2001-12-07 16:18 | Anjanece | 10 | 0 | N | N
JOSLYN HI-VOLTAGE CORP. | J23378.5 | Y | JOSLYN HI-VOLTAGE CORP. , J23378.5 |  |  | 45.13 | 2001-12-07 16:18 | Anjanece | 10 | 0 | N | N
JOSLYN HI-VOLTAGE CORP. | J23378.5 | Y | JOSLYN HI-VOLTAGE CORP. , J23378.5 |  |  | 46.51 | 2001-12-07 16:18 | Anjanece | 10 | 0 | N | N
JOSLYN HI-VOLTAGE CORP. | J23378.5 | Y | JOSLYN HI-VOLTAGE CORP. , J23378.5 |  |  | 47.09 | 2001-12-07 16:18 | Anjanece | 10 | 0 | N | N
JOSLYN HI-VOLTAGE CORP. | J23378.5 | Y | JOSLYN HI-VOLTAGE CORP. , J23378.5 |  |  | 53.92 | 2001-12-07 16:18 | Anjanece | 10 | 0 | N | N
JOSLYN HI-VOLTAGE CORP. | J23378.5 | Y | JOSLYN HI-VOLTAGE CORP. , J23378.5 |  |  | 55.61 | 2001-12-07 16:18 | Anjanece | 10 | 0 | N | N
JOSLYN HI-VOLTAGE CORP. | J23378.5 | Y | JOSLYN HI-VOLTAGE CORP. , J23378.5 |  |  | 60.06 | 2001-12-07 16:18 | Anjanece | 10 | 0 | N | N
JOSLYN HI-VOLTAGE CORP. | J23378.5 | Y | JOSLYN HI-VOLTAGE CORP. , J23378.5 |  |  | 64.26 | 2001-12-07 16:18 | Anjanece | 10 | 0 | N | N
JOSLYN HI-VOLTAGE CORP. | J23378.5 | Y | JOSLYN HI-VOLTAGE CORP. , J23378.5 |  |  | 67.14 | 2001-12-07 16:18 | Anjanece | 10 | 0 | N | N
JOSLYN HI-VOLTAGE CORP. | J23378.5 | Y | JOSLYN HI-VOLTAGE CORP. , J23378.5 |  |  | 69.18 | 2001-12-07 16:18 | Anjanece | 10 | 0 | N | N
MACLEAN POWER SYSTEMS | D-6620-U | Y | MACLEAN POWER SYSTEMS , D-6620-U | JEA OVERHEAD DISTRIBUTION | CSC Stores | 30.85 | 2001-12-07 16:18 | Anjanece | 10 | 0 | N | N
MACLEAN POWER SYSTEMS | D-6620-U | Y | MACLEAN POWER SYSTEMS , D-6620-U |  |  | 31.62 | 2001-12-07 16:18 | Anjanece | 10 | 0 | N | N
MACLEAN POWER SYSTEMS | D-6620-U | Y | MACLEAN POWER SYSTEMS , D-6620-U |  |  | 32 | 2001-12-07 16:18 | Anjanece | 10 | 0 | N | N
MACLEAN POWER SYSTEMS | D-6620-U | Y | MACLEAN POWER SYSTEMS , D-6620-U |  |  | 32.28 | 2001-12-07 16:18 | Anjanece | 10 | 0 | N | N
MACLEAN POWER SYSTEMS | D-6620-U | Y | MACLEAN POWER SYSTEMS , D-6620-U |  |  | 33.18 | 2001-12-07 16:18 | Anjanece | 10 | 0 | N | N
MACLEAN POWER SYSTEMS | D-6620-U | Y | MACLEAN POWER SYSTEMS , D-6620-U |  |  | 33.43 | 2001-12-07 16:18 | Anjanece | 10 | 0 | N | N
MACLEAN POWER SYSTEMS | D-6620-U | Y | MACLEAN POWER SYSTEMS , D-6620-U |  |  | 36.95 | 2001-12-07 16:18 | Anjanece | 10 | 0 | N | N
MACLEAN POWER SYSTEMS | D-6620-U | Y | MACLEAN POWER SYSTEMS , D-6620-U |  |  | 37 | 2001-12-07 16:18 | Anjanece | 10 | 0 | N | N
MACLEAN POWER SYSTEMS | D-6620-U | Y | MACLEAN POWER SYSTEMS , D-6620-U |  |  | 42.16 | 2001-12-07 16:18 | Anjanece | 10 | 0 | N | N
MACLEAN POWER SYSTEMS | D-6620-U | Y | MACLEAN POWER SYSTEMS , D-6620-U |  |  | 42.75 | 2001-12-07 16:18 | Anjanece | 10 | 0 | N | N
MACLEAN POWER SYSTEMS | D-6620-U | Y | MACLEAN POWER SYSTEMS , D-6620-U |  |  | 43 | 2001-12-07 16:18 | Anjanece | 10 | 0 | N | N
MACLEAN POWER SYSTEMS | D-6620-U | Y | MACLEAN POWER SYSTEMS , D-6620-U |  |  | 45.13 | 2001-12-07 16:18 | Anjanece | 10 | 0 | N | N
MACLEAN POWER SYSTEMS | D-6620-U | Y | MACLEAN POWER SYSTEMS , D-6620-U |  |  | 46.51 | 2001-12-07 16:18 | Anjanece | 10 | 0 | N | N
MACLEAN POWER SYSTEMS | D-6620-U | Y | MACLEAN POWER SYSTEMS , D-6620-U |  |  | 47.09 | 2001-12-07 16:18 | Anjanece | 10 | 0 | N | N
MACLEAN POWER SYSTEMS | D-6620-U | Y | MACLEAN POWER SYSTEMS , D-6620-U |  |  | 53.92 | 2001-12-07 16:18 | Anjanece | 10 | 0 | N | N
MACLEAN POWER SYSTEMS | D-6620-U | Y | MACLEAN POWER SYSTEMS , D-6620-U |  |  | 55.61 | 2001-12-07 16:18 | Anjanece | 10 | 0 | N | N
MACLEAN POWER SYSTEMS | D-6620-U | Y | MACLEAN POWER SYSTEMS , D-6620-U |  |  | 60.06 | 2001-12-07 16:18 | Anjanece | 10 | 0 | N | N
MACLEAN POWER SYSTEMS | D-6620-U | Y | MACLEAN POWER SYSTEMS , D-6620-U |  |  | 64.26 | 2001-12-07 16:18 | Anjanece | 10 | 0 | N | N
MACLEAN POWER SYSTEMS | D-6620-U | Y | MACLEAN POWER SYSTEMS , D-6620-U |  |  | 67.14 | 2001-12-07 16:18 | Anjanece | 10 | 0 | N | N
MACLEAN POWER SYSTEMS | D-6620-U | Y | MACLEAN POWER SYSTEMS , D-6620-U |  |  | 69.18 | 2001-12-07 16:18 | Anjanece | 10 | 0 | N | N
SALCO | S7E60 | Y | SALCO , S7E60 | JEA OVERHEAD DISTRIBUTION | CSC Stores | 30.85 | 2001-12-07 16:18 | Anjanece | 10 | 0 | N | N
SALCO | S7E60 | Y | SALCO , S7E60 |  |  | 31.62 | 2001-12-07 16:18 | Anjanece | 10 | 0 | N | N
SALCO | S7E60 | Y | SALCO , S7E60 |  |  | 32 | 2001-12-07 16:18 | Anjanece | 10 | 0 | N | N
SALCO | S7E60 | Y | SALCO , S7E60 |  |  | 32.28 | 2001-12-07 16:18 | Anjanece | 10 | 0 | N | N
SALCO | S7E60 | Y | SALCO , S7E60 |  |  | 33.18 | 2001-12-07 16:18 | Anjanece | 10 | 0 | N | N
SALCO | S7E60 | Y | SALCO , S7E60 |  |  | 33.43 | 2001-12-07 16:18 | Anjanece | 10 | 0 | N | N
SALCO | S7E60 | Y | SALCO , S7E60 |  |  | 36.95 | 2001-12-07 16:18 | Anjanece | 10 | 0 | N | N
SALCO | S7E60 | Y | SALCO , S7E60 |  |  | 37 | 2001-12-07 16:18 | Anjanece | 10 | 0 | N | N
SALCO | S7E60 | Y | SALCO , S7E60 |  |  | 42.16 | 2001-12-07 16:18 | Anjanece | 10 | 0 | N | N
SALCO | S7E60 | Y | SALCO , S7E60 |  |  | 42.75 | 2001-12-07 16:18 | Anjanece | 10 | 0 | N | N
SALCO | S7E60 | Y | SALCO , S7E60 |  |  | 43 | 2001-12-07 16:18 | Anjanece | 10 | 0 | N | N
SALCO | S7E60 | Y | SALCO , S7E60 |  |  | 45.13 | 2001-12-07 16:18 | Anjanece | 10 | 0 | N | N
SALCO | S7E60 | Y | SALCO , S7E60 |  |  | 46.51 | 2001-12-07 16:18 | Anjanece | 10 | 0 | N | N
SALCO | S7E60 | Y | SALCO , S7E60 |  |  | 47.09 | 2001-12-07 16:18 | Anjanece | 10 | 0 | N | N
SALCO | S7E60 | Y | SALCO , S7E60 |  |  | 53.92 | 2001-12-07 16:18 | Anjanece | 10 | 0 | N | N
SALCO | S7E60 | Y | SALCO , S7E60 |  |  | 55.61 | 2001-12-07 16:18 | Anjanece | 10 | 0 | N | N
SALCO | S7E60 | Y | SALCO , S7E60 |  |  | 60.06 | 2001-12-07 16:18 | Anjanece | 10 | 0 | N | N
SALCO | S7E60 | Y | SALCO , S7E60 |  |  | 64.26 | 2001-12-07 16:18 | Anjanece | 10 | 0 | N | N
SALCO | S7E60 | Y | SALCO , S7E60 |  |  | 67.14 | 2001-12-07 16:18 | Anjanece | 10 | 0 | N | N
SALCO | S7E60 | Y | SALCO , S7E60 |  |  | 69.18 | 2001-12-07 16:18 | Anjanece | 10 | 0 | N | N
HUBBELL POWER SYSTEMS, INC. | 4022 | Y | HUBBELL POWER SYSTEMS, INC. , 4022 | JEA TRANSMISSION | CSC Stores | 48.89 | 2018-10-15 09:12 | Anjanece | 1 | 0 | N | N
HUBBELL POWER SYSTEMS, INC. | 4022 | Y | HUBBELL POWER SYSTEMS, INC. , 4022 |  |  | 65 | 2018-10-15 09:12 | Anjanece | 1 | 0 | N | N
HUBBELL POWER SYSTEMS, INC. | 4022 | Y | HUBBELL POWER SYSTEMS, INC. , 4022 |  |  | 106.6 | 2018-10-15 09:12 | Anjanece | 1 | 0 | N | N
CHANCE | C110-0564 | Y | CHANCE , C110-0564 | JEA OVERHEAD DISTRIBUTION | CSC Stores | 120.87 | 2001-12-07 16:18 | Anjanece | 1 | 0 | N | N
CHANCE | C110-0564 | Y | CHANCE , C110-0564 |  |  | 127.08 | 2001-12-07 16:18 | Anjanece | 1 | 0 | N | N
CHANCE | C110-0564 | Y | CHANCE , C110-0564 |  |  | 139.62 | 2001-12-07 16:18 | Anjanece | 1 | 0 | N | N
CHANCE | C110-0564 | Y | CHANCE , C110-0564 |  |  | 145.59 | 2001-12-07 16:18 | Anjanece | 1 | 0 | N | N
ALLIED BOLT, INC. | 3582+3567 | Y | ALLIED BOLT, INC. , 3582+3567 | JEA TRANSMISSION | CSC Stores | 78.17 | 2001-12-07 16:30 | Anjanece | 25 | 0 | N | N
ALLIED BOLT, INC. | 3582+3567 | Y | ALLIED BOLT, INC. , 3582+3567 |  |  | 78.31 | 2001-12-07 16:30 | Anjanece | 25 | 0 | N | N
ALLIED BOLT, INC. | 3582+3567 | Y | ALLIED BOLT, INC. , 3582+3567 |  |  | 78.46 | 2001-12-07 16:30 | Anjanece | 25 | 0 | N | N
ALLIED BOLT, INC. | 3582+3567 | Y | ALLIED BOLT, INC. , 3582+3567 |  |  | 82 | 2001-12-07 16:30 | Anjanece | 25 | 0 | N | N
ALLIED BOLT, INC. | 3582+3567 | Y | ALLIED BOLT, INC. , 3582+3567 |  |  | 90.51 | 2001-12-07 16:30 | Anjanece | 25 | 0 | N | N
ALLIED BOLT, INC. | 3582+3567 | Y | ALLIED BOLT, INC. , 3582+3567 |  |  | 95.53 | 2001-12-07 16:30 | Anjanece | 25 | 0 | N | N
ALLIED BOLT, INC. | 3582+3567 | Y | ALLIED BOLT, INC. , 3582+3567 |  |  | 101.28 | 2001-12-07 16:30 | Anjanece | 25 | 0 | N | N
ALLIED BOLT, INC. | 3582+3567 | Y | ALLIED BOLT, INC. , 3582+3567 |  |  | 106.8 | 2001-12-07 16:30 | Anjanece | 25 | 0 | N | N
ALLIED BOLT, INC. | 3582+3567 | Y | ALLIED BOLT, INC. , 3582+3567 |  |  | 108.04 | 2001-12-07 16:30 | Anjanece | 25 | 0 | N | N
ALLIED BOLT, INC. | 3582+3567 | Y | ALLIED BOLT, INC. , 3582+3567 |  |  | 110.59 | 2001-12-07 16:30 | Anjanece | 25 | 0 | N | N
ALLIED BOLT, INC. | 3582+3567 | Y | ALLIED BOLT, INC. , 3582+3567 |  |  | 113.43 | 2001-12-07 16:30 | Anjanece | 25 | 0 | N | N
ALLIED BOLT, INC. | 3582+3567 | Y | ALLIED BOLT, INC. , 3582+3567 |  |  | 117.15 | 2001-12-07 16:30 | Anjanece | 25 | 0 | N | N
ALLIED BOLT, INC. | 3582+3567 | Y | ALLIED BOLT, INC. , 3582+3567 |  |  | 119.36 | 2001-12-07 16:30 | Anjanece | 25 | 0 | N | N
ALLIED BOLT, INC. | 3582+3567 | Y | ALLIED BOLT, INC. , 3582+3567 |  |  | 119.41 | 2001-12-07 16:30 | Anjanece | 25 | 0 | N | N
ALLIED BOLT, INC. | 3582+3567 | Y | ALLIED BOLT, INC. , 3582+3567 |  |  | 123.12 | 2001-12-07 16:30 | Anjanece | 25 | 0 | N | N
ALLIED BOLT, INC. | 3582+3567 | Y | ALLIED BOLT, INC. , 3582+3567 |  |  | 125.35 | 2001-12-07 16:30 | Anjanece | 25 | 0 | N | N
ALLIED BOLT, INC. | 3582+3567 | Y | ALLIED BOLT, INC. , 3582+3567 |  |  | 126.15 | 2001-12-07 16:30 | Anjanece | 25 | 0 | N | N
ALLIED BOLT, INC. | 3582+3567 | Y | ALLIED BOLT, INC. , 3582+3567 |  |  | 126.64 | 2001-12-07 16:30 | Anjanece | 25 | 0 | N | N
ALLIED BOLT, INC. | 3582+3567 | Y | ALLIED BOLT, INC. , 3582+3567 |  |  | 127.86 | 2001-12-07 16:30 | Anjanece | 25 | 0 | N | N
ALLIED BOLT, INC. | 3582+3567 | Y | ALLIED BOLT, INC. , 3582+3567 |  |  | 128.44 | 2001-12-07 16:30 | Anjanece | 25 | 0 | N | N
ALLIED BOLT, INC. | 3582+3567 | Y | ALLIED BOLT, INC. , 3582+3567 |  |  | 129.52 | 2001-12-07 16:30 | Anjanece | 25 | 0 | N | N
ALLIED BOLT, INC. | 3582+3567 | Y | ALLIED BOLT, INC. , 3582+3567 |  |  | 129.54 | 2001-12-07 16:30 | Anjanece | 25 | 0 | N | N
ALLIED BOLT, INC. | 3582+3567 | Y | ALLIED BOLT, INC. , 3582+3567 |  |  | 129.57 | 2001-12-07 16:30 | Anjanece | 25 | 0 | N | N
ALLIED BOLT, INC. | 3582+3567 | Y | ALLIED BOLT, INC. , 3582+3567 |  |  | 129.77 | 2001-12-07 16:30 | Anjanece | 25 | 0 | N | N
ALLIED BOLT, INC. | 3582+3567 | Y | ALLIED BOLT, INC. , 3582+3567 |  |  | 129.8 | 2001-12-07 16:30 | Anjanece | 25 | 0 | N | N
ALLIED BOLT, INC. | 3582+3567 | Y | ALLIED BOLT, INC. , 3582+3567 |  |  | 144.51 | 2001-12-07 16:30 | Anjanece | 25 | 0 | N | N
ALLIED BOLT, INC. | 3582+3567 | Y | ALLIED BOLT, INC. , 3582+3567 |  |  | 152.18 | 2001-12-07 16:30 | Anjanece | 25 | 0 | N | N
ALLIED BOLT, INC. | 3582+3567 | Y | ALLIED BOLT, INC. , 3582+3567 |  |  | 173.72 | 2001-12-07 16:30 | Anjanece | 25 | 0 | N | N
ALLIED BOLT, INC. | 3582+3567 | Y | ALLIED BOLT, INC. , 3582+3567 |  |  | 176.49 | 2001-12-07 16:30 | Anjanece | 25 | 0 | N | N
ALLIED BOLT, INC. | 3582+3567 | Y | ALLIED BOLT, INC. , 3582+3567 |  |  | 179.27 | 2001-12-07 16:30 | Anjanece | 25 | 0 | N | N
ALLIED BOLT, INC. | 3582+3567 | Y | ALLIED BOLT, INC. , 3582+3567 |  |  | 181.28 | 2001-12-07 16:30 | Anjanece | 25 | 0 | N | N
CHANCE | 12654-3EJ | Y | CHANCE , 12654-3EJ | JEA TRANSMISSION | CSC Stores | 78.17 | 2001-12-07 16:30 | Anjanece | 25 | 0 | N | N
CHANCE | 12654-3EJ | Y | CHANCE , 12654-3EJ |  |  | 78.31 | 2001-12-07 16:30 | Anjanece | 25 | 0 | N | N
CHANCE | 12654-3EJ | Y | CHANCE , 12654-3EJ |  |  | 78.46 | 2001-12-07 16:30 | Anjanece | 25 | 0 | N | N
CHANCE | 12654-3EJ | Y | CHANCE , 12654-3EJ |  |  | 82 | 2001-12-07 16:30 | Anjanece | 25 | 0 | N | N
CHANCE | 12654-3EJ | Y | CHANCE , 12654-3EJ |  |  | 90.51 | 2001-12-07 16:30 | Anjanece | 25 | 0 | N | N
CHANCE | 12654-3EJ | Y | CHANCE , 12654-3EJ |  |  | 95.53 | 2001-12-07 16:30 | Anjanece | 25 | 0 | N | N
CHANCE | 12654-3EJ | Y | CHANCE , 12654-3EJ |  |  | 101.28 | 2001-12-07 16:30 | Anjanece | 25 | 0 | N | N
CHANCE | 12654-3EJ | Y | CHANCE , 12654-3EJ |  |  | 106.8 | 2001-12-07 16:30 | Anjanece | 25 | 0 | N | N
CHANCE | 12654-3EJ | Y | CHANCE , 12654-3EJ |  |  | 108.04 | 2001-12-07 16:30 | Anjanece | 25 | 0 | N | N
CHANCE | 12654-3EJ | Y | CHANCE , 12654-3EJ |  |  | 110.59 | 2001-12-07 16:30 | Anjanece | 25 | 0 | N | N
CHANCE | 12654-3EJ | Y | CHANCE , 12654-3EJ |  |  | 113.43 | 2001-12-07 16:30 | Anjanece | 25 | 0 | N | N
CHANCE | 12654-3EJ | Y | CHANCE , 12654-3EJ |  |  | 117.15 | 2001-12-07 16:30 | Anjanece | 25 | 0 | N | N
CHANCE | 12654-3EJ | Y | CHANCE , 12654-3EJ |  |  | 119.36 | 2001-12-07 16:30 | Anjanece | 25 | 0 | N | N
CHANCE | 12654-3EJ | Y | CHANCE , 12654-3EJ |  |  | 119.41 | 2001-12-07 16:30 | Anjanece | 25 | 0 | N | N
CHANCE | 12654-3EJ | Y | CHANCE , 12654-3EJ |  |  | 123.12 | 2001-12-07 16:30 | Anjanece | 25 | 0 | N | N
CHANCE | 12654-3EJ | Y | CHANCE , 12654-3EJ |  |  | 125.35 | 2001-12-07 16:30 | Anjanece | 25 | 0 | N | N
CHANCE | 12654-3EJ | Y | CHANCE , 12654-3EJ |  |  | 126.15 | 2001-12-07 16:30 | Anjanece | 25 | 0 | N | N
CHANCE | 12654-3EJ | Y | CHANCE , 12654-3EJ |  |  | 126.64 | 2001-12-07 16:30 | Anjanece | 25 | 0 | N | N
CHANCE | 12654-3EJ | Y | CHANCE , 12654-3EJ |  |  | 127.86 | 2001-12-07 16:30 | Anjanece | 25 | 0 | N | N
CHANCE | 12654-3EJ | Y | CHANCE , 12654-3EJ |  |  | 128.44 | 2001-12-07 16:30 | Anjanece | 25 | 0 | N | N
CHANCE | 12654-3EJ | Y | CHANCE , 12654-3EJ |  |  | 129.52 | 2001-12-07 16:30 | Anjanece | 25 | 0 | N | N
CHANCE | 12654-3EJ | Y | CHANCE , 12654-3EJ |  |  | 129.54 | 2001-12-07 16:30 | Anjanece | 25 | 0 | N | N
CHANCE | 12654-3EJ | Y | CHANCE , 12654-3EJ |  |  | 129.57 | 2001-12-07 16:30 | Anjanece | 25 | 0 | N | N
CHANCE | 12654-3EJ | Y | CHANCE , 12654-3EJ |  |  | 129.77 | 2001-12-07 16:30 | Anjanece | 25 | 0 | N | N
CHANCE | 12654-3EJ | Y | CHANCE , 12654-3EJ |  |  | 129.8 | 2001-12-07 16:30 | Anjanece | 25 | 0 | N | N
CHANCE | 12654-3EJ | Y | CHANCE , 12654-3EJ |  |  | 144.51 | 2001-12-07 16:30 | Anjanece | 25 | 0 | N | N
CHANCE | 12654-3EJ | Y | CHANCE , 12654-3EJ |  |  | 152.18 | 2001-12-07 16:30 | Anjanece | 25 | 0 | N | N
CHANCE | 12654-3EJ | Y | CHANCE , 12654-3EJ |  |  | 173.72 | 2001-12-07 16:30 | Anjanece | 25 | 0 | N | N
CHANCE | 12654-3EJ | Y | CHANCE , 12654-3EJ |  |  | 176.49 | 2001-12-07 16:30 | Anjanece | 25 | 0 | N | N
CHANCE | 12654-3EJ | Y | CHANCE , 12654-3EJ |  |  | 179.27 | 2001-12-07 16:30 | Anjanece | 25 | 0 | N | N
CHANCE | 12654-3EJ | Y | CHANCE , 12654-3EJ |  |  | 181.28 | 2001-12-07 16:30 | Anjanece | 25 | 0 | N | N
MACLEAN POWER SYSTEMS | D-6634-TU | Y | MACLEAN POWER SYSTEMS , D-6634-TU | JEA TRANSMISSION | CSC Stores | 78.17 | 2001-12-07 16:30 | Anjanece | 25 | 0 | N | N
MACLEAN POWER SYSTEMS | D-6634-TU | Y | MACLEAN POWER SYSTEMS , D-6634-TU |  |  | 78.31 | 2001-12-07 16:30 | Anjanece | 25 | 0 | N | N
MACLEAN POWER SYSTEMS | D-6634-TU | Y | MACLEAN POWER SYSTEMS , D-6634-TU |  |  | 78.46 | 2001-12-07 16:30 | Anjanece | 25 | 0 | N | N
MACLEAN POWER SYSTEMS | D-6634-TU | Y | MACLEAN POWER SYSTEMS , D-6634-TU |  |  | 82 | 2001-12-07 16:30 | Anjanece | 25 | 0 | N | N
MACLEAN POWER SYSTEMS | D-6634-TU | Y | MACLEAN POWER SYSTEMS , D-6634-TU |  |  | 90.51 | 2001-12-07 16:30 | Anjanece | 25 | 0 | N | N
MACLEAN POWER SYSTEMS | D-6634-TU | Y | MACLEAN POWER SYSTEMS , D-6634-TU |  |  | 95.53 | 2001-12-07 16:30 | Anjanece | 25 | 0 | N | N
MACLEAN POWER SYSTEMS | D-6634-TU | Y | MACLEAN POWER SYSTEMS , D-6634-TU |  |  | 101.28 | 2001-12-07 16:30 | Anjanece | 25 | 0 | N | N
MACLEAN POWER SYSTEMS | D-6634-TU | Y | MACLEAN POWER SYSTEMS , D-6634-TU |  |  | 106.8 | 2001-12-07 16:30 | Anjanece | 25 | 0 | N | N
MACLEAN POWER SYSTEMS | D-6634-TU | Y | MACLEAN POWER SYSTEMS , D-6634-TU |  |  | 108.04 | 2001-12-07 16:30 | Anjanece | 25 | 0 | N | N
MACLEAN POWER SYSTEMS | D-6634-TU | Y | MACLEAN POWER SYSTEMS , D-6634-TU |  |  | 110.59 | 2001-12-07 16:30 | Anjanece | 25 | 0 | N | N
MACLEAN POWER SYSTEMS | D-6634-TU | Y | MACLEAN POWER SYSTEMS , D-6634-TU |  |  | 113.43 | 2001-12-07 16:30 | Anjanece | 25 | 0 | N | N
MACLEAN POWER SYSTEMS | D-6634-TU | Y | MACLEAN POWER SYSTEMS , D-6634-TU |  |  | 117.15 | 2001-12-07 16:30 | Anjanece | 25 | 0 | N | N
MACLEAN POWER SYSTEMS | D-6634-TU | Y | MACLEAN POWER SYSTEMS , D-6634-TU |  |  | 119.36 | 2001-12-07 16:30 | Anjanece | 25 | 0 | N | N
MACLEAN POWER SYSTEMS | D-6634-TU | Y | MACLEAN POWER SYSTEMS , D-6634-TU |  |  | 119.41 | 2001-12-07 16:30 | Anjanece | 25 | 0 | N | N
MACLEAN POWER SYSTEMS | D-6634-TU | Y | MACLEAN POWER SYSTEMS , D-6634-TU |  |  | 123.12 | 2001-12-07 16:30 | Anjanece | 25 | 0 | N | N
MACLEAN POWER SYSTEMS | D-6634-TU | Y | MACLEAN POWER SYSTEMS , D-6634-TU |  |  | 125.35 | 2001-12-07 16:30 | Anjanece | 25 | 0 | N | N
MACLEAN POWER SYSTEMS | D-6634-TU | Y | MACLEAN POWER SYSTEMS , D-6634-TU |  |  | 126.15 | 2001-12-07 16:30 | Anjanece | 25 | 0 | N | N
MACLEAN POWER SYSTEMS | D-6634-TU | Y | MACLEAN POWER SYSTEMS , D-6634-TU |  |  | 126.64 | 2001-12-07 16:30 | Anjanece | 25 | 0 | N | N
MACLEAN POWER SYSTEMS | D-6634-TU | Y | MACLEAN POWER SYSTEMS , D-6634-TU |  |  | 127.86 | 2001-12-07 16:30 | Anjanece | 25 | 0 | N | N
MACLEAN POWER SYSTEMS | D-6634-TU | Y | MACLEAN POWER SYSTEMS , D-6634-TU |  |  | 128.44 | 2001-12-07 16:30 | Anjanece | 25 | 0 | N | N
MACLEAN POWER SYSTEMS | D-6634-TU | Y | MACLEAN POWER SYSTEMS , D-6634-TU |  |  | 129.52 | 2001-12-07 16:30 | Anjanece | 25 | 0 | N | N
MACLEAN POWER SYSTEMS | D-6634-TU | Y | MACLEAN POWER SYSTEMS , D-6634-TU |  |  | 129.54 | 2001-12-07 16:30 | Anjanece | 25 | 0 | N | N
MACLEAN POWER SYSTEMS | D-6634-TU | Y | MACLEAN POWER SYSTEMS , D-6634-TU |  |  | 129.57 | 2001-12-07 16:30 | Anjanece | 25 | 0 | N | N
MACLEAN POWER SYSTEMS | D-6634-TU | Y | MACLEAN POWER SYSTEMS , D-6634-TU |  |  | 129.77 | 2001-12-07 16:30 | Anjanece | 25 | 0 | N | N
MACLEAN POWER SYSTEMS | D-6634-TU | Y | MACLEAN POWER SYSTEMS , D-6634-TU |  |  | 129.8 | 2001-12-07 16:30 | Anjanece | 25 | 0 | N | N
MACLEAN POWER SYSTEMS | D-6634-TU | Y | MACLEAN POWER SYSTEMS , D-6634-TU |  |  | 144.51 | 2001-12-07 16:30 | Anjanece | 25 | 0 | N | N
MACLEAN POWER SYSTEMS | D-6634-TU | Y | MACLEAN POWER SYSTEMS , D-6634-TU |  |  | 152.18 | 2001-12-07 16:30 | Anjanece | 25 | 0 | N | N
MACLEAN POWER SYSTEMS | D-6634-TU | Y | MACLEAN POWER SYSTEMS , D-6634-TU |  |  | 173.72 | 2001-12-07 16:30 | Anjanece | 25 | 0 | N | N
MACLEAN POWER SYSTEMS | D-6634-TU | Y | MACLEAN POWER SYSTEMS , D-6634-TU |  |  | 176.49 | 2001-12-07 16:30 | Anjanece | 25 | 0 | N | N
MACLEAN POWER SYSTEMS | D-6634-TU | Y | MACLEAN POWER SYSTEMS , D-6634-TU |  |  | 179.27 | 2001-12-07 16:30 | Anjanece | 25 | 0 | N | N
MACLEAN POWER SYSTEMS | D-6634-TU | Y | MACLEAN POWER SYSTEMS , D-6634-TU |  |  | 181.28 | 2001-12-07 16:30 | Anjanece | 25 | 0 | N | N
SALCO | S742U1012T | Y | SALCO , S742U1012T | JEA TRANSMISSION | CSC Stores | 78.17 | 2001-12-07 16:30 | Anjanece | 25 | 0 | N | N
SALCO | S742U1012T | Y | SALCO , S742U1012T |  |  | 78.31 | 2001-12-07 16:30 | Anjanece | 25 | 0 | N | N
SALCO | S742U1012T | Y | SALCO , S742U1012T |  |  | 78.46 | 2001-12-07 16:30 | Anjanece | 25 | 0 | N | N
SALCO | S742U1012T | Y | SALCO , S742U1012T |  |  | 82 | 2001-12-07 16:30 | Anjanece | 25 | 0 | N | N
SALCO | S742U1012T | Y | SALCO , S742U1012T |  |  | 90.51 | 2001-12-07 16:30 | Anjanece | 25 | 0 | N | N
SALCO | S742U1012T | Y | SALCO , S742U1012T |  |  | 95.53 | 2001-12-07 16:30 | Anjanece | 25 | 0 | N | N
SALCO | S742U1012T | Y | SALCO , S742U1012T |  |  | 101.28 | 2001-12-07 16:30 | Anjanece | 25 | 0 | N | N
SALCO | S742U1012T | Y | SALCO , S742U1012T |  |  | 106.8 | 2001-12-07 16:30 | Anjanece | 25 | 0 | N | N
SALCO | S742U1012T | Y | SALCO , S742U1012T |  |  | 108.04 | 2001-12-07 16:30 | Anjanece | 25 | 0 | N | N
SALCO | S742U1012T | Y | SALCO , S742U1012T |  |  | 110.59 | 2001-12-07 16:30 | Anjanece | 25 | 0 | N | N
SALCO | S742U1012T | Y | SALCO , S742U1012T |  |  | 113.43 | 2001-12-07 16:30 | Anjanece | 25 | 0 | N | N
SALCO | S742U1012T | Y | SALCO , S742U1012T |  |  | 117.15 | 2001-12-07 16:30 | Anjanece | 25 | 0 | N | N
SALCO | S742U1012T | Y | SALCO , S742U1012T |  |  | 119.36 | 2001-12-07 16:30 | Anjanece | 25 | 0 | N | N
SALCO | S742U1012T | Y | SALCO , S742U1012T |  |  | 119.41 | 2001-12-07 16:30 | Anjanece | 25 | 0 | N | N
SALCO | S742U1012T | Y | SALCO , S742U1012T |  |  | 123.12 | 2001-12-07 16:30 | Anjanece | 25 | 0 | N | N
SALCO | S742U1012T | Y | SALCO , S742U1012T |  |  | 125.35 | 2001-12-07 16:30 | Anjanece | 25 | 0 | N | N
SALCO | S742U1012T | Y | SALCO , S742U1012T |  |  | 126.15 | 2001-12-07 16:30 | Anjanece | 25 | 0 | N | N
SALCO | S742U1012T | Y | SALCO , S742U1012T |  |  | 126.64 | 2001-12-07 16:30 | Anjanece | 25 | 0 | N | N
SALCO | S742U1012T | Y | SALCO , S742U1012T |  |  | 127.86 | 2001-12-07 16:30 | Anjanece | 25 | 0 | N | N
SALCO | S742U1012T | Y | SALCO , S742U1012T |  |  | 128.44 | 2001-12-07 16:30 | Anjanece | 25 | 0 | N | N
SALCO | S742U1012T | Y | SALCO , S742U1012T |  |  | 129.52 | 2001-12-07 16:30 | Anjanece | 25 | 0 | N | N
SALCO | S742U1012T | Y | SALCO , S742U1012T |  |  | 129.54 | 2001-12-07 16:30 | Anjanece | 25 | 0 | N | N
SALCO | S742U1012T | Y | SALCO , S742U1012T |  |  | 129.57 | 2001-12-07 16:30 | Anjanece | 25 | 0 | N | N
SALCO | S742U1012T | Y | SALCO , S742U1012T |  |  | 129.77 | 2001-12-07 16:30 | Anjanece | 25 | 0 | N | N
SALCO | S742U1012T | Y | SALCO , S742U1012T |  |  | 129.8 | 2001-12-07 16:30 | Anjanece | 25 | 0 | N | N
SALCO | S742U1012T | Y | SALCO , S742U1012T |  |  | 144.51 | 2001-12-07 16:30 | Anjanece | 25 | 0 | N | N
SALCO | S742U1012T | Y | SALCO , S742U1012T |  |  | 152.18 | 2001-12-07 16:30 | Anjanece | 25 | 0 | N | N
SALCO | S742U1012T | Y | SALCO , S742U1012T |  |  | 173.72 | 2001-12-07 16:30 | Anjanece | 25 | 0 | N | N
SALCO | S742U1012T | Y | SALCO , S742U1012T |  |  | 176.49 | 2001-12-07 16:30 | Anjanece | 25 | 0 | N | N
SALCO | S742U1012T | Y | SALCO , S742U1012T |  |  | 179.27 | 2001-12-07 16:30 | Anjanece | 25 | 0 | N | N
SALCO | S742U1012T | Y | SALCO , S742U1012T |  |  | 181.28 | 2001-12-07 16:30 | Anjanece | 25 | 0 | N | N
ALLIED | 3555 & 3567 | Y | ALLIED , 3555 & 3567 | JEA TRANSMISSION | CSC Stores | 119.41 | 2001-12-07 16:31 | Anjanece | 20 | 0 | N | N
ALLIED | 3555 & 3567 | Y | ALLIED , 3555 & 3567 |  |  | 123.18 | 2001-12-07 16:31 | Anjanece | 20 | 0 | N | N
ALLIED | 3555 & 3567 | Y | ALLIED , 3555 & 3567 |  |  | 134.5 | 2001-12-07 16:31 | Anjanece | 20 | 0 | N | N
ALLIED | 3555 & 3567 | Y | ALLIED , 3555 & 3567 |  |  | 144.45 | 2001-12-07 16:31 | Anjanece | 20 | 0 | N | N
ALLIED | 3555 & 3567 | Y | ALLIED , 3555 & 3567 |  |  | 166.59 | 2001-12-07 16:31 | Anjanece | 20 | 0 | N | N
ALLIED | 3555 & 3567 | Y | ALLIED , 3555 & 3567 |  |  | 168.27 | 2001-12-07 16:31 | Anjanece | 20 | 0 | N | N
ALLIED | 3555 & 3567 | Y | ALLIED , 3555 & 3567 |  |  | 170.99 | 2001-12-07 16:31 | Anjanece | 20 | 0 | N | N
ALLIED | 3555 & 3567 | Y | ALLIED , 3555 & 3567 |  |  | 173.96 | 2001-12-07 16:31 | Anjanece | 20 | 0 | N | N
ALLIED | 3555 & 3567 | Y | ALLIED , 3555 & 3567 |  |  | 177.08 | 2001-12-07 16:31 | Anjanece | 20 | 0 | N | N
ALLIED | 3555 & 3567 | Y | ALLIED , 3555 & 3567 |  |  | 178.35 | 2001-12-07 16:31 | Anjanece | 20 | 0 | N | N
ALLIED | 3555 & 3567 | Y | ALLIED , 3555 & 3567 |  |  | 178.55 | 2001-12-07 16:31 | Anjanece | 20 | 0 | N | N
ALLIED | 3555 & 3567 | Y | ALLIED , 3555 & 3567 |  |  | 178.94 | 2001-12-07 16:31 | Anjanece | 20 | 0 | N | N
ALLIED | 3555 & 3567 | Y | ALLIED , 3555 & 3567 |  |  | 240.07 | 2001-12-07 16:31 | Anjanece | 20 | 0 | N | N
ALLIED | 3555 & 3567 | Y | ALLIED , 3555 & 3567 |  |  | 241.44 | 2001-12-07 16:31 | Anjanece | 20 | 0 | N | N
ALLIED | 3555 & 3567 | Y | ALLIED , 3555 & 3567 |  |  | 243.08 | 2001-12-07 16:31 | Anjanece | 20 | 0 | N | N
ALLIED | 3555 & 3567 | Y | ALLIED , 3555 & 3567 |  |  | 278.81 | 2001-12-07 16:31 | Anjanece | 20 | 0 | N | N
CHANCE | 12654-3EJN | Y | CHANCE , 12654-3EJN | JEA TRANSMISSION | CSC Stores | 119.41 | 2001-12-07 16:31 | Anjanece | 20 | 0 | N | N
CHANCE | 12654-3EJN | Y | CHANCE , 12654-3EJN |  |  | 123.18 | 2001-12-07 16:31 | Anjanece | 20 | 0 | N | N
CHANCE | 12654-3EJN | Y | CHANCE , 12654-3EJN |  |  | 134.5 | 2001-12-07 16:31 | Anjanece | 20 | 0 | N | N
CHANCE | 12654-3EJN | Y | CHANCE , 12654-3EJN |  |  | 144.45 | 2001-12-07 16:31 | Anjanece | 20 | 0 | N | N
CHANCE | 12654-3EJN | Y | CHANCE , 12654-3EJN |  |  | 166.59 | 2001-12-07 16:31 | Anjanece | 20 | 0 | N | N
CHANCE | 12654-3EJN | Y | CHANCE , 12654-3EJN |  |  | 168.27 | 2001-12-07 16:31 | Anjanece | 20 | 0 | N | N
CHANCE | 12654-3EJN | Y | CHANCE , 12654-3EJN |  |  | 170.99 | 2001-12-07 16:31 | Anjanece | 20 | 0 | N | N
CHANCE | 12654-3EJN | Y | CHANCE , 12654-3EJN |  |  | 173.96 | 2001-12-07 16:31 | Anjanece | 20 | 0 | N | N
CHANCE | 12654-3EJN | Y | CHANCE , 12654-3EJN |  |  | 177.08 | 2001-12-07 16:31 | Anjanece | 20 | 0 | N | N
CHANCE | 12654-3EJN | Y | CHANCE , 12654-3EJN |  |  | 178.35 | 2001-12-07 16:31 | Anjanece | 20 | 0 | N | N
CHANCE | 12654-3EJN | Y | CHANCE , 12654-3EJN |  |  | 178.55 | 2001-12-07 16:31 | Anjanece | 20 | 0 | N | N
CHANCE | 12654-3EJN | Y | CHANCE , 12654-3EJN |  |  | 178.94 | 2001-12-07 16:31 | Anjanece | 20 | 0 | N | N
CHANCE | 12654-3EJN | Y | CHANCE , 12654-3EJN |  |  | 240.07 | 2001-12-07 16:31 | Anjanece | 20 | 0 | N | N
CHANCE | 12654-3EJN | Y | CHANCE , 12654-3EJN |  |  | 241.44 | 2001-12-07 16:31 | Anjanece | 20 | 0 | N | N
CHANCE | 12654-3EJN | Y | CHANCE , 12654-3EJN |  |  | 243.08 | 2001-12-07 16:31 | Anjanece | 20 | 0 | N | N
CHANCE | 12654-3EJN | Y | CHANCE , 12654-3EJN |  |  | 278.81 | 2001-12-07 16:31 | Anjanece | 20 | 0 | N | N
JOSLYN HI-VOLTAGE CORP. | J23383CA.3 | Y | JOSLYN HI-VOLTAGE CORP. , J23383CA.3 | JEA TRANSMISSION | CSC Stores | 119.41 | 2001-12-07 16:31 | Anjanece | 20 | 0 | N | N
JOSLYN HI-VOLTAGE CORP. | J23383CA.3 | Y | JOSLYN HI-VOLTAGE CORP. , J23383CA.3 |  |  | 123.18 | 2001-12-07 16:31 | Anjanece | 20 | 0 | N | N
JOSLYN HI-VOLTAGE CORP. | J23383CA.3 | Y | JOSLYN HI-VOLTAGE CORP. , J23383CA.3 |  |  | 134.5 | 2001-12-07 16:31 | Anjanece | 20 | 0 | N | N
JOSLYN HI-VOLTAGE CORP. | J23383CA.3 | Y | JOSLYN HI-VOLTAGE CORP. , J23383CA.3 |  |  | 144.45 | 2001-12-07 16:31 | Anjanece | 20 | 0 | N | N
JOSLYN HI-VOLTAGE CORP. | J23383CA.3 | Y | JOSLYN HI-VOLTAGE CORP. , J23383CA.3 |  |  | 166.59 | 2001-12-07 16:31 | Anjanece | 20 | 0 | N | N
JOSLYN HI-VOLTAGE CORP. | J23383CA.3 | Y | JOSLYN HI-VOLTAGE CORP. , J23383CA.3 |  |  | 168.27 | 2001-12-07 16:31 | Anjanece | 20 | 0 | N | N
JOSLYN HI-VOLTAGE CORP. | J23383CA.3 | Y | JOSLYN HI-VOLTAGE CORP. , J23383CA.3 |  |  | 170.99 | 2001-12-07 16:31 | Anjanece | 20 | 0 | N | N
JOSLYN HI-VOLTAGE CORP. | J23383CA.3 | Y | JOSLYN HI-VOLTAGE CORP. , J23383CA.3 |  |  | 173.96 | 2001-12-07 16:31 | Anjanece | 20 | 0 | N | N
JOSLYN HI-VOLTAGE CORP. | J23383CA.3 | Y | JOSLYN HI-VOLTAGE CORP. , J23383CA.3 |  |  | 177.08 | 2001-12-07 16:31 | Anjanece | 20 | 0 | N | N
JOSLYN HI-VOLTAGE CORP. | J23383CA.3 | Y | JOSLYN HI-VOLTAGE CORP. , J23383CA.3 |  |  | 178.35 | 2001-12-07 16:31 | Anjanece | 20 | 0 | N | N
JOSLYN HI-VOLTAGE CORP. | J23383CA.3 | Y | JOSLYN HI-VOLTAGE CORP. , J23383CA.3 |  |  | 178.55 | 2001-12-07 16:31 | Anjanece | 20 | 0 | N | N
JOSLYN HI-VOLTAGE CORP. | J23383CA.3 | Y | JOSLYN HI-VOLTAGE CORP. , J23383CA.3 |  |  | 178.94 | 2001-12-07 16:31 | Anjanece | 20 | 0 | N | N
JOSLYN HI-VOLTAGE CORP. | J23383CA.3 | Y | JOSLYN HI-VOLTAGE CORP. , J23383CA.3 |  |  | 240.07 | 2001-12-07 16:31 | Anjanece | 20 | 0 | N | N
JOSLYN HI-VOLTAGE CORP. | J23383CA.3 | Y | JOSLYN HI-VOLTAGE CORP. , J23383CA.3 |  |  | 241.44 | 2001-12-07 16:31 | Anjanece | 20 | 0 | N | N
JOSLYN HI-VOLTAGE CORP. | J23383CA.3 | Y | JOSLYN HI-VOLTAGE CORP. , J23383CA.3 |  |  | 243.08 | 2001-12-07 16:31 | Anjanece | 20 | 0 | N | N
JOSLYN HI-VOLTAGE CORP. | J23383CA.3 | Y | JOSLYN HI-VOLTAGE CORP. , J23383CA.3 |  |  | 278.81 | 2001-12-07 16:31 | Anjanece | 20 | 0 | N | N
MACLEAN POWER SYSTEMS | D-6637-TU | Y | MACLEAN POWER SYSTEMS , D-6637-TU | JEA TRANSMISSION | CSC Stores | 119.41 | 2001-12-07 16:31 | Anjanece | 20 | 0 | N | N
MACLEAN POWER SYSTEMS | D-6637-TU | Y | MACLEAN POWER SYSTEMS , D-6637-TU |  |  | 123.18 | 2001-12-07 16:31 | Anjanece | 20 | 0 | N | N
MACLEAN POWER SYSTEMS | D-6637-TU | Y | MACLEAN POWER SYSTEMS , D-6637-TU |  |  | 134.5 | 2001-12-07 16:31 | Anjanece | 20 | 0 | N | N
MACLEAN POWER SYSTEMS | D-6637-TU | Y | MACLEAN POWER SYSTEMS , D-6637-TU |  |  | 144.45 | 2001-12-07 16:31 | Anjanece | 20 | 0 | N | N
MACLEAN POWER SYSTEMS | D-6637-TU | Y | MACLEAN POWER SYSTEMS , D-6637-TU |  |  | 166.59 | 2001-12-07 16:31 | Anjanece | 20 | 0 | N | N
MACLEAN POWER SYSTEMS | D-6637-TU | Y | MACLEAN POWER SYSTEMS , D-6637-TU |  |  | 168.27 | 2001-12-07 16:31 | Anjanece | 20 | 0 | N | N
MACLEAN POWER SYSTEMS | D-6637-TU | Y | MACLEAN POWER SYSTEMS , D-6637-TU |  |  | 170.99 | 2001-12-07 16:31 | Anjanece | 20 | 0 | N | N
MACLEAN POWER SYSTEMS | D-6637-TU | Y | MACLEAN POWER SYSTEMS , D-6637-TU |  |  | 173.96 | 2001-12-07 16:31 | Anjanece | 20 | 0 | N | N
MACLEAN POWER SYSTEMS | D-6637-TU | Y | MACLEAN POWER SYSTEMS , D-6637-TU |  |  | 177.08 | 2001-12-07 16:31 | Anjanece | 20 | 0 | N | N
MACLEAN POWER SYSTEMS | D-6637-TU | Y | MACLEAN POWER SYSTEMS , D-6637-TU |  |  | 178.35 | 2001-12-07 16:31 | Anjanece | 20 | 0 | N | N
MACLEAN POWER SYSTEMS | D-6637-TU | Y | MACLEAN POWER SYSTEMS , D-6637-TU |  |  | 178.55 | 2001-12-07 16:31 | Anjanece | 20 | 0 | N | N
MACLEAN POWER SYSTEMS | D-6637-TU | Y | MACLEAN POWER SYSTEMS , D-6637-TU |  |  | 178.94 | 2001-12-07 16:31 | Anjanece | 20 | 0 | N | N
MACLEAN POWER SYSTEMS | D-6637-TU | Y | MACLEAN POWER SYSTEMS , D-6637-TU |  |  | 240.07 | 2001-12-07 16:31 | Anjanece | 20 | 0 | N | N
MACLEAN POWER SYSTEMS | D-6637-TU | Y | MACLEAN POWER SYSTEMS , D-6637-TU |  |  | 241.44 | 2001-12-07 16:31 | Anjanece | 20 | 0 | N | N
MACLEAN POWER SYSTEMS | D-6637-TU | Y | MACLEAN POWER SYSTEMS , D-6637-TU |  |  | 243.08 | 2001-12-07 16:31 | Anjanece | 20 | 0 | N | N
MACLEAN POWER SYSTEMS | D-6637-TU | Y | MACLEAN POWER SYSTEMS , D-6637-TU |  |  | 278.81 | 2001-12-07 16:31 | Anjanece | 20 | 0 | N | N
SALCO | S784U101214T | Y | SALCO , S784U101214T | JEA TRANSMISSION | CSC Stores | 119.41 | 2001-12-07 16:31 | Anjanece | 20 | 0 | N | N
SALCO | S784U101214T | Y | SALCO , S784U101214T |  |  | 123.18 | 2001-12-07 16:31 | Anjanece | 20 | 0 | N | N
SALCO | S784U101214T | Y | SALCO , S784U101214T |  |  | 134.5 | 2001-12-07 16:31 | Anjanece | 20 | 0 | N | N
SALCO | S784U101214T | Y | SALCO , S784U101214T |  |  | 144.45 | 2001-12-07 16:31 | Anjanece | 20 | 0 | N | N
SALCO | S784U101214T | Y | SALCO , S784U101214T |  |  | 166.59 | 2001-12-07 16:31 | Anjanece | 20 | 0 | N | N
SALCO | S784U101214T | Y | SALCO , S784U101214T |  |  | 168.27 | 2001-12-07 16:31 | Anjanece | 20 | 0 | N | N
SALCO | S784U101214T | Y | SALCO , S784U101214T |  |  | 170.99 | 2001-12-07 16:31 | Anjanece | 20 | 0 | N | N
SALCO | S784U101214T | Y | SALCO , S784U101214T |  |  | 173.96 | 2001-12-07 16:31 | Anjanece | 20 | 0 | N | N
SALCO | S784U101214T | Y | SALCO , S784U101214T |  |  | 177.08 | 2001-12-07 16:31 | Anjanece | 20 | 0 | N | N
SALCO | S784U101214T | Y | SALCO , S784U101214T |  |  | 178.35 | 2001-12-07 16:31 | Anjanece | 20 | 0 | N | N
SALCO | S784U101214T | Y | SALCO , S784U101214T |  |  | 178.55 | 2001-12-07 16:31 | Anjanece | 20 | 0 | N | N
SALCO | S784U101214T | Y | SALCO , S784U101214T |  |  | 178.94 | 2001-12-07 16:31 | Anjanece | 20 | 0 | N | N
SALCO | S784U101214T | Y | SALCO , S784U101214T |  |  | 240.07 | 2001-12-07 16:31 | Anjanece | 20 | 0 | N | N
SALCO | S784U101214T | Y | SALCO , S784U101214T |  |  | 241.44 | 2001-12-07 16:31 | Anjanece | 20 | 0 | N | N
SALCO | S784U101214T | Y | SALCO , S784U101214T |  |  | 243.08 | 2001-12-07 16:31 | Anjanece | 20 | 0 | N | N
SALCO | S784U101214T | Y | SALCO , S784U101214T |  |  | 278.81 | 2001-12-07 16:31 | Anjanece | 20 | 0 | N | N
CHANCE | C110-0569 | Y | CHANCE , C110-0569 | JEA OVERHEAD DISTRIBUTION | CSC Stores | 224.49 | 2001-12-07 16:31 | Anjanece | 1 | 0 | N | N
CHANCE | C110-0569 | Y | CHANCE , C110-0569 |  |  | 226.95 | 2001-12-07 16:31 | Anjanece | 1 | 0 | N | N
CHANCE | C110-0569 | Y | CHANCE , C110-0569 |  |  | 277.2 | 2001-12-07 16:31 | Anjanece | 1 | 0 | N | N
CHANCE | C110-0569 | Y | CHANCE , C110-0569 |  |  | 337.83 | 2001-12-07 16:31 | Anjanece | 1 | 0 | N | N
ITW RAMSET | WW1236 | Y | ITW RAMSET , WW1236 | JEA OVERHEAD DISTRIBUTION | CSC Stores | 1.58 | 2001-12-07 16:33 | Anjanece | 150 | 0 | N | N
ITW RAMSET | WW1236 | Y | ITW RAMSET , WW1236 |  |  | 1.6 | 2001-12-07 16:33 | Anjanece | 150 | 0 | N | N
ITW RAMSET | WW1236 | Y | ITW RAMSET , WW1236 |  |  | 1.69 | 2001-12-07 16:33 | Anjanece | 150 | 0 | N | N
ITW RAMSET | WW1236 | Y | ITW RAMSET , WW1236 |  |  | 1.73 | 2001-12-07 16:33 | Anjanece | 150 | 0 | N | N
ITW RAMSET | WW1236 | Y | ITW RAMSET , WW1236 |  |  | 1.75 | 2001-12-07 16:33 | Anjanece | 150 | 0 | N | N
ITW RAMSET | WW1236 | Y | ITW RAMSET , WW1236 |  |  | 1.76 | 2001-12-07 16:33 | Anjanece | 150 | 0 | N | N
ITW RAMSET | WW1236 | Y | ITW RAMSET , WW1236 |  |  | 1.78 | 2001-12-07 16:33 | Anjanece | 150 | 0 | N | N
ITW RAMSET | WW1236 | Y | ITW RAMSET , WW1236 |  |  | 1.8 | 2001-12-07 16:33 | Anjanece | 150 | 0 | N | N
ITW RAMSET | WW1236 | Y | ITW RAMSET , WW1236 |  |  | 1.81 | 2001-12-07 16:33 | Anjanece | 150 | 0 | N | N
ITW RAMSET | WW1236 | Y | ITW RAMSET , WW1236 |  |  | 1.92 | 2001-12-07 16:33 | Anjanece | 150 | 0 | N | N
ITW RAMSET | WW1236 | Y | ITW RAMSET , WW1236 |  |  | 1.94 | 2001-12-07 16:33 | Anjanece | 150 | 0 | N | N
ITW RAMSET | WW1236 | Y | ITW RAMSET , WW1236 |  |  | 1.98 | 2001-12-07 16:33 | Anjanece | 150 | 0 | N | N
ITW RAMSET | WW1236 | Y | ITW RAMSET , WW1236 |  |  | 2 | 2001-12-07 16:33 | Anjanece | 150 | 0 | N | N
ITW RAMSET | WW1236 | Y | ITW RAMSET , WW1236 |  |  | 2.01 | 2001-12-07 16:33 | Anjanece | 150 | 0 | N | N
ITW RAMSET | WW1236 | Y | ITW RAMSET , WW1236 |  |  | 2.02 | 2001-12-07 16:33 | Anjanece | 150 | 0 | N | N
ITW RAMSET | WW1236 | Y | ITW RAMSET , WW1236 |  |  | 2.39 | 2001-12-07 16:33 | Anjanece | 150 | 0 | N | N
ITW RAMSET | WW1236 | Y | ITW RAMSET , WW1236 |  |  | 2.72 | 2001-12-07 16:33 | Anjanece | 150 | 0 | N | N
ITW RAMSET | WW1236 | Y | ITW RAMSET , WW1236 |  |  | 3.38 | 2001-12-07 16:33 | Anjanece | 150 | 0 | N | N
ITW RAMSET | WW1236 | Y | ITW RAMSET , WW1236 |  |  | 3.58 | 2001-12-07 16:33 | Anjanece | 150 | 0 | N | N
ITW RAMSET | WW1236 | Y | ITW RAMSET , WW1236 |  |  | 3.96 | 2001-12-07 16:33 | Anjanece | 150 | 0 | N | N
ITW RAMSET | WW1236 | Y | ITW RAMSET , WW1236 |  |  | 3.97 | 2001-12-07 16:33 | Anjanece | 150 | 0 | N | N
ITW RAMSET | WW1236 | Y | ITW RAMSET , WW1236 |  |  | 4.03 | 2001-12-07 16:33 | Anjanece | 150 | 0 | N | N
ITW RAMSET | WW1236 | Y | ITW RAMSET , WW1236 |  |  | 4.08 | 2001-12-07 16:33 | Anjanece | 150 | 0 | N | N
ITW RAMSET | WW1236 | Y | ITW RAMSET , WW1236 |  |  | 4.12 | 2001-12-07 16:33 | Anjanece | 150 | 0 | N | N
ITW RAMSET | WW1236 | Y | ITW RAMSET , WW1236 |  |  | 4.13 | 2001-12-07 16:33 | Anjanece | 150 | 0 | N | N
ITW RAMSET | WW1236 | Y | ITW RAMSET , WW1236 |  |  | 4.32 | 2001-12-07 16:33 | Anjanece | 150 | 0 | N | N
ACTION MANUFACTURING | AMI-6550 | Y | ACTION MANUFACTURING , AMI-6550 | JEA OVERHEAD DISTRIBUTION | CSC Stores | 32.04 | 2001-12-07 16:33 | Anjanece | 1 | 0 | N | N
ACTION MANUFACTURING | AMI-6550 | Y | ACTION MANUFACTURING , AMI-6550 |  |  | 32.07 | 2001-12-07 16:33 | Anjanece | 1 | 0 | N | N
ACTION MANUFACTURING | AMI-6550 | Y | ACTION MANUFACTURING , AMI-6550 |  |  | 32.12 | 2001-12-07 16:33 | Anjanece | 1 | 0 | N | N
ACTION MANUFACTURING | AMI-6550 | Y | ACTION MANUFACTURING , AMI-6550 |  |  | 32.38 | 2001-12-07 16:33 | Anjanece | 1 | 0 | N | N
ACTION MANUFACTURING | AMI-6550 | Y | ACTION MANUFACTURING , AMI-6550 |  |  | 32.74 | 2001-12-07 16:33 | Anjanece | 1 | 0 | N | N
ACTION MANUFACTURING | AMI-6550 | Y | ACTION MANUFACTURING , AMI-6550 |  |  | 34.26 | 2001-12-07 16:33 | Anjanece | 1 | 0 | N | N
ACTION MANUFACTURING | AMI-6550 | Y | ACTION MANUFACTURING , AMI-6550 |  |  | 34.37 | 2001-12-07 16:33 | Anjanece | 1 | 0 | N | N
ACTION MANUFACTURING | AMI-6550 | Y | ACTION MANUFACTURING , AMI-6550 |  |  | 36.35 | 2001-12-07 16:33 | Anjanece | 1 | 0 | N | N
ACTION MANUFACTURING | AMI-6550 | Y | ACTION MANUFACTURING , AMI-6550 |  |  | 39.27 | 2001-12-07 16:33 | Anjanece | 1 | 0 | N | N
ACTION MANUFACTURING | AMI-6550 | Y | ACTION MANUFACTURING , AMI-6550 |  |  | 45.12 | 2001-12-07 16:33 | Anjanece | 1 | 0 | N | N
ACTION MANUFACTURING | AMI-6550 | Y | ACTION MANUFACTURING , AMI-6550 |  |  | 45.13 | 2001-12-07 16:33 | Anjanece | 1 | 0 | N | N
ACTION MANUFACTURING | AMI-6550 | Y | ACTION MANUFACTURING , AMI-6550 |  |  | 45.14 | 2001-12-07 16:33 | Anjanece | 1 | 0 | N | N
ACTION MANUFACTURING | AMI-6550 | Y | ACTION MANUFACTURING , AMI-6550 |  |  | 45.15 | 2001-12-07 16:33 | Anjanece | 1 | 0 | N | N
ACTION MANUFACTURING | AMI-6550 | Y | ACTION MANUFACTURING , AMI-6550 |  |  | 45.41 | 2001-12-07 16:33 | Anjanece | 1 | 0 | N | N
ACTION MANUFACTURING | AMI-6550 | Y | ACTION MANUFACTURING , AMI-6550 |  |  | 45.72 | 2001-12-07 16:33 | Anjanece | 1 | 0 | N | N
ACTION MANUFACTURING | AMI-6550 | Y | ACTION MANUFACTURING , AMI-6550 |  |  | 46.23 | 2001-12-07 16:33 | Anjanece | 1 | 0 | N | N
ACTION MANUFACTURING | AMI-6550 | Y | ACTION MANUFACTURING , AMI-6550 |  |  | 46.61 | 2001-12-07 16:33 | Anjanece | 1 | 0 | N | N
ACTION MANUFACTURING | AMI-6550 | Y | ACTION MANUFACTURING , AMI-6550 |  |  | 47.09 | 2001-12-07 16:33 | Anjanece | 1 | 0 | N | N
ACTION MANUFACTURING | AMI-6550 | Y | ACTION MANUFACTURING , AMI-6550 |  |  | 47.12 | 2001-12-07 16:33 | Anjanece | 1 | 0 | N | N
ACTION MANUFACTURING | AMI-6550 | Y | ACTION MANUFACTURING , AMI-6550 |  |  | 49.32 | 2001-12-07 16:33 | Anjanece | 1 | 0 | N | N
ACTION MANUFACTURING | AMI-6550 | Y | ACTION MANUFACTURING , AMI-6550 |  |  | 50.27 | 2001-12-07 16:33 | Anjanece | 1 | 0 | N | N
ACTION MANUFACTURING | AMI-6550 | Y | ACTION MANUFACTURING , AMI-6550 |  |  | 54.14 | 2001-12-07 16:33 | Anjanece | 1 | 0 | N | N
ACTION MANUFACTURING | AMI-6550 | Y | ACTION MANUFACTURING , AMI-6550 |  |  | 56.78 | 2001-12-07 16:33 | Anjanece | 1 | 0 | N | N
ACTION MANUFACTURING | AMI-6550 | Y | ACTION MANUFACTURING , AMI-6550 |  |  | 56.89 | 2001-12-07 16:33 | Anjanece | 1 | 0 | N | N
ACTION MANUFACTURING | AMI-6550 | Y | ACTION MANUFACTURING , AMI-6550 |  |  | 57.44 | 2001-12-07 16:33 | Anjanece | 1 | 0 | N | N
ACTION MANUFACTURING | AMI-6550 | Y | ACTION MANUFACTURING , AMI-6550 |  |  | 57.95 | 2001-12-07 16:33 | Anjanece | 1 | 0 | N | N
ACTION MANUFACTURING | AMI-6550 | Y | ACTION MANUFACTURING , AMI-6550 |  |  | 58.26 | 2001-12-07 16:33 | Anjanece | 1 | 0 | N | N
ACTION MANUFACTURING | AMI-6550 | Y | ACTION MANUFACTURING , AMI-6550 |  |  | 58.57 | 2001-12-07 16:33 | Anjanece | 1 | 0 | N | N
ACTION MANUFACTURING | AMI-6550 | Y | ACTION MANUFACTURING , AMI-6550 |  |  | 58.62 | 2001-12-07 16:33 | Anjanece | 1 | 0 | N | N
ACTION MANUFACTURING | AMI-6550 | Y | ACTION MANUFACTURING , AMI-6550 |  |  | 58.65 | 2001-12-07 16:33 | Anjanece | 1 | 0 | N | N
ACTION MANUFACTURING | AMI-6550 | Y | ACTION MANUFACTURING , AMI-6550 |  |  | 59.46 | 2001-12-07 16:33 | Anjanece | 1 | 0 | N | N
ACTION MANUFACTURING | AMI-6550 | Y | ACTION MANUFACTURING , AMI-6550 |  |  | 60.97 | 2001-12-07 16:33 | Anjanece | 1 | 0 | N | N
ACTION MANUFACTURING | AMI-6550 | Y | ACTION MANUFACTURING , AMI-6550 |  |  | 61.45 | 2001-12-07 16:33 | Anjanece | 1 | 0 | N | N
ACTION MANUFACTURING | AMI-6550 | Y | ACTION MANUFACTURING , AMI-6550 |  | Storm Stores | 0 | 2022-09-23 08:53 | Anjanece |  | 0 | N | N
ACTION MANUFACTURING | AMI-6550 | Y | ACTION MANUFACTURING , AMI-6550 |  |  | 62.95 | 2022-09-23 08:53 | Anjanece |  | 0 | N | N
ACTION MANUFACTURING | AMI-6550 | Y | ACTION MANUFACTURING , AMI-6550 |  |  | 64.72 | 2022-09-23 08:53 | Anjanece |  | 0 | N | N
ACTION MANUFACTURING | AMI-6550 | Y | ACTION MANUFACTURING , AMI-6550 |  |  | 66.7 | 2022-09-23 08:53 | Anjanece |  | 0 | N | N
ALLIED | 1169 | Y | ALLIED , 1169 | JEA OVERHEAD DISTRIBUTION | CSC Stores | 32.04 | 2001-12-07 16:33 | Anjanece | 1 | 0 | N | N
ALLIED | 1169 | Y | ALLIED , 1169 |  |  | 32.07 | 2001-12-07 16:33 | Anjanece | 1 | 0 | N | N
ALLIED | 1169 | Y | ALLIED , 1169 |  |  | 32.12 | 2001-12-07 16:33 | Anjanece | 1 | 0 | N | N
ALLIED | 1169 | Y | ALLIED , 1169 |  |  | 32.38 | 2001-12-07 16:33 | Anjanece | 1 | 0 | N | N
ALLIED | 1169 | Y | ALLIED , 1169 |  |  | 32.74 | 2001-12-07 16:33 | Anjanece | 1 | 0 | N | N
ALLIED | 1169 | Y | ALLIED , 1169 |  |  | 34.26 | 2001-12-07 16:33 | Anjanece | 1 | 0 | N | N
ALLIED | 1169 | Y | ALLIED , 1169 |  |  | 34.37 | 2001-12-07 16:33 | Anjanece | 1 | 0 | N | N
ALLIED | 1169 | Y | ALLIED , 1169 |  |  | 36.35 | 2001-12-07 16:33 | Anjanece | 1 | 0 | N | N
ALLIED | 1169 | Y | ALLIED , 1169 |  |  | 39.27 | 2001-12-07 16:33 | Anjanece | 1 | 0 | N | N
ALLIED | 1169 | Y | ALLIED , 1169 |  |  | 45.12 | 2001-12-07 16:33 | Anjanece | 1 | 0 | N | N
ALLIED | 1169 | Y | ALLIED , 1169 |  |  | 45.13 | 2001-12-07 16:33 | Anjanece | 1 | 0 | N | N
ALLIED | 1169 | Y | ALLIED , 1169 |  |  | 45.14 | 2001-12-07 16:33 | Anjanece | 1 | 0 | N | N
ALLIED | 1169 | Y | ALLIED , 1169 |  |  | 45.15 | 2001-12-07 16:33 | Anjanece | 1 | 0 | N | N
ALLIED | 1169 | Y | ALLIED , 1169 |  |  | 45.41 | 2001-12-07 16:33 | Anjanece | 1 | 0 | N | N
ALLIED | 1169 | Y | ALLIED , 1169 |  |  | 45.72 | 2001-12-07 16:33 | Anjanece | 1 | 0 | N | N
ALLIED | 1169 | Y | ALLIED , 1169 |  |  | 46.23 | 2001-12-07 16:33 | Anjanece | 1 | 0 | N | N
ALLIED | 1169 | Y | ALLIED , 1169 |  |  | 46.61 | 2001-12-07 16:33 | Anjanece | 1 | 0 | N | N
ALLIED | 1169 | Y | ALLIED , 1169 |  |  | 47.09 | 2001-12-07 16:33 | Anjanece | 1 | 0 | N | N
ALLIED | 1169 | Y | ALLIED , 1169 |  |  | 47.12 | 2001-12-07 16:33 | Anjanece | 1 | 0 | N | N
ALLIED | 1169 | Y | ALLIED , 1169 |  |  | 49.32 | 2001-12-07 16:33 | Anjanece | 1 | 0 | N | N
ALLIED | 1169 | Y | ALLIED , 1169 |  |  | 50.27 | 2001-12-07 16:33 | Anjanece | 1 | 0 | N | N
ALLIED | 1169 | Y | ALLIED , 1169 |  |  | 54.14 | 2001-12-07 16:33 | Anjanece | 1 | 0 | N | N
ALLIED | 1169 | Y | ALLIED , 1169 |  |  | 56.78 | 2001-12-07 16:33 | Anjanece | 1 | 0 | N | N
ALLIED | 1169 | Y | ALLIED , 1169 |  |  | 56.89 | 2001-12-07 16:33 | Anjanece | 1 | 0 | N | N
ALLIED | 1169 | Y | ALLIED , 1169 |  |  | 57.44 | 2001-12-07 16:33 | Anjanece | 1 | 0 | N | N
ALLIED | 1169 | Y | ALLIED , 1169 |  |  | 57.95 | 2001-12-07 16:33 | Anjanece | 1 | 0 | N | N
ALLIED | 1169 | Y | ALLIED , 1169 |  |  | 58.26 | 2001-12-07 16:33 | Anjanece | 1 | 0 | N | N
ALLIED | 1169 | Y | ALLIED , 1169 |  |  | 58.57 | 2001-12-07 16:33 | Anjanece | 1 | 0 | N | N
ALLIED | 1169 | Y | ALLIED , 1169 |  |  | 58.62 | 2001-12-07 16:33 | Anjanece | 1 | 0 | N | N
ALLIED | 1169 | Y | ALLIED , 1169 |  |  | 58.65 | 2001-12-07 16:33 | Anjanece | 1 | 0 | N | N
ALLIED | 1169 | Y | ALLIED , 1169 |  |  | 59.46 | 2001-12-07 16:33 | Anjanece | 1 | 0 | N | N
ALLIED | 1169 | Y | ALLIED , 1169 |  |  | 60.97 | 2001-12-07 16:33 | Anjanece | 1 | 0 | N | N
ALLIED | 1169 | Y | ALLIED , 1169 |  |  | 61.45 | 2001-12-07 16:33 | Anjanece | 1 | 0 | N | N
ALLIED | 1169 | Y | ALLIED , 1169 |  | Storm Stores | 0 | 2022-09-23 08:53 | Anjanece |  | 0 | N | N
ALLIED | 1169 | Y | ALLIED , 1169 |  |  | 62.95 | 2022-09-23 08:53 | Anjanece |  | 0 | N | N
ALLIED | 1169 | Y | ALLIED , 1169 |  |  | 64.72 | 2022-09-23 08:53 | Anjanece |  | 0 | N | N
ALLIED | 1169 | Y | ALLIED , 1169 |  |  | 66.7 | 2022-09-23 08:53 | Anjanece |  | 0 | N | N
CHANCE | 10148 | Y | CHANCE , 10148 | JEA OVERHEAD DISTRIBUTION | CSC Stores | 32.04 | 2001-12-07 16:33 | Anjanece | 1 | 0 | N | N
CHANCE | 10148 | Y | CHANCE , 10148 |  |  | 32.07 | 2001-12-07 16:33 | Anjanece | 1 | 0 | N | N
CHANCE | 10148 | Y | CHANCE , 10148 |  |  | 32.12 | 2001-12-07 16:33 | Anjanece | 1 | 0 | N | N
CHANCE | 10148 | Y | CHANCE , 10148 |  |  | 32.38 | 2001-12-07 16:33 | Anjanece | 1 | 0 | N | N
CHANCE | 10148 | Y | CHANCE , 10148 |  |  | 32.74 | 2001-12-07 16:33 | Anjanece | 1 | 0 | N | N
CHANCE | 10148 | Y | CHANCE , 10148 |  |  | 34.26 | 2001-12-07 16:33 | Anjanece | 1 | 0 | N | N
CHANCE | 10148 | Y | CHANCE , 10148 |  |  | 34.37 | 2001-12-07 16:33 | Anjanece | 1 | 0 | N | N
CHANCE | 10148 | Y | CHANCE , 10148 |  |  | 36.35 | 2001-12-07 16:33 | Anjanece | 1 | 0 | N | N
CHANCE | 10148 | Y | CHANCE , 10148 |  |  | 39.27 | 2001-12-07 16:33 | Anjanece | 1 | 0 | N | N
CHANCE | 10148 | Y | CHANCE , 10148 |  |  | 45.12 | 2001-12-07 16:33 | Anjanece | 1 | 0 | N | N
CHANCE | 10148 | Y | CHANCE , 10148 |  |  | 45.13 | 2001-12-07 16:33 | Anjanece | 1 | 0 | N | N
CHANCE | 10148 | Y | CHANCE , 10148 |  |  | 45.14 | 2001-12-07 16:33 | Anjanece | 1 | 0 | N | N
CHANCE | 10148 | Y | CHANCE , 10148 |  |  | 45.15 | 2001-12-07 16:33 | Anjanece | 1 | 0 | N | N
CHANCE | 10148 | Y | CHANCE , 10148 |  |  | 45.41 | 2001-12-07 16:33 | Anjanece | 1 | 0 | N | N
CHANCE | 10148 | Y | CHANCE , 10148 |  |  | 45.72 | 2001-12-07 16:33 | Anjanece | 1 | 0 | N | N
CHANCE | 10148 | Y | CHANCE , 10148 |  |  | 46.23 | 2001-12-07 16:33 | Anjanece | 1 | 0 | N | N
CHANCE | 10148 | Y | CHANCE , 10148 |  |  | 46.61 | 2001-12-07 16:33 | Anjanece | 1 | 0 | N | N
CHANCE | 10148 | Y | CHANCE , 10148 |  |  | 47.09 | 2001-12-07 16:33 | Anjanece | 1 | 0 | N | N
CHANCE | 10148 | Y | CHANCE , 10148 |  |  | 47.12 | 2001-12-07 16:33 | Anjanece | 1 | 0 | N | N
CHANCE | 10148 | Y | CHANCE , 10148 |  |  | 49.32 | 2001-12-07 16:33 | Anjanece | 1 | 0 | N | N
CHANCE | 10148 | Y | CHANCE , 10148 |  |  | 50.27 | 2001-12-07 16:33 | Anjanece | 1 | 0 | N | N
CHANCE | 10148 | Y | CHANCE , 10148 |  |  | 54.14 | 2001-12-07 16:33 | Anjanece | 1 | 0 | N | N
CHANCE | 10148 | Y | CHANCE , 10148 |  |  | 56.78 | 2001-12-07 16:33 | Anjanece | 1 | 0 | N | N
CHANCE | 10148 | Y | CHANCE , 10148 |  |  | 56.89 | 2001-12-07 16:33 | Anjanece | 1 | 0 | N | N
CHANCE | 10148 | Y | CHANCE , 10148 |  |  | 57.44 | 2001-12-07 16:33 | Anjanece | 1 | 0 | N | N
CHANCE | 10148 | Y | CHANCE , 10148 |  |  | 57.95 | 2001-12-07 16:33 | Anjanece | 1 | 0 | N | N
CHANCE | 10148 | Y | CHANCE , 10148 |  |  | 58.26 | 2001-12-07 16:33 | Anjanece | 1 | 0 | N | N
CHANCE | 10148 | Y | CHANCE , 10148 |  |  | 58.57 | 2001-12-07 16:33 | Anjanece | 1 | 0 | N | N
CHANCE | 10148 | Y | CHANCE , 10148 |  |  | 58.62 | 2001-12-07 16:33 | Anjanece | 1 | 0 | N | N
CHANCE | 10148 | Y | CHANCE , 10148 |  |  | 58.65 | 2001-12-07 16:33 | Anjanece | 1 | 0 | N | N
CHANCE | 10148 | Y | CHANCE , 10148 |  |  | 59.46 | 2001-12-07 16:33 | Anjanece | 1 | 0 | N | N
CHANCE | 10148 | Y | CHANCE , 10148 |  |  | 60.97 | 2001-12-07 16:33 | Anjanece | 1 | 0 | N | N
CHANCE | 10148 | Y | CHANCE , 10148 |  |  | 61.45 | 2001-12-07 16:33 | Anjanece | 1 | 0 | N | N
CHANCE | 10148 | Y | CHANCE , 10148 |  | Storm Stores | 0 | 2022-09-23 08:53 | Anjanece |  | 0 | N | N
CHANCE | 10148 | Y | CHANCE , 10148 |  |  | 62.95 | 2022-09-23 08:53 | Anjanece |  | 0 | N | N
CHANCE | 10148 | Y | CHANCE , 10148 |  |  | 64.72 | 2022-09-23 08:53 | Anjanece |  | 0 | N | N
CHANCE | 10148 | Y | CHANCE , 10148 |  |  | 66.7 | 2022-09-23 08:53 | Anjanece |  | 0 | N | N
KNIGHT | GSA5496-10 | Y | KNIGHT , GSA5496-10 | JEA OVERHEAD DISTRIBUTION | CSC Stores | 32.04 | 2001-12-07 16:33 | Anjanece | 1 | 0 | N | N
KNIGHT | GSA5496-10 | Y | KNIGHT , GSA5496-10 |  |  | 32.07 | 2001-12-07 16:33 | Anjanece | 1 | 0 | N | N
KNIGHT | GSA5496-10 | Y | KNIGHT , GSA5496-10 |  |  | 32.12 | 2001-12-07 16:33 | Anjanece | 1 | 0 | N | N
KNIGHT | GSA5496-10 | Y | KNIGHT , GSA5496-10 |  |  | 32.38 | 2001-12-07 16:33 | Anjanece | 1 | 0 | N | N
KNIGHT | GSA5496-10 | Y | KNIGHT , GSA5496-10 |  |  | 32.74 | 2001-12-07 16:33 | Anjanece | 1 | 0 | N | N
KNIGHT | GSA5496-10 | Y | KNIGHT , GSA5496-10 |  |  | 34.26 | 2001-12-07 16:33 | Anjanece | 1 | 0 | N | N
KNIGHT | GSA5496-10 | Y | KNIGHT , GSA5496-10 |  |  | 34.37 | 2001-12-07 16:33 | Anjanece | 1 | 0 | N | N
KNIGHT | GSA5496-10 | Y | KNIGHT , GSA5496-10 |  |  | 36.35 | 2001-12-07 16:33 | Anjanece | 1 | 0 | N | N
KNIGHT | GSA5496-10 | Y | KNIGHT , GSA5496-10 |  |  | 39.27 | 2001-12-07 16:33 | Anjanece | 1 | 0 | N | N
KNIGHT | GSA5496-10 | Y | KNIGHT , GSA5496-10 |  |  | 45.12 | 2001-12-07 16:33 | Anjanece | 1 | 0 | N | N
KNIGHT | GSA5496-10 | Y | KNIGHT , GSA5496-10 |  |  | 45.13 | 2001-12-07 16:33 | Anjanece | 1 | 0 | N | N
KNIGHT | GSA5496-10 | Y | KNIGHT , GSA5496-10 |  |  | 45.14 | 2001-12-07 16:33 | Anjanece | 1 | 0 | N | N
KNIGHT | GSA5496-10 | Y | KNIGHT , GSA5496-10 |  |  | 45.15 | 2001-12-07 16:33 | Anjanece | 1 | 0 | N | N
KNIGHT | GSA5496-10 | Y | KNIGHT , GSA5496-10 |  |  | 45.41 | 2001-12-07 16:33 | Anjanece | 1 | 0 | N | N
KNIGHT | GSA5496-10 | Y | KNIGHT , GSA5496-10 |  |  | 45.72 | 2001-12-07 16:33 | Anjanece | 1 | 0 | N | N
KNIGHT | GSA5496-10 | Y | KNIGHT , GSA5496-10 |  |  | 46.23 | 2001-12-07 16:33 | Anjanece | 1 | 0 | N | N
KNIGHT | GSA5496-10 | Y | KNIGHT , GSA5496-10 |  |  | 46.61 | 2001-12-07 16:33 | Anjanece | 1 | 0 | N | N
KNIGHT | GSA5496-10 | Y | KNIGHT , GSA5496-10 |  |  | 47.09 | 2001-12-07 16:33 | Anjanece | 1 | 0 | N | N
KNIGHT | GSA5496-10 | Y | KNIGHT , GSA5496-10 |  |  | 47.12 | 2001-12-07 16:33 | Anjanece | 1 | 0 | N | N
KNIGHT | GSA5496-10 | Y | KNIGHT , GSA5496-10 |  |  | 49.32 | 2001-12-07 16:33 | Anjanece | 1 | 0 | N | N
KNIGHT | GSA5496-10 | Y | KNIGHT , GSA5496-10 |  |  | 50.27 | 2001-12-07 16:33 | Anjanece | 1 | 0 | N | N
KNIGHT | GSA5496-10 | Y | KNIGHT , GSA5496-10 |  |  | 54.14 | 2001-12-07 16:33 | Anjanece | 1 | 0 | N | N
KNIGHT | GSA5496-10 | Y | KNIGHT , GSA5496-10 |  |  | 56.78 | 2001-12-07 16:33 | Anjanece | 1 | 0 | N | N
KNIGHT | GSA5496-10 | Y | KNIGHT , GSA5496-10 |  |  | 56.89 | 2001-12-07 16:33 | Anjanece | 1 | 0 | N | N
KNIGHT | GSA5496-10 | Y | KNIGHT , GSA5496-10 |  |  | 57.44 | 2001-12-07 16:33 | Anjanece | 1 | 0 | N | N
KNIGHT | GSA5496-10 | Y | KNIGHT , GSA5496-10 |  |  | 57.95 | 2001-12-07 16:33 | Anjanece | 1 | 0 | N | N
KNIGHT | GSA5496-10 | Y | KNIGHT , GSA5496-10 |  |  | 58.26 | 2001-12-07 16:33 | Anjanece | 1 | 0 | N | N
KNIGHT | GSA5496-10 | Y | KNIGHT , GSA5496-10 |  |  | 58.57 | 2001-12-07 16:33 | Anjanece | 1 | 0 | N | N
KNIGHT | GSA5496-10 | Y | KNIGHT , GSA5496-10 |  |  | 58.62 | 2001-12-07 16:33 | Anjanece | 1 | 0 | N | N
KNIGHT | GSA5496-10 | Y | KNIGHT , GSA5496-10 |  |  | 58.65 | 2001-12-07 16:33 | Anjanece | 1 | 0 | N | N
KNIGHT | GSA5496-10 | Y | KNIGHT , GSA5496-10 |  |  | 59.46 | 2001-12-07 16:33 | Anjanece | 1 | 0 | N | N
KNIGHT | GSA5496-10 | Y | KNIGHT , GSA5496-10 |  |  | 60.97 | 2001-12-07 16:33 | Anjanece | 1 | 0 | N | N
KNIGHT | GSA5496-10 | Y | KNIGHT , GSA5496-10 |  |  | 61.45 | 2001-12-07 16:33 | Anjanece | 1 | 0 | N | N
KNIGHT | GSA5496-10 | Y | KNIGHT , GSA5496-10 |  | Storm Stores | 0 | 2022-09-23 08:53 | Anjanece |  | 0 | N | N
KNIGHT | GSA5496-10 | Y | KNIGHT , GSA5496-10 |  |  | 62.95 | 2022-09-23 08:53 | Anjanece |  | 0 | N | N
KNIGHT | GSA5496-10 | Y | KNIGHT , GSA5496-10 |  |  | 64.72 | 2022-09-23 08:53 | Anjanece |  | 0 | N | N
KNIGHT | GSA5496-10 | Y | KNIGHT , GSA5496-10 |  |  | 66.7 | 2022-09-23 08:53 | Anjanece |  | 0 | N | N
MACLEAN POWER SYSTEMS | J6550WCA | Y | MACLEAN POWER SYSTEMS , J6550WCA | JEA OVERHEAD DISTRIBUTION | CSC Stores | 32.04 | 2001-12-07 16:33 | Anjanece | 1 | 0 | N | N
MACLEAN POWER SYSTEMS | J6550WCA | Y | MACLEAN POWER SYSTEMS , J6550WCA |  |  | 32.07 | 2001-12-07 16:33 | Anjanece | 1 | 0 | N | N
MACLEAN POWER SYSTEMS | J6550WCA | Y | MACLEAN POWER SYSTEMS , J6550WCA |  |  | 32.12 | 2001-12-07 16:33 | Anjanece | 1 | 0 | N | N
MACLEAN POWER SYSTEMS | J6550WCA | Y | MACLEAN POWER SYSTEMS , J6550WCA |  |  | 32.38 | 2001-12-07 16:33 | Anjanece | 1 | 0 | N | N
MACLEAN POWER SYSTEMS | J6550WCA | Y | MACLEAN POWER SYSTEMS , J6550WCA |  |  | 32.74 | 2001-12-07 16:33 | Anjanece | 1 | 0 | N | N
MACLEAN POWER SYSTEMS | J6550WCA | Y | MACLEAN POWER SYSTEMS , J6550WCA |  |  | 34.26 | 2001-12-07 16:33 | Anjanece | 1 | 0 | N | N
MACLEAN POWER SYSTEMS | J6550WCA | Y | MACLEAN POWER SYSTEMS , J6550WCA |  |  | 34.37 | 2001-12-07 16:33 | Anjanece | 1 | 0 | N | N
MACLEAN POWER SYSTEMS | J6550WCA | Y | MACLEAN POWER SYSTEMS , J6550WCA |  |  | 36.35 | 2001-12-07 16:33 | Anjanece | 1 | 0 | N | N
MACLEAN POWER SYSTEMS | J6550WCA | Y | MACLEAN POWER SYSTEMS , J6550WCA |  |  | 39.27 | 2001-12-07 16:33 | Anjanece | 1 | 0 | N | N
MACLEAN POWER SYSTEMS | J6550WCA | Y | MACLEAN POWER SYSTEMS , J6550WCA |  |  | 45.12 | 2001-12-07 16:33 | Anjanece | 1 | 0 | N | N
MACLEAN POWER SYSTEMS | J6550WCA | Y | MACLEAN POWER SYSTEMS , J6550WCA |  |  | 45.13 | 2001-12-07 16:33 | Anjanece | 1 | 0 | N | N
MACLEAN POWER SYSTEMS | J6550WCA | Y | MACLEAN POWER SYSTEMS , J6550WCA |  |  | 45.14 | 2001-12-07 16:33 | Anjanece | 1 | 0 | N | N
MACLEAN POWER SYSTEMS | J6550WCA | Y | MACLEAN POWER SYSTEMS , J6550WCA |  |  | 45.15 | 2001-12-07 16:33 | Anjanece | 1 | 0 | N | N
MACLEAN POWER SYSTEMS | J6550WCA | Y | MACLEAN POWER SYSTEMS , J6550WCA |  |  | 45.41 | 2001-12-07 16:33 | Anjanece | 1 | 0 | N | N
MACLEAN POWER SYSTEMS | J6550WCA | Y | MACLEAN POWER SYSTEMS , J6550WCA |  |  | 45.72 | 2001-12-07 16:33 | Anjanece | 1 | 0 | N | N
MACLEAN POWER SYSTEMS | J6550WCA | Y | MACLEAN POWER SYSTEMS , J6550WCA |  |  | 46.23 | 2001-12-07 16:33 | Anjanece | 1 | 0 | N | N
MACLEAN POWER SYSTEMS | J6550WCA | Y | MACLEAN POWER SYSTEMS , J6550WCA |  |  | 46.61 | 2001-12-07 16:33 | Anjanece | 1 | 0 | N | N
MACLEAN POWER SYSTEMS | J6550WCA | Y | MACLEAN POWER SYSTEMS , J6550WCA |  |  | 47.09 | 2001-12-07 16:33 | Anjanece | 1 | 0 | N | N
MACLEAN POWER SYSTEMS | J6550WCA | Y | MACLEAN POWER SYSTEMS , J6550WCA |  |  | 47.12 | 2001-12-07 16:33 | Anjanece | 1 | 0 | N | N
MACLEAN POWER SYSTEMS | J6550WCA | Y | MACLEAN POWER SYSTEMS , J6550WCA |  |  | 49.32 | 2001-12-07 16:33 | Anjanece | 1 | 0 | N | N
MACLEAN POWER SYSTEMS | J6550WCA | Y | MACLEAN POWER SYSTEMS , J6550WCA |  |  | 50.27 | 2001-12-07 16:33 | Anjanece | 1 | 0 | N | N
MACLEAN POWER SYSTEMS | J6550WCA | Y | MACLEAN POWER SYSTEMS , J6550WCA |  |  | 54.14 | 2001-12-07 16:33 | Anjanece | 1 | 0 | N | N
MACLEAN POWER SYSTEMS | J6550WCA | Y | MACLEAN POWER SYSTEMS , J6550WCA |  |  | 56.78 | 2001-12-07 16:33 | Anjanece | 1 | 0 | N | N
MACLEAN POWER SYSTEMS | J6550WCA | Y | MACLEAN POWER SYSTEMS , J6550WCA |  |  | 56.89 | 2001-12-07 16:33 | Anjanece | 1 | 0 | N | N
MACLEAN POWER SYSTEMS | J6550WCA | Y | MACLEAN POWER SYSTEMS , J6550WCA |  |  | 57.44 | 2001-12-07 16:33 | Anjanece | 1 | 0 | N | N
MACLEAN POWER SYSTEMS | J6550WCA | Y | MACLEAN POWER SYSTEMS , J6550WCA |  |  | 57.95 | 2001-12-07 16:33 | Anjanece | 1 | 0 | N | N
MACLEAN POWER SYSTEMS | J6550WCA | Y | MACLEAN POWER SYSTEMS , J6550WCA |  |  | 58.26 | 2001-12-07 16:33 | Anjanece | 1 | 0 | N | N
MACLEAN POWER SYSTEMS | J6550WCA | Y | MACLEAN POWER SYSTEMS , J6550WCA |  |  | 58.57 | 2001-12-07 16:33 | Anjanece | 1 | 0 | N | N
MACLEAN POWER SYSTEMS | J6550WCA | Y | MACLEAN POWER SYSTEMS , J6550WCA |  |  | 58.62 | 2001-12-07 16:33 | Anjanece | 1 | 0 | N | N
MACLEAN POWER SYSTEMS | J6550WCA | Y | MACLEAN POWER SYSTEMS , J6550WCA |  |  | 58.65 | 2001-12-07 16:33 | Anjanece | 1 | 0 | N | N
MACLEAN POWER SYSTEMS | J6550WCA | Y | MACLEAN POWER SYSTEMS , J6550WCA |  |  | 59.46 | 2001-12-07 16:33 | Anjanece | 1 | 0 | N | N
MACLEAN POWER SYSTEMS | J6550WCA | Y | MACLEAN POWER SYSTEMS , J6550WCA |  |  | 60.97 | 2001-12-07 16:33 | Anjanece | 1 | 0 | N | N
MACLEAN POWER SYSTEMS | J6550WCA | Y | MACLEAN POWER SYSTEMS , J6550WCA |  |  | 61.45 | 2001-12-07 16:33 | Anjanece | 1 | 0 | N | N
MACLEAN POWER SYSTEMS | J6550WCA | Y | MACLEAN POWER SYSTEMS , J6550WCA |  | Storm Stores | 0 | 2022-09-23 08:53 | Anjanece |  | 0 | N | N
MACLEAN POWER SYSTEMS | J6550WCA | Y | MACLEAN POWER SYSTEMS , J6550WCA |  |  | 62.95 | 2022-09-23 08:53 | Anjanece |  | 0 | N | N
MACLEAN POWER SYSTEMS | J6550WCA | Y | MACLEAN POWER SYSTEMS , J6550WCA |  |  | 64.72 | 2022-09-23 08:53 | Anjanece |  | 0 | N | N
MACLEAN POWER SYSTEMS | J6550WCA | Y | MACLEAN POWER SYSTEMS , J6550WCA |  |  | 66.7 | 2022-09-23 08:53 | Anjanece |  | 0 | N | N
MC GRAW EDISON | DA4N2 | Y | MC GRAW EDISON , DA4N2 | JEA OVERHEAD DISTRIBUTION | CSC Stores | 32.04 | 2001-12-07 16:33 | Anjanece | 1 | 0 | N | N
MC GRAW EDISON | DA4N2 | Y | MC GRAW EDISON , DA4N2 |  |  | 32.07 | 2001-12-07 16:33 | Anjanece | 1 | 0 | N | N
MC GRAW EDISON | DA4N2 | Y | MC GRAW EDISON , DA4N2 |  |  | 32.12 | 2001-12-07 16:33 | Anjanece | 1 | 0 | N | N
MC GRAW EDISON | DA4N2 | Y | MC GRAW EDISON , DA4N2 |  |  | 32.38 | 2001-12-07 16:33 | Anjanece | 1 | 0 | N | N
MC GRAW EDISON | DA4N2 | Y | MC GRAW EDISON , DA4N2 |  |  | 32.74 | 2001-12-07 16:33 | Anjanece | 1 | 0 | N | N
MC GRAW EDISON | DA4N2 | Y | MC GRAW EDISON , DA4N2 |  |  | 34.26 | 2001-12-07 16:33 | Anjanece | 1 | 0 | N | N
MC GRAW EDISON | DA4N2 | Y | MC GRAW EDISON , DA4N2 |  |  | 34.37 | 2001-12-07 16:33 | Anjanece | 1 | 0 | N | N
MC GRAW EDISON | DA4N2 | Y | MC GRAW EDISON , DA4N2 |  |  | 36.35 | 2001-12-07 16:33 | Anjanece | 1 | 0 | N | N
MC GRAW EDISON | DA4N2 | Y | MC GRAW EDISON , DA4N2 |  |  | 39.27 | 2001-12-07 16:33 | Anjanece | 1 | 0 | N | N
MC GRAW EDISON | DA4N2 | Y | MC GRAW EDISON , DA4N2 |  |  | 45.12 | 2001-12-07 16:33 | Anjanece | 1 | 0 | N | N
MC GRAW EDISON | DA4N2 | Y | MC GRAW EDISON , DA4N2 |  |  | 45.13 | 2001-12-07 16:33 | Anjanece | 1 | 0 | N | N
MC GRAW EDISON | DA4N2 | Y | MC GRAW EDISON , DA4N2 |  |  | 45.14 | 2001-12-07 16:33 | Anjanece | 1 | 0 | N | N
MC GRAW EDISON | DA4N2 | Y | MC GRAW EDISON , DA4N2 |  |  | 45.15 | 2001-12-07 16:33 | Anjanece | 1 | 0 | N | N
MC GRAW EDISON | DA4N2 | Y | MC GRAW EDISON , DA4N2 |  |  | 45.41 | 2001-12-07 16:33 | Anjanece | 1 | 0 | N | N
MC GRAW EDISON | DA4N2 | Y | MC GRAW EDISON , DA4N2 |  |  | 45.72 | 2001-12-07 16:33 | Anjanece | 1 | 0 | N | N
MC GRAW EDISON | DA4N2 | Y | MC GRAW EDISON , DA4N2 |  |  | 46.23 | 2001-12-07 16:33 | Anjanece | 1 | 0 | N | N
MC GRAW EDISON | DA4N2 | Y | MC GRAW EDISON , DA4N2 |  |  | 46.61 | 2001-12-07 16:33 | Anjanece | 1 | 0 | N | N
MC GRAW EDISON | DA4N2 | Y | MC GRAW EDISON , DA4N2 |  |  | 47.09 | 2001-12-07 16:33 | Anjanece | 1 | 0 | N | N
MC GRAW EDISON | DA4N2 | Y | MC GRAW EDISON , DA4N2 |  |  | 47.12 | 2001-12-07 16:33 | Anjanece | 1 | 0 | N | N
MC GRAW EDISON | DA4N2 | Y | MC GRAW EDISON , DA4N2 |  |  | 49.32 | 2001-12-07 16:33 | Anjanece | 1 | 0 | N | N
MC GRAW EDISON | DA4N2 | Y | MC GRAW EDISON , DA4N2 |  |  | 50.27 | 2001-12-07 16:33 | Anjanece | 1 | 0 | N | N
MC GRAW EDISON | DA4N2 | Y | MC GRAW EDISON , DA4N2 |  |  | 54.14 | 2001-12-07 16:33 | Anjanece | 1 | 0 | N | N
MC GRAW EDISON | DA4N2 | Y | MC GRAW EDISON , DA4N2 |  |  | 56.78 | 2001-12-07 16:33 | Anjanece | 1 | 0 | N | N
MC GRAW EDISON | DA4N2 | Y | MC GRAW EDISON , DA4N2 |  |  | 56.89 | 2001-12-07 16:33 | Anjanece | 1 | 0 | N | N
MC GRAW EDISON | DA4N2 | Y | MC GRAW EDISON , DA4N2 |  |  | 57.44 | 2001-12-07 16:33 | Anjanece | 1 | 0 | N | N
MC GRAW EDISON | DA4N2 | Y | MC GRAW EDISON , DA4N2 |  |  | 57.95 | 2001-12-07 16:33 | Anjanece | 1 | 0 | N | N
MC GRAW EDISON | DA4N2 | Y | MC GRAW EDISON , DA4N2 |  |  | 58.26 | 2001-12-07 16:33 | Anjanece | 1 | 0 | N | N
MC GRAW EDISON | DA4N2 | Y | MC GRAW EDISON , DA4N2 |  |  | 58.57 | 2001-12-07 16:33 | Anjanece | 1 | 0 | N | N
MC GRAW EDISON | DA4N2 | Y | MC GRAW EDISON , DA4N2 |  |  | 58.62 | 2001-12-07 16:33 | Anjanece | 1 | 0 | N | N
MC GRAW EDISON | DA4N2 | Y | MC GRAW EDISON , DA4N2 |  |  | 58.65 | 2001-12-07 16:33 | Anjanece | 1 | 0 | N | N
MC GRAW EDISON | DA4N2 | Y | MC GRAW EDISON , DA4N2 |  |  | 59.46 | 2001-12-07 16:33 | Anjanece | 1 | 0 | N | N
MC GRAW EDISON | DA4N2 | Y | MC GRAW EDISON , DA4N2 |  |  | 60.97 | 2001-12-07 16:33 | Anjanece | 1 | 0 | N | N
MC GRAW EDISON | DA4N2 | Y | MC GRAW EDISON , DA4N2 |  |  | 61.45 | 2001-12-07 16:33 | Anjanece | 1 | 0 | N | N
MC GRAW EDISON | DA4N2 | Y | MC GRAW EDISON , DA4N2 |  | Storm Stores | 0 | 2022-09-23 08:53 | Anjanece |  | 0 | N | N
MC GRAW EDISON | DA4N2 | Y | MC GRAW EDISON , DA4N2 |  |  | 62.95 | 2022-09-23 08:53 | Anjanece |  | 0 | N | N
MC GRAW EDISON | DA4N2 | Y | MC GRAW EDISON , DA4N2 |  |  | 64.72 | 2022-09-23 08:53 | Anjanece |  | 0 | N | N
MC GRAW EDISON | DA4N2 | Y | MC GRAW EDISON , DA4N2 |  |  | 66.7 | 2022-09-23 08:53 | Anjanece |  | 0 | N | N
SALCO | NW1259610 | Y | SALCO , NW1259610 | JEA OVERHEAD DISTRIBUTION | CSC Stores | 32.04 | 2001-12-07 16:33 | Anjanece | 1 | 0 | N | N
SALCO | NW1259610 | Y | SALCO , NW1259610 |  |  | 32.07 | 2001-12-07 16:33 | Anjanece | 1 | 0 | N | N
SALCO | NW1259610 | Y | SALCO , NW1259610 |  |  | 32.12 | 2001-12-07 16:33 | Anjanece | 1 | 0 | N | N
SALCO | NW1259610 | Y | SALCO , NW1259610 |  |  | 32.38 | 2001-12-07 16:33 | Anjanece | 1 | 0 | N | N
SALCO | NW1259610 | Y | SALCO , NW1259610 |  |  | 32.74 | 2001-12-07 16:33 | Anjanece | 1 | 0 | N | N
SALCO | NW1259610 | Y | SALCO , NW1259610 |  |  | 34.26 | 2001-12-07 16:33 | Anjanece | 1 | 0 | N | N
SALCO | NW1259610 | Y | SALCO , NW1259610 |  |  | 34.37 | 2001-12-07 16:33 | Anjanece | 1 | 0 | N | N
SALCO | NW1259610 | Y | SALCO , NW1259610 |  |  | 36.35 | 2001-12-07 16:33 | Anjanece | 1 | 0 | N | N
SALCO | NW1259610 | Y | SALCO , NW1259610 |  |  | 39.27 | 2001-12-07 16:33 | Anjanece | 1 | 0 | N | N
SALCO | NW1259610 | Y | SALCO , NW1259610 |  |  | 45.12 | 2001-12-07 16:33 | Anjanece | 1 | 0 | N | N
SALCO | NW1259610 | Y | SALCO , NW1259610 |  |  | 45.13 | 2001-12-07 16:33 | Anjanece | 1 | 0 | N | N
SALCO | NW1259610 | Y | SALCO , NW1259610 |  |  | 45.14 | 2001-12-07 16:33 | Anjanece | 1 | 0 | N | N
SALCO | NW1259610 | Y | SALCO , NW1259610 |  |  | 45.15 | 2001-12-07 16:33 | Anjanece | 1 | 0 | N | N
SALCO | NW1259610 | Y | SALCO , NW1259610 |  |  | 45.41 | 2001-12-07 16:33 | Anjanece | 1 | 0 | N | N
SALCO | NW1259610 | Y | SALCO , NW1259610 |  |  | 45.72 | 2001-12-07 16:33 | Anjanece | 1 | 0 | N | N
SALCO | NW1259610 | Y | SALCO , NW1259610 |  |  | 46.23 | 2001-12-07 16:33 | Anjanece | 1 | 0 | N | N
SALCO | NW1259610 | Y | SALCO , NW1259610 |  |  | 46.61 | 2001-12-07 16:33 | Anjanece | 1 | 0 | N | N
SALCO | NW1259610 | Y | SALCO , NW1259610 |  |  | 47.09 | 2001-12-07 16:33 | Anjanece | 1 | 0 | N | N
SALCO | NW1259610 | Y | SALCO , NW1259610 |  |  | 47.12 | 2001-12-07 16:33 | Anjanece | 1 | 0 | N | N
SALCO | NW1259610 | Y | SALCO , NW1259610 |  |  | 49.32 | 2001-12-07 16:33 | Anjanece | 1 | 0 | N | N
SALCO | NW1259610 | Y | SALCO , NW1259610 |  |  | 50.27 | 2001-12-07 16:33 | Anjanece | 1 | 0 | N | N
SALCO | NW1259610 | Y | SALCO , NW1259610 |  |  | 54.14 | 2001-12-07 16:33 | Anjanece | 1 | 0 | N | N
SALCO | NW1259610 | Y | SALCO , NW1259610 |  |  | 56.78 | 2001-12-07 16:33 | Anjanece | 1 | 0 | N | N
SALCO | NW1259610 | Y | SALCO , NW1259610 |  |  | 56.89 | 2001-12-07 16:33 | Anjanece | 1 | 0 | N | N
SALCO | NW1259610 | Y | SALCO , NW1259610 |  |  | 57.44 | 2001-12-07 16:33 | Anjanece | 1 | 0 | N | N
SALCO | NW1259610 | Y | SALCO , NW1259610 |  |  | 57.95 | 2001-12-07 16:33 | Anjanece | 1 | 0 | N | N
SALCO | NW1259610 | Y | SALCO , NW1259610 |  |  | 58.26 | 2001-12-07 16:33 | Anjanece | 1 | 0 | N | N
SALCO | NW1259610 | Y | SALCO , NW1259610 |  |  | 58.57 | 2001-12-07 16:33 | Anjanece | 1 | 0 | N | N
SALCO | NW1259610 | Y | SALCO , NW1259610 |  |  | 58.62 | 2001-12-07 16:33 | Anjanece | 1 | 0 | N | N
SALCO | NW1259610 | Y | SALCO , NW1259610 |  |  | 58.65 | 2001-12-07 16:33 | Anjanece | 1 | 0 | N | N
SALCO | NW1259610 | Y | SALCO , NW1259610 |  |  | 59.46 | 2001-12-07 16:33 | Anjanece | 1 | 0 | N | N
SALCO | NW1259610 | Y | SALCO , NW1259610 |  |  | 60.97 | 2001-12-07 16:33 | Anjanece | 1 | 0 | N | N
SALCO | NW1259610 | Y | SALCO , NW1259610 |  |  | 61.45 | 2001-12-07 16:33 | Anjanece | 1 | 0 | N | N
SALCO | NW1259610 | Y | SALCO , NW1259610 |  | Storm Stores | 0 | 2022-09-23 08:53 | Anjanece |  | 0 | N | N
SALCO | NW1259610 | Y | SALCO , NW1259610 |  |  | 62.95 | 2022-09-23 08:53 | Anjanece |  | 0 | N | N
SALCO | NW1259610 | Y | SALCO , NW1259610 |  |  | 64.72 | 2022-09-23 08:53 | Anjanece |  | 0 | N | N
SALCO | NW1259610 | Y | SALCO , NW1259610 |  |  | 66.7 | 2022-09-23 08:53 | Anjanece |  | 0 | N | N
UTILITIES SERVICE | C10148 | Y | UTILITIES SERVICE , C10148 | JEA OVERHEAD DISTRIBUTION | CSC Stores | 32.04 | 2001-12-07 16:33 | Anjanece | 1 | 0 | N | N
UTILITIES SERVICE | C10148 | Y | UTILITIES SERVICE , C10148 |  |  | 32.07 | 2001-12-07 16:33 | Anjanece | 1 | 0 | N | N
UTILITIES SERVICE | C10148 | Y | UTILITIES SERVICE , C10148 |  |  | 32.12 | 2001-12-07 16:33 | Anjanece | 1 | 0 | N | N
UTILITIES SERVICE | C10148 | Y | UTILITIES SERVICE , C10148 |  |  | 32.38 | 2001-12-07 16:33 | Anjanece | 1 | 0 | N | N
UTILITIES SERVICE | C10148 | Y | UTILITIES SERVICE , C10148 |  |  | 32.74 | 2001-12-07 16:33 | Anjanece | 1 | 0 | N | N
UTILITIES SERVICE | C10148 | Y | UTILITIES SERVICE , C10148 |  |  | 34.26 | 2001-12-07 16:33 | Anjanece | 1 | 0 | N | N
UTILITIES SERVICE | C10148 | Y | UTILITIES SERVICE , C10148 |  |  | 34.37 | 2001-12-07 16:33 | Anjanece | 1 | 0 | N | N
UTILITIES SERVICE | C10148 | Y | UTILITIES SERVICE , C10148 |  |  | 36.35 | 2001-12-07 16:33 | Anjanece | 1 | 0 | N | N
UTILITIES SERVICE | C10148 | Y | UTILITIES SERVICE , C10148 |  |  | 39.27 | 2001-12-07 16:33 | Anjanece | 1 | 0 | N | N
UTILITIES SERVICE | C10148 | Y | UTILITIES SERVICE , C10148 |  |  | 45.12 | 2001-12-07 16:33 | Anjanece | 1 | 0 | N | N
UTILITIES SERVICE | C10148 | Y | UTILITIES SERVICE , C10148 |  |  | 45.13 | 2001-12-07 16:33 | Anjanece | 1 | 0 | N | N
UTILITIES SERVICE | C10148 | Y | UTILITIES SERVICE , C10148 |  |  | 45.14 | 2001-12-07 16:33 | Anjanece | 1 | 0 | N | N
UTILITIES SERVICE | C10148 | Y | UTILITIES SERVICE , C10148 |  |  | 45.15 | 2001-12-07 16:33 | Anjanece | 1 | 0 | N | N
UTILITIES SERVICE | C10148 | Y | UTILITIES SERVICE , C10148 |  |  | 45.41 | 2001-12-07 16:33 | Anjanece | 1 | 0 | N | N
UTILITIES SERVICE | C10148 | Y | UTILITIES SERVICE , C10148 |  |  | 45.72 | 2001-12-07 16:33 | Anjanece | 1 | 0 | N | N
UTILITIES SERVICE | C10148 | Y | UTILITIES SERVICE , C10148 |  |  | 46.23 | 2001-12-07 16:33 | Anjanece | 1 | 0 | N | N
UTILITIES SERVICE | C10148 | Y | UTILITIES SERVICE , C10148 |  |  | 46.61 | 2001-12-07 16:33 | Anjanece | 1 | 0 | N | N
UTILITIES SERVICE | C10148 | Y | UTILITIES SERVICE , C10148 |  |  | 47.09 | 2001-12-07 16:33 | Anjanece | 1 | 0 | N | N
UTILITIES SERVICE | C10148 | Y | UTILITIES SERVICE , C10148 |  |  | 47.12 | 2001-12-07 16:33 | Anjanece | 1 | 0 | N | N
UTILITIES SERVICE | C10148 | Y | UTILITIES SERVICE , C10148 |  |  | 49.32 | 2001-12-07 16:33 | Anjanece | 1 | 0 | N | N
UTILITIES SERVICE | C10148 | Y | UTILITIES SERVICE , C10148 |  |  | 50.27 | 2001-12-07 16:33 | Anjanece | 1 | 0 | N | N
UTILITIES SERVICE | C10148 | Y | UTILITIES SERVICE , C10148 |  |  | 54.14 | 2001-12-07 16:33 | Anjanece | 1 | 0 | N | N
UTILITIES SERVICE | C10148 | Y | UTILITIES SERVICE , C10148 |  |  | 56.78 | 2001-12-07 16:33 | Anjanece | 1 | 0 | N | N
UTILITIES SERVICE | C10148 | Y | UTILITIES SERVICE , C10148 |  |  | 56.89 | 2001-12-07 16:33 | Anjanece | 1 | 0 | N | N
UTILITIES SERVICE | C10148 | Y | UTILITIES SERVICE , C10148 |  |  | 57.44 | 2001-12-07 16:33 | Anjanece | 1 | 0 | N | N
UTILITIES SERVICE | C10148 | Y | UTILITIES SERVICE , C10148 |  |  | 57.95 | 2001-12-07 16:33 | Anjanece | 1 | 0 | N | N
UTILITIES SERVICE | C10148 | Y | UTILITIES SERVICE , C10148 |  |  | 58.26 | 2001-12-07 16:33 | Anjanece | 1 | 0 | N | N
UTILITIES SERVICE | C10148 | Y | UTILITIES SERVICE , C10148 |  |  | 58.57 | 2001-12-07 16:33 | Anjanece | 1 | 0 | N | N
UTILITIES SERVICE | C10148 | Y | UTILITIES SERVICE , C10148 |  |  | 58.62 | 2001-12-07 16:33 | Anjanece | 1 | 0 | N | N
UTILITIES SERVICE | C10148 | Y | UTILITIES SERVICE , C10148 |  |  | 58.65 | 2001-12-07 16:33 | Anjanece | 1 | 0 | N | N
UTILITIES SERVICE | C10148 | Y | UTILITIES SERVICE , C10148 |  |  | 59.46 | 2001-12-07 16:33 | Anjanece | 1 | 0 | N | N
UTILITIES SERVICE | C10148 | Y | UTILITIES SERVICE , C10148 |  |  | 60.97 | 2001-12-07 16:33 | Anjanece | 1 | 0 | N | N
UTILITIES SERVICE | C10148 | Y | UTILITIES SERVICE , C10148 |  |  | 61.45 | 2001-12-07 16:33 | Anjanece | 1 | 0 | N | N
UTILITIES SERVICE | C10148 | Y | UTILITIES SERVICE , C10148 |  | Storm Stores | 0 | 2022-09-23 08:53 | Anjanece |  | 0 | N | N
UTILITIES SERVICE | C10148 | Y | UTILITIES SERVICE , C10148 |  |  | 62.95 | 2022-09-23 08:53 | Anjanece |  | 0 | N | N
UTILITIES SERVICE | C10148 | Y | UTILITIES SERVICE , C10148 |  |  | 64.72 | 2022-09-23 08:53 | Anjanece |  | 0 | N | N
UTILITIES SERVICE | C10148 | Y | UTILITIES SERVICE , C10148 |  |  | 66.7 | 2022-09-23 08:53 | Anjanece |  | 0 | N | N
ITW RAMSET | WW1422 | Y | ITW RAMSET , WW1422 | JEA OVERHEAD DISTRIBUTION | CSC Stores | 0.19 | 2001-12-07 16:34 | Anjanece | 1000 | 0 | N | N
ITW RAMSET | WW1422 | Y | ITW RAMSET , WW1422 |  |  | 0.2 | 2001-12-07 16:34 | Anjanece | 1000 | 0 | N | N
ITW RAMSET | WW1422 | Y | ITW RAMSET , WW1422 |  |  | 0.22 | 2001-12-07 16:34 | Anjanece | 1000 | 0 | N | N
ITW RAMSET | WW1422 | Y | ITW RAMSET , WW1422 |  |  | 0.23 | 2001-12-07 16:34 | Anjanece | 1000 | 0 | N | N
ITW RAMSET | WW1422 | Y | ITW RAMSET , WW1422 |  |  | 0.24 | 2001-12-07 16:34 | Anjanece | 1000 | 0 | N | N
ITW RAMSET | WW1422 | Y | ITW RAMSET , WW1422 |  |  | 0.25 | 2001-12-07 16:34 | Anjanece | 1000 | 0 | N | N
ITW RAMSET | WW1422 | Y | ITW RAMSET , WW1422 |  |  | 0.26 | 2001-12-07 16:34 | Anjanece | 1000 | 0 | N | N
ITW RAMSET | WW1422 | Y | ITW RAMSET , WW1422 |  |  | 0.28 | 2001-12-07 16:34 | Anjanece | 1000 | 0 | N | N
ITW RAMSET | WW1422 | Y | ITW RAMSET , WW1422 |  |  | 0.29 | 2001-12-07 16:34 | Anjanece | 1000 | 0 | N | N
ITW RAMSET | WW1422 | Y | ITW RAMSET , WW1422 |  |  | 0.3 | 2001-12-07 16:34 | Anjanece | 1000 | 0 | N | N
ITW RAMSET | WW1422 | Y | ITW RAMSET , WW1422 |  |  | 0.31 | 2001-12-07 16:34 | Anjanece | 1000 | 0 | N | N
ITW RAMSET | WW1422 | Y | ITW RAMSET , WW1422 |  |  | 0.32 | 2001-12-07 16:34 | Anjanece | 1000 | 0 | N | N
ITW RAMSET | WW1422 | Y | ITW RAMSET , WW1422 |  |  | 0.69 | 2001-12-07 16:34 | Anjanece | 1000 | 0 | N | N
ITW RAMSET | WW1422 | Y | ITW RAMSET , WW1422 |  |  | 0.7 | 2001-12-07 16:34 | Anjanece | 1000 | 0 | N | N
ITW RAMSET | WW1422 | Y | ITW RAMSET , WW1422 |  |  | 0.71 | 2001-12-07 16:34 | Anjanece | 1000 | 0 | N | N
ITW RAMSET | WW1422 | Y | ITW RAMSET , WW1422 |  |  | 0.72 | 2001-12-07 16:34 | Anjanece | 1000 | 0 | N | N
ITW RAMSET | WW1422 | Y | ITW RAMSET , WW1422 |  |  | 1.76 | 2001-12-07 16:34 | Anjanece | 1000 | 0 | N | N
ITW RAMSET | WW1422 | Y | ITW RAMSET , WW1422 |  |  | 1.9 | 2001-12-07 16:34 | Anjanece | 1000 | 0 | N | N
ITW RAMSET | WW1422 | Y | ITW RAMSET , WW1422 |  |  | 1.91 | 2001-12-07 16:34 | Anjanece | 1000 | 0 | N | N
ITW RAMSET | WW1422 | Y | ITW RAMSET , WW1422 |  |  | 1.92 | 2001-12-07 16:34 | Anjanece | 1000 | 0 | N | N
ITW RAMSET | WW1422 | Y | ITW RAMSET , WW1422 |  |  | 1.97 | 2001-12-07 16:34 | Anjanece | 1000 | 0 | N | N
ITW RAMSET | WW1422 | Y | ITW RAMSET , WW1422 |  | Storm Stores | 0 | 2018-04-16 09:50 | Anjanece |  | 0 | N | N
ITW RAMSET | WW1422 | Y | ITW RAMSET , WW1422 |  |  | 0.23 | 2018-04-16 09:50 | Anjanece |  | 0 | N | N
ITW RAMSET | WW1422 | Y | ITW RAMSET , WW1422 |  |  | 0.4 | 2018-04-16 09:50 | Anjanece |  | 0 | N | N
ITW RAMSET | WW1422 | Y | ITW RAMSET , WW1422 |  |  | 0.46 | 2018-04-16 09:50 | Anjanece |  | 0 | N | N
ITW RAMSET | WW1422 | Y | ITW RAMSET , WW1422 |  |  | 1.88 | 2018-04-16 09:50 | Anjanece |  | 0 | N | N
ITW RAMSET | WW1422 | Y | ITW RAMSET , WW1422 |  |  | 1.89 | 2018-04-16 09:50 | Anjanece |  | 0 | N | N
WORLD ELECTRIC SUPPLY | PWF-07302 | Y | WORLD ELECTRIC SUPPLY , PWF-07302 | JEA OVERHEAD DISTRIBUTION | CSC Stores | 0.19 | 2001-12-07 16:34 | Anjanece | 1000 | 0 | N | N
WORLD ELECTRIC SUPPLY | PWF-07302 | Y | WORLD ELECTRIC SUPPLY , PWF-07302 |  |  | 0.2 | 2001-12-07 16:34 | Anjanece | 1000 | 0 | N | N
WORLD ELECTRIC SUPPLY | PWF-07302 | Y | WORLD ELECTRIC SUPPLY , PWF-07302 |  |  | 0.22 | 2001-12-07 16:34 | Anjanece | 1000 | 0 | N | N
WORLD ELECTRIC SUPPLY | PWF-07302 | Y | WORLD ELECTRIC SUPPLY , PWF-07302 |  |  | 0.23 | 2001-12-07 16:34 | Anjanece | 1000 | 0 | N | N
WORLD ELECTRIC SUPPLY | PWF-07302 | Y | WORLD ELECTRIC SUPPLY , PWF-07302 |  |  | 0.24 | 2001-12-07 16:34 | Anjanece | 1000 | 0 | N | N
WORLD ELECTRIC SUPPLY | PWF-07302 | Y | WORLD ELECTRIC SUPPLY , PWF-07302 |  |  | 0.25 | 2001-12-07 16:34 | Anjanece | 1000 | 0 | N | N
WORLD ELECTRIC SUPPLY | PWF-07302 | Y | WORLD ELECTRIC SUPPLY , PWF-07302 |  |  | 0.26 | 2001-12-07 16:34 | Anjanece | 1000 | 0 | N | N
WORLD ELECTRIC SUPPLY | PWF-07302 | Y | WORLD ELECTRIC SUPPLY , PWF-07302 |  |  | 0.28 | 2001-12-07 16:34 | Anjanece | 1000 | 0 | N | N
WORLD ELECTRIC SUPPLY | PWF-07302 | Y | WORLD ELECTRIC SUPPLY , PWF-07302 |  |  | 0.29 | 2001-12-07 16:34 | Anjanece | 1000 | 0 | N | N
WORLD ELECTRIC SUPPLY | PWF-07302 | Y | WORLD ELECTRIC SUPPLY , PWF-07302 |  |  | 0.3 | 2001-12-07 16:34 | Anjanece | 1000 | 0 | N | N
WORLD ELECTRIC SUPPLY | PWF-07302 | Y | WORLD ELECTRIC SUPPLY , PWF-07302 |  |  | 0.31 | 2001-12-07 16:34 | Anjanece | 1000 | 0 | N | N
WORLD ELECTRIC SUPPLY | PWF-07302 | Y | WORLD ELECTRIC SUPPLY , PWF-07302 |  |  | 0.32 | 2001-12-07 16:34 | Anjanece | 1000 | 0 | N | N
WORLD ELECTRIC SUPPLY | PWF-07302 | Y | WORLD ELECTRIC SUPPLY , PWF-07302 |  |  | 0.69 | 2001-12-07 16:34 | Anjanece | 1000 | 0 | N | N
WORLD ELECTRIC SUPPLY | PWF-07302 | Y | WORLD ELECTRIC SUPPLY , PWF-07302 |  |  | 0.7 | 2001-12-07 16:34 | Anjanece | 1000 | 0 | N | N
WORLD ELECTRIC SUPPLY | PWF-07302 | Y | WORLD ELECTRIC SUPPLY , PWF-07302 |  |  | 0.71 | 2001-12-07 16:34 | Anjanece | 1000 | 0 | N | N
WORLD ELECTRIC SUPPLY | PWF-07302 | Y | WORLD ELECTRIC SUPPLY , PWF-07302 |  |  | 0.72 | 2001-12-07 16:34 | Anjanece | 1000 | 0 | N | N
WORLD ELECTRIC SUPPLY | PWF-07302 | Y | WORLD ELECTRIC SUPPLY , PWF-07302 |  |  | 1.76 | 2001-12-07 16:34 | Anjanece | 1000 | 0 | N | N
WORLD ELECTRIC SUPPLY | PWF-07302 | Y | WORLD ELECTRIC SUPPLY , PWF-07302 |  |  | 1.9 | 2001-12-07 16:34 | Anjanece | 1000 | 0 | N | N
WORLD ELECTRIC SUPPLY | PWF-07302 | Y | WORLD ELECTRIC SUPPLY , PWF-07302 |  |  | 1.91 | 2001-12-07 16:34 | Anjanece | 1000 | 0 | N | N
WORLD ELECTRIC SUPPLY | PWF-07302 | Y | WORLD ELECTRIC SUPPLY , PWF-07302 |  |  | 1.92 | 2001-12-07 16:34 | Anjanece | 1000 | 0 | N | N
WORLD ELECTRIC SUPPLY | PWF-07302 | Y | WORLD ELECTRIC SUPPLY , PWF-07302 |  |  | 1.97 | 2001-12-07 16:34 | Anjanece | 1000 | 0 | N | N
WORLD ELECTRIC SUPPLY | PWF-07302 | Y | WORLD ELECTRIC SUPPLY , PWF-07302 |  | Storm Stores | 0 | 2018-04-16 09:50 | Anjanece |  | 0 | N | N
WORLD ELECTRIC SUPPLY | PWF-07302 | Y | WORLD ELECTRIC SUPPLY , PWF-07302 |  |  | 0.23 | 2018-04-16 09:50 | Anjanece |  | 0 | N | N
WORLD ELECTRIC SUPPLY | PWF-07302 | Y | WORLD ELECTRIC SUPPLY , PWF-07302 |  |  | 0.4 | 2018-04-16 09:50 | Anjanece |  | 0 | N | N
WORLD ELECTRIC SUPPLY | PWF-07302 | Y | WORLD ELECTRIC SUPPLY , PWF-07302 |  |  | 0.46 | 2018-04-16 09:50 | Anjanece |  | 0 | N | N
WORLD ELECTRIC SUPPLY | PWF-07302 | Y | WORLD ELECTRIC SUPPLY , PWF-07302 |  |  | 1.88 | 2018-04-16 09:50 | Anjanece |  | 0 | N | N
WORLD ELECTRIC SUPPLY | PWF-07302 | Y | WORLD ELECTRIC SUPPLY , PWF-07302 |  |  | 1.89 | 2018-04-16 09:50 | Anjanece |  | 0 | N | N
HUGHES BROTHERS | C4802-JEA-11.0G | Y | HUGHES BROTHERS , C4802-JEA-11.0G | JEA TRANSMISSION | CSC Stores | 1069 | 2023-02-02 15:29 | John | 1 | 0 | N | N
HUGHES BROTHERS | C4802-JEA-11.0G | Y | HUGHES BROTHERS , C4802-JEA-11.0G |  |  | 1148.95 | 2023-02-02 15:29 | John | 1 | 0 | N | N
HUGHES BROTHERS | C4802-JEA-SW | Y | HUGHES BROTHERS , C4802-JEA-SW | JEA TRANSMISSION | CSC Stores | 0 | 2025-05-23 08:48 | John |  | 0 | N | N
HUGHES BROTHERS | C4775-W | Y | HUGHES BROTHERS , C4775-W | JEA TRANSMISSION | CSC Stores | 0 | 2025-05-23 09:27 | John |  | 0 | N | N
COOPER POWER | 3238019C21M | Y | COOPER POWER , 3238019C21M | JEA UNDERGROUND DISTRIBUTION | CSC Stores | 69.22 | 2001-12-07 16:52 | Anjanece | 1 | 300 | N | N
COOPER POWER | 3238019C21M | Y | COOPER POWER , 3238019C21M |  |  | 70.01 | 2001-12-07 16:52 | Anjanece | 1 | 300 | N | N
COOPER POWER | 3238019C21M | Y | COOPER POWER , 3238019C21M |  |  | 70.13 | 2001-12-07 16:52 | Anjanece | 1 | 300 | N | N
COOPER POWER | 3238019C21M | Y | COOPER POWER , 3238019C21M |  |  | 70.15 | 2001-12-07 16:52 | Anjanece | 1 | 300 | N | N
COOPER POWER | 3238019C21M | Y | COOPER POWER , 3238019C21M |  |  | 70.19 | 2001-12-07 16:52 | Anjanece | 1 | 300 | N | N
COOPER POWER | 3238019C21M | Y | COOPER POWER , 3238019C21M |  |  | 70.23 | 2001-12-07 16:52 | Anjanece | 1 | 300 | N | N
COOPER POWER | 3238019C21M | Y | COOPER POWER , 3238019C21M |  |  | 70.28 | 2001-12-07 16:52 | Anjanece | 1 | 300 | N | N
COOPER POWER | 3238019C21M | Y | COOPER POWER , 3238019C21M |  |  | 71.3 | 2001-12-07 16:52 | Anjanece | 1 | 300 | N | N
COOPER POWER | 3238019C21M | Y | COOPER POWER , 3238019C21M |  |  | 71.62 | 2001-12-07 16:52 | Anjanece | 1 | 300 | N | N
COOPER POWER | 3238019C21M | Y | COOPER POWER , 3238019C21M |  |  | 71.76 | 2001-12-07 16:52 | Anjanece | 1 | 300 | N | N
COOPER POWER | 3238019C21M | Y | COOPER POWER , 3238019C21M |  |  | 71.77 | 2001-12-07 16:52 | Anjanece | 1 | 300 | N | N
COOPER POWER | 3238019C21M | Y | COOPER POWER , 3238019C21M |  |  | 71.82 | 2001-12-07 16:52 | Anjanece | 1 | 300 | N | N
COOPER POWER | 3238019C21M | Y | COOPER POWER , 3238019C21M |  |  | 71.92 | 2001-12-07 16:52 | Anjanece | 1 | 300 | N | N
COOPER POWER | 3238019C21M | Y | COOPER POWER , 3238019C21M |  |  | 71.96 | 2001-12-07 16:52 | Anjanece | 1 | 300 | N | N
COOPER POWER | 3238019C21M | Y | COOPER POWER , 3238019C21M |  |  | 76.55 | 2001-12-07 16:52 | Anjanece | 1 | 300 | N | N
COOPER POWER | 3238019C21M | Y | COOPER POWER , 3238019C21M |  |  | 77.55 | 2001-12-07 16:52 | Anjanece | 1 | 300 | N | N
COOPER POWER | 3238019C21M | Y | COOPER POWER , 3238019C21M |  |  | 77.56 | 2001-12-07 16:52 | Anjanece | 1 | 300 | N | N
COOPER POWER | 3238019C21M | Y | COOPER POWER , 3238019C21M |  |  | 78.47 | 2001-12-07 16:52 | Anjanece | 1 | 300 | N | N
COOPER POWER | 3238019C21M | Y | COOPER POWER , 3238019C21M |  |  | 88.14 | 2001-12-07 16:52 | Anjanece | 1 | 300 | N | N
COOPER POWER | 3238019C21M | Y | COOPER POWER , 3238019C21M |  |  | 88.77 | 2001-12-07 16:52 | Anjanece | 1 | 300 | N | N
COOPER POWER | 3238019C21M | Y | COOPER POWER , 3238019C21M |  |  | 104.44 | 2001-12-07 16:52 | Anjanece | 1 | 300 | N | N
COOPER POWER | 3238019C21M | Y | COOPER POWER , 3238019C21M |  |  | 104.64 | 2001-12-07 16:52 | Anjanece | 1 | 300 | N | N
COOPER POWER | 3238019C21M | Y | COOPER POWER , 3238019C21M |  |  | 108.99 | 2001-12-07 16:52 | Anjanece | 1 | 300 | N | N
COOPER POWER | 3238019C21M | Y | COOPER POWER , 3238019C21M |  |  | 109.06 | 2001-12-07 16:52 | Anjanece | 1 | 300 | N | N
COOPER POWER | 3238019C21M | Y | COOPER POWER , 3238019C21M |  |  | 109.11 | 2001-12-07 16:52 | Anjanece | 1 | 300 | N | N
COOPER POWER | 3238019C21M | Y | COOPER POWER , 3238019C21M |  |  | 109.13 | 2001-12-07 16:52 | Anjanece | 1 | 300 | N | N
COOPER POWER | 3238019C21M | Y | COOPER POWER , 3238019C21M |  |  | 109.14 | 2001-12-07 16:52 | Anjanece | 1 | 300 | N | N
COOPER POWER | 3238019C21M | Y | COOPER POWER , 3238019C21M |  |  | 109.15 | 2001-12-07 16:52 | Anjanece | 1 | 300 | N | N
COOPER POWER | 3238019C21M | Y | COOPER POWER , 3238019C21M |  |  | 121.17 | 2001-12-07 16:52 | Anjanece | 1 | 300 | N | N
COOPER POWER | 3238019C21M | Y | COOPER POWER , 3238019C21M |  |  | 124.8 | 2001-12-07 16:52 | Anjanece | 1 | 300 | N | N
COOPER POWER | 3238019C21M | Y | COOPER POWER , 3238019C21M |  |  | 128.02 | 2001-12-07 16:52 | Anjanece | 1 | 300 | N | N
COOPER POWER | 3238019C21M | Y | COOPER POWER , 3238019C21M |  |  | 128.04 | 2001-12-07 16:52 | Anjanece | 1 | 300 | N | N
COOPER POWER | 3238019C21M | Y | COOPER POWER , 3238019C21M |  |  | 129 | 2001-12-07 16:52 | Anjanece | 1 | 300 | N | N
COOPER POWER | 3238019C21M | Y | COOPER POWER , 3238019C21M |  |  | 130.29 | 2001-12-07 16:52 | Anjanece | 1 | 300 | N | N
COOPER POWER | 3238019C21M | Y | COOPER POWER , 3238019C21M |  |  | 135.47 | 2001-12-07 16:52 | Anjanece | 1 | 300 | N | N
COOPER POWER | 3238019C21M | Y | COOPER POWER , 3238019C21M |  |  | 137.33 | 2001-12-07 16:52 | Anjanece | 1 | 300 | N | N
COOPER POWER | 3238019C21M | Y | COOPER POWER , 3238019C21M |  |  | 140.27 | 2001-12-07 16:52 | Anjanece | 1 | 300 | N | N
COOPER POWER | 3238019C21M | Y | COOPER POWER , 3238019C21M |  |  | 143.49 | 2001-12-07 16:52 | Anjanece | 1 | 300 | N | N
COOPER POWER | 3238019C21M | Y | COOPER POWER , 3238019C21M |  |  | 144.68 | 2001-12-07 16:52 | Anjanece | 1 | 300 | N | N
COOPER POWER | 3238019C21M | Y | COOPER POWER , 3238019C21M |  |  | 145.43 | 2001-12-07 16:52 | Anjanece | 1 | 300 | N | N
COOPER POWER | 3238019C21M | Y | COOPER POWER , 3238019C21M |  |  | 147.84 | 2001-12-07 16:52 | Anjanece | 1 | 300 | N | N
ELASTIMOLD | 273ESA-21 | Y | ELASTIMOLD , 273ESA-21 | JEA UNDERGROUND DISTRIBUTION | CSC Stores | 69.22 | 2001-12-07 16:52 | Anjanece | 1 | 300 | N | N
ELASTIMOLD | 273ESA-21 | Y | ELASTIMOLD , 273ESA-21 |  |  | 70.01 | 2001-12-07 16:52 | Anjanece | 1 | 300 | N | N
ELASTIMOLD | 273ESA-21 | Y | ELASTIMOLD , 273ESA-21 |  |  | 70.13 | 2001-12-07 16:52 | Anjanece | 1 | 300 | N | N
ELASTIMOLD | 273ESA-21 | Y | ELASTIMOLD , 273ESA-21 |  |  | 70.15 | 2001-12-07 16:52 | Anjanece | 1 | 300 | N | N
ELASTIMOLD | 273ESA-21 | Y | ELASTIMOLD , 273ESA-21 |  |  | 70.19 | 2001-12-07 16:52 | Anjanece | 1 | 300 | N | N
ELASTIMOLD | 273ESA-21 | Y | ELASTIMOLD , 273ESA-21 |  |  | 70.23 | 2001-12-07 16:52 | Anjanece | 1 | 300 | N | N
ELASTIMOLD | 273ESA-21 | Y | ELASTIMOLD , 273ESA-21 |  |  | 70.28 | 2001-12-07 16:52 | Anjanece | 1 | 300 | N | N
ELASTIMOLD | 273ESA-21 | Y | ELASTIMOLD , 273ESA-21 |  |  | 71.3 | 2001-12-07 16:52 | Anjanece | 1 | 300 | N | N
ELASTIMOLD | 273ESA-21 | Y | ELASTIMOLD , 273ESA-21 |  |  | 71.62 | 2001-12-07 16:52 | Anjanece | 1 | 300 | N | N
ELASTIMOLD | 273ESA-21 | Y | ELASTIMOLD , 273ESA-21 |  |  | 71.76 | 2001-12-07 16:52 | Anjanece | 1 | 300 | N | N
ELASTIMOLD | 273ESA-21 | Y | ELASTIMOLD , 273ESA-21 |  |  | 71.77 | 2001-12-07 16:52 | Anjanece | 1 | 300 | N | N
ELASTIMOLD | 273ESA-21 | Y | ELASTIMOLD , 273ESA-21 |  |  | 71.82 | 2001-12-07 16:52 | Anjanece | 1 | 300 | N | N
ELASTIMOLD | 273ESA-21 | Y | ELASTIMOLD , 273ESA-21 |  |  | 71.92 | 2001-12-07 16:52 | Anjanece | 1 | 300 | N | N
ELASTIMOLD | 273ESA-21 | Y | ELASTIMOLD , 273ESA-21 |  |  | 71.96 | 2001-12-07 16:52 | Anjanece | 1 | 300 | N | N
ELASTIMOLD | 273ESA-21 | Y | ELASTIMOLD , 273ESA-21 |  |  | 76.55 | 2001-12-07 16:52 | Anjanece | 1 | 300 | N | N
ELASTIMOLD | 273ESA-21 | Y | ELASTIMOLD , 273ESA-21 |  |  | 77.55 | 2001-12-07 16:52 | Anjanece | 1 | 300 | N | N
ELASTIMOLD | 273ESA-21 | Y | ELASTIMOLD , 273ESA-21 |  |  | 77.56 | 2001-12-07 16:52 | Anjanece | 1 | 300 | N | N
ELASTIMOLD | 273ESA-21 | Y | ELASTIMOLD , 273ESA-21 |  |  | 78.47 | 2001-12-07 16:52 | Anjanece | 1 | 300 | N | N
ELASTIMOLD | 273ESA-21 | Y | ELASTIMOLD , 273ESA-21 |  |  | 88.14 | 2001-12-07 16:52 | Anjanece | 1 | 300 | N | N
ELASTIMOLD | 273ESA-21 | Y | ELASTIMOLD , 273ESA-21 |  |  | 88.77 | 2001-12-07 16:52 | Anjanece | 1 | 300 | N | N
ELASTIMOLD | 273ESA-21 | Y | ELASTIMOLD , 273ESA-21 |  |  | 104.44 | 2001-12-07 16:52 | Anjanece | 1 | 300 | N | N
ELASTIMOLD | 273ESA-21 | Y | ELASTIMOLD , 273ESA-21 |  |  | 104.64 | 2001-12-07 16:52 | Anjanece | 1 | 300 | N | N
ELASTIMOLD | 273ESA-21 | Y | ELASTIMOLD , 273ESA-21 |  |  | 108.99 | 2001-12-07 16:52 | Anjanece | 1 | 300 | N | N
ELASTIMOLD | 273ESA-21 | Y | ELASTIMOLD , 273ESA-21 |  |  | 109.06 | 2001-12-07 16:52 | Anjanece | 1 | 300 | N | N
ELASTIMOLD | 273ESA-21 | Y | ELASTIMOLD , 273ESA-21 |  |  | 109.11 | 2001-12-07 16:52 | Anjanece | 1 | 300 | N | N
ELASTIMOLD | 273ESA-21 | Y | ELASTIMOLD , 273ESA-21 |  |  | 109.13 | 2001-12-07 16:52 | Anjanece | 1 | 300 | N | N
ELASTIMOLD | 273ESA-21 | Y | ELASTIMOLD , 273ESA-21 |  |  | 109.14 | 2001-12-07 16:52 | Anjanece | 1 | 300 | N | N
ELASTIMOLD | 273ESA-21 | Y | ELASTIMOLD , 273ESA-21 |  |  | 109.15 | 2001-12-07 16:52 | Anjanece | 1 | 300 | N | N
ELASTIMOLD | 273ESA-21 | Y | ELASTIMOLD , 273ESA-21 |  |  | 121.17 | 2001-12-07 16:52 | Anjanece | 1 | 300 | N | N
ELASTIMOLD | 273ESA-21 | Y | ELASTIMOLD , 273ESA-21 |  |  | 124.8 | 2001-12-07 16:52 | Anjanece | 1 | 300 | N | N
ELASTIMOLD | 273ESA-21 | Y | ELASTIMOLD , 273ESA-21 |  |  | 128.02 | 2001-12-07 16:52 | Anjanece | 1 | 300 | N | N
ELASTIMOLD | 273ESA-21 | Y | ELASTIMOLD , 273ESA-21 |  |  | 128.04 | 2001-12-07 16:52 | Anjanece | 1 | 300 | N | N
ELASTIMOLD | 273ESA-21 | Y | ELASTIMOLD , 273ESA-21 |  |  | 129 | 2001-12-07 16:52 | Anjanece | 1 | 300 | N | N
ELASTIMOLD | 273ESA-21 | Y | ELASTIMOLD , 273ESA-21 |  |  | 130.29 | 2001-12-07 16:52 | Anjanece | 1 | 300 | N | N
ELASTIMOLD | 273ESA-21 | Y | ELASTIMOLD , 273ESA-21 |  |  | 135.47 | 2001-12-07 16:52 | Anjanece | 1 | 300 | N | N
ELASTIMOLD | 273ESA-21 | Y | ELASTIMOLD , 273ESA-21 |  |  | 137.33 | 2001-12-07 16:52 | Anjanece | 1 | 300 | N | N
ELASTIMOLD | 273ESA-21 | Y | ELASTIMOLD , 273ESA-21 |  |  | 140.27 | 2001-12-07 16:52 | Anjanece | 1 | 300 | N | N
ELASTIMOLD | 273ESA-21 | Y | ELASTIMOLD , 273ESA-21 |  |  | 143.49 | 2001-12-07 16:52 | Anjanece | 1 | 300 | N | N
ELASTIMOLD | 273ESA-21 | Y | ELASTIMOLD , 273ESA-21 |  |  | 144.68 | 2001-12-07 16:52 | Anjanece | 1 | 300 | N | N
ELASTIMOLD | 273ESA-21 | Y | ELASTIMOLD , 273ESA-21 |  |  | 145.43 | 2001-12-07 16:52 | Anjanece | 1 | 300 | N | N
ELASTIMOLD | 273ESA-21 | Y | ELASTIMOLD , 273ESA-21 |  |  | 147.84 | 2001-12-07 16:52 | Anjanece | 1 | 300 | N | N
ELASTIMOLD | 273ESA211BX | Y | ELASTIMOLD , 273ESA211BX | JEA UNDERGROUND DISTRIBUTION | CSC Stores | 69.22 | 2001-12-07 16:52 | Anjanece | 1 | 300 | N | N
ELASTIMOLD | 273ESA211BX | Y | ELASTIMOLD , 273ESA211BX |  |  | 70.01 | 2001-12-07 16:52 | Anjanece | 1 | 300 | N | N
ELASTIMOLD | 273ESA211BX | Y | ELASTIMOLD , 273ESA211BX |  |  | 70.13 | 2001-12-07 16:52 | Anjanece | 1 | 300 | N | N
ELASTIMOLD | 273ESA211BX | Y | ELASTIMOLD , 273ESA211BX |  |  | 70.15 | 2001-12-07 16:52 | Anjanece | 1 | 300 | N | N
ELASTIMOLD | 273ESA211BX | Y | ELASTIMOLD , 273ESA211BX |  |  | 70.19 | 2001-12-07 16:52 | Anjanece | 1 | 300 | N | N
ELASTIMOLD | 273ESA211BX | Y | ELASTIMOLD , 273ESA211BX |  |  | 70.23 | 2001-12-07 16:52 | Anjanece | 1 | 300 | N | N
ELASTIMOLD | 273ESA211BX | Y | ELASTIMOLD , 273ESA211BX |  |  | 70.28 | 2001-12-07 16:52 | Anjanece | 1 | 300 | N | N
ELASTIMOLD | 273ESA211BX | Y | ELASTIMOLD , 273ESA211BX |  |  | 71.3 | 2001-12-07 16:52 | Anjanece | 1 | 300 | N | N
ELASTIMOLD | 273ESA211BX | Y | ELASTIMOLD , 273ESA211BX |  |  | 71.62 | 2001-12-07 16:52 | Anjanece | 1 | 300 | N | N
ELASTIMOLD | 273ESA211BX | Y | ELASTIMOLD , 273ESA211BX |  |  | 71.76 | 2001-12-07 16:52 | Anjanece | 1 | 300 | N | N
ELASTIMOLD | 273ESA211BX | Y | ELASTIMOLD , 273ESA211BX |  |  | 71.77 | 2001-12-07 16:52 | Anjanece | 1 | 300 | N | N
ELASTIMOLD | 273ESA211BX | Y | ELASTIMOLD , 273ESA211BX |  |  | 71.82 | 2001-12-07 16:52 | Anjanece | 1 | 300 | N | N
ELASTIMOLD | 273ESA211BX | Y | ELASTIMOLD , 273ESA211BX |  |  | 71.92 | 2001-12-07 16:52 | Anjanece | 1 | 300 | N | N
ELASTIMOLD | 273ESA211BX | Y | ELASTIMOLD , 273ESA211BX |  |  | 71.96 | 2001-12-07 16:52 | Anjanece | 1 | 300 | N | N
ELASTIMOLD | 273ESA211BX | Y | ELASTIMOLD , 273ESA211BX |  |  | 76.55 | 2001-12-07 16:52 | Anjanece | 1 | 300 | N | N
ELASTIMOLD | 273ESA211BX | Y | ELASTIMOLD , 273ESA211BX |  |  | 77.55 | 2001-12-07 16:52 | Anjanece | 1 | 300 | N | N
ELASTIMOLD | 273ESA211BX | Y | ELASTIMOLD , 273ESA211BX |  |  | 77.56 | 2001-12-07 16:52 | Anjanece | 1 | 300 | N | N
ELASTIMOLD | 273ESA211BX | Y | ELASTIMOLD , 273ESA211BX |  |  | 78.47 | 2001-12-07 16:52 | Anjanece | 1 | 300 | N | N
ELASTIMOLD | 273ESA211BX | Y | ELASTIMOLD , 273ESA211BX |  |  | 88.14 | 2001-12-07 16:52 | Anjanece | 1 | 300 | N | N
ELASTIMOLD | 273ESA211BX | Y | ELASTIMOLD , 273ESA211BX |  |  | 88.77 | 2001-12-07 16:52 | Anjanece | 1 | 300 | N | N
ELASTIMOLD | 273ESA211BX | Y | ELASTIMOLD , 273ESA211BX |  |  | 104.44 | 2001-12-07 16:52 | Anjanece | 1 | 300 | N | N
ELASTIMOLD | 273ESA211BX | Y | ELASTIMOLD , 273ESA211BX |  |  | 104.64 | 2001-12-07 16:52 | Anjanece | 1 | 300 | N | N
ELASTIMOLD | 273ESA211BX | Y | ELASTIMOLD , 273ESA211BX |  |  | 108.99 | 2001-12-07 16:52 | Anjanece | 1 | 300 | N | N
ELASTIMOLD | 273ESA211BX | Y | ELASTIMOLD , 273ESA211BX |  |  | 109.06 | 2001-12-07 16:52 | Anjanece | 1 | 300 | N | N
ELASTIMOLD | 273ESA211BX | Y | ELASTIMOLD , 273ESA211BX |  |  | 109.11 | 2001-12-07 16:52 | Anjanece | 1 | 300 | N | N
ELASTIMOLD | 273ESA211BX | Y | ELASTIMOLD , 273ESA211BX |  |  | 109.13 | 2001-12-07 16:52 | Anjanece | 1 | 300 | N | N
ELASTIMOLD | 273ESA211BX | Y | ELASTIMOLD , 273ESA211BX |  |  | 109.14 | 2001-12-07 16:52 | Anjanece | 1 | 300 | N | N
ELASTIMOLD | 273ESA211BX | Y | ELASTIMOLD , 273ESA211BX |  |  | 109.15 | 2001-12-07 16:52 | Anjanece | 1 | 300 | N | N
ELASTIMOLD | 273ESA211BX | Y | ELASTIMOLD , 273ESA211BX |  |  | 121.17 | 2001-12-07 16:52 | Anjanece | 1 | 300 | N | N
ELASTIMOLD | 273ESA211BX | Y | ELASTIMOLD , 273ESA211BX |  |  | 124.8 | 2001-12-07 16:52 | Anjanece | 1 | 300 | N | N
ELASTIMOLD | 273ESA211BX | Y | ELASTIMOLD , 273ESA211BX |  |  | 128.02 | 2001-12-07 16:52 | Anjanece | 1 | 300 | N | N
ELASTIMOLD | 273ESA211BX | Y | ELASTIMOLD , 273ESA211BX |  |  | 128.04 | 2001-12-07 16:52 | Anjanece | 1 | 300 | N | N
ELASTIMOLD | 273ESA211BX | Y | ELASTIMOLD , 273ESA211BX |  |  | 129 | 2001-12-07 16:52 | Anjanece | 1 | 300 | N | N
ELASTIMOLD | 273ESA211BX | Y | ELASTIMOLD , 273ESA211BX |  |  | 130.29 | 2001-12-07 16:52 | Anjanece | 1 | 300 | N | N
ELASTIMOLD | 273ESA211BX | Y | ELASTIMOLD , 273ESA211BX |  |  | 135.47 | 2001-12-07 16:52 | Anjanece | 1 | 300 | N | N
ELASTIMOLD | 273ESA211BX | Y | ELASTIMOLD , 273ESA211BX |  |  | 137.33 | 2001-12-07 16:52 | Anjanece | 1 | 300 | N | N
ELASTIMOLD | 273ESA211BX | Y | ELASTIMOLD , 273ESA211BX |  |  | 140.27 | 2001-12-07 16:52 | Anjanece | 1 | 300 | N | N
ELASTIMOLD | 273ESA211BX | Y | ELASTIMOLD , 273ESA211BX |  |  | 143.49 | 2001-12-07 16:52 | Anjanece | 1 | 300 | N | N
ELASTIMOLD | 273ESA211BX | Y | ELASTIMOLD , 273ESA211BX |  |  | 144.68 | 2001-12-07 16:52 | Anjanece | 1 | 300 | N | N
ELASTIMOLD | 273ESA211BX | Y | ELASTIMOLD , 273ESA211BX |  |  | 145.43 | 2001-12-07 16:52 | Anjanece | 1 | 300 | N | N
ELASTIMOLD | 273ESA211BX | Y | ELASTIMOLD , 273ESA211BX |  |  | 147.84 | 2001-12-07 16:52 | Anjanece | 1 | 300 | N | N
HUBBELL | 225ELA21 | Y | HUBBELL , 225ELA21 | JEA UNDERGROUND DISTRIBUTION | CSC Stores | 69.22 | 2001-12-07 16:52 | Anjanece | 1 | 300 | N | N
HUBBELL | 225ELA21 | Y | HUBBELL , 225ELA21 |  |  | 70.01 | 2001-12-07 16:52 | Anjanece | 1 | 300 | N | N
HUBBELL | 225ELA21 | Y | HUBBELL , 225ELA21 |  |  | 70.13 | 2001-12-07 16:52 | Anjanece | 1 | 300 | N | N
HUBBELL | 225ELA21 | Y | HUBBELL , 225ELA21 |  |  | 70.15 | 2001-12-07 16:52 | Anjanece | 1 | 300 | N | N
HUBBELL | 225ELA21 | Y | HUBBELL , 225ELA21 |  |  | 70.19 | 2001-12-07 16:52 | Anjanece | 1 | 300 | N | N
HUBBELL | 225ELA21 | Y | HUBBELL , 225ELA21 |  |  | 70.23 | 2001-12-07 16:52 | Anjanece | 1 | 300 | N | N
HUBBELL | 225ELA21 | Y | HUBBELL , 225ELA21 |  |  | 70.28 | 2001-12-07 16:52 | Anjanece | 1 | 300 | N | N
HUBBELL | 225ELA21 | Y | HUBBELL , 225ELA21 |  |  | 71.3 | 2001-12-07 16:52 | Anjanece | 1 | 300 | N | N
HUBBELL | 225ELA21 | Y | HUBBELL , 225ELA21 |  |  | 71.62 | 2001-12-07 16:52 | Anjanece | 1 | 300 | N | N
HUBBELL | 225ELA21 | Y | HUBBELL , 225ELA21 |  |  | 71.76 | 2001-12-07 16:52 | Anjanece | 1 | 300 | N | N
HUBBELL | 225ELA21 | Y | HUBBELL , 225ELA21 |  |  | 71.77 | 2001-12-07 16:52 | Anjanece | 1 | 300 | N | N
HUBBELL | 225ELA21 | Y | HUBBELL , 225ELA21 |  |  | 71.82 | 2001-12-07 16:52 | Anjanece | 1 | 300 | N | N
HUBBELL | 225ELA21 | Y | HUBBELL , 225ELA21 |  |  | 71.92 | 2001-12-07 16:52 | Anjanece | 1 | 300 | N | N
HUBBELL | 225ELA21 | Y | HUBBELL , 225ELA21 |  |  | 71.96 | 2001-12-07 16:52 | Anjanece | 1 | 300 | N | N
HUBBELL | 225ELA21 | Y | HUBBELL , 225ELA21 |  |  | 76.55 | 2001-12-07 16:52 | Anjanece | 1 | 300 | N | N
HUBBELL | 225ELA21 | Y | HUBBELL , 225ELA21 |  |  | 77.55 | 2001-12-07 16:52 | Anjanece | 1 | 300 | N | N
HUBBELL | 225ELA21 | Y | HUBBELL , 225ELA21 |  |  | 77.56 | 2001-12-07 16:52 | Anjanece | 1 | 300 | N | N
HUBBELL | 225ELA21 | Y | HUBBELL , 225ELA21 |  |  | 78.47 | 2001-12-07 16:52 | Anjanece | 1 | 300 | N | N
HUBBELL | 225ELA21 | Y | HUBBELL , 225ELA21 |  |  | 88.14 | 2001-12-07 16:52 | Anjanece | 1 | 300 | N | N
HUBBELL | 225ELA21 | Y | HUBBELL , 225ELA21 |  |  | 88.77 | 2001-12-07 16:52 | Anjanece | 1 | 300 | N | N
HUBBELL | 225ELA21 | Y | HUBBELL , 225ELA21 |  |  | 104.44 | 2001-12-07 16:52 | Anjanece | 1 | 300 | N | N
HUBBELL | 225ELA21 | Y | HUBBELL , 225ELA21 |  |  | 104.64 | 2001-12-07 16:52 | Anjanece | 1 | 300 | N | N
HUBBELL | 225ELA21 | Y | HUBBELL , 225ELA21 |  |  | 108.99 | 2001-12-07 16:52 | Anjanece | 1 | 300 | N | N
HUBBELL | 225ELA21 | Y | HUBBELL , 225ELA21 |  |  | 109.06 | 2001-12-07 16:52 | Anjanece | 1 | 300 | N | N
HUBBELL | 225ELA21 | Y | HUBBELL , 225ELA21 |  |  | 109.11 | 2001-12-07 16:52 | Anjanece | 1 | 300 | N | N
HUBBELL | 225ELA21 | Y | HUBBELL , 225ELA21 |  |  | 109.13 | 2001-12-07 16:52 | Anjanece | 1 | 300 | N | N
HUBBELL | 225ELA21 | Y | HUBBELL , 225ELA21 |  |  | 109.14 | 2001-12-07 16:52 | Anjanece | 1 | 300 | N | N
HUBBELL | 225ELA21 | Y | HUBBELL , 225ELA21 |  |  | 109.15 | 2001-12-07 16:52 | Anjanece | 1 | 300 | N | N
HUBBELL | 225ELA21 | Y | HUBBELL , 225ELA21 |  |  | 121.17 | 2001-12-07 16:52 | Anjanece | 1 | 300 | N | N
HUBBELL | 225ELA21 | Y | HUBBELL , 225ELA21 |  |  | 124.8 | 2001-12-07 16:52 | Anjanece | 1 | 300 | N | N
HUBBELL | 225ELA21 | Y | HUBBELL , 225ELA21 |  |  | 128.02 | 2001-12-07 16:52 | Anjanece | 1 | 300 | N | N
HUBBELL | 225ELA21 | Y | HUBBELL , 225ELA21 |  |  | 128.04 | 2001-12-07 16:52 | Anjanece | 1 | 300 | N | N
HUBBELL | 225ELA21 | Y | HUBBELL , 225ELA21 |  |  | 129 | 2001-12-07 16:52 | Anjanece | 1 | 300 | N | N
HUBBELL | 225ELA21 | Y | HUBBELL , 225ELA21 |  |  | 130.29 | 2001-12-07 16:52 | Anjanece | 1 | 300 | N | N
HUBBELL | 225ELA21 | Y | HUBBELL , 225ELA21 |  |  | 135.47 | 2001-12-07 16:52 | Anjanece | 1 | 300 | N | N
HUBBELL | 225ELA21 | Y | HUBBELL , 225ELA21 |  |  | 137.33 | 2001-12-07 16:52 | Anjanece | 1 | 300 | N | N
HUBBELL | 225ELA21 | Y | HUBBELL , 225ELA21 |  |  | 140.27 | 2001-12-07 16:52 | Anjanece | 1 | 300 | N | N
HUBBELL | 225ELA21 | Y | HUBBELL , 225ELA21 |  |  | 143.49 | 2001-12-07 16:52 | Anjanece | 1 | 300 | N | N
HUBBELL | 225ELA21 | Y | HUBBELL , 225ELA21 |  |  | 144.68 | 2001-12-07 16:52 | Anjanece | 1 | 300 | N | N
HUBBELL | 225ELA21 | Y | HUBBELL , 225ELA21 |  |  | 145.43 | 2001-12-07 16:52 | Anjanece | 1 | 300 | N | N
HUBBELL | 225ELA21 | Y | HUBBELL , 225ELA21 |  |  | 147.84 | 2001-12-07 16:52 | Anjanece | 1 | 300 | N | N
MACLEAN POWER SYSTEMS | 8132B0021J001 | Y | MACLEAN POWER SYSTEMS , 8132B0021J001 | JEA UNDERGROUND DISTRIBUTION | CSC Stores | 69.22 | 2001-12-07 16:52 | Anjanece | 1 | 300 | N | N
MACLEAN POWER SYSTEMS | 8132B0021J001 | Y | MACLEAN POWER SYSTEMS , 8132B0021J001 |  |  | 70.01 | 2001-12-07 16:52 | Anjanece | 1 | 300 | N | N
MACLEAN POWER SYSTEMS | 8132B0021J001 | Y | MACLEAN POWER SYSTEMS , 8132B0021J001 |  |  | 70.13 | 2001-12-07 16:52 | Anjanece | 1 | 300 | N | N
MACLEAN POWER SYSTEMS | 8132B0021J001 | Y | MACLEAN POWER SYSTEMS , 8132B0021J001 |  |  | 70.15 | 2001-12-07 16:52 | Anjanece | 1 | 300 | N | N
MACLEAN POWER SYSTEMS | 8132B0021J001 | Y | MACLEAN POWER SYSTEMS , 8132B0021J001 |  |  | 70.19 | 2001-12-07 16:52 | Anjanece | 1 | 300 | N | N
MACLEAN POWER SYSTEMS | 8132B0021J001 | Y | MACLEAN POWER SYSTEMS , 8132B0021J001 |  |  | 70.23 | 2001-12-07 16:52 | Anjanece | 1 | 300 | N | N
MACLEAN POWER SYSTEMS | 8132B0021J001 | Y | MACLEAN POWER SYSTEMS , 8132B0021J001 |  |  | 70.28 | 2001-12-07 16:52 | Anjanece | 1 | 300 | N | N
MACLEAN POWER SYSTEMS | 8132B0021J001 | Y | MACLEAN POWER SYSTEMS , 8132B0021J001 |  |  | 71.3 | 2001-12-07 16:52 | Anjanece | 1 | 300 | N | N
MACLEAN POWER SYSTEMS | 8132B0021J001 | Y | MACLEAN POWER SYSTEMS , 8132B0021J001 |  |  | 71.62 | 2001-12-07 16:52 | Anjanece | 1 | 300 | N | N
MACLEAN POWER SYSTEMS | 8132B0021J001 | Y | MACLEAN POWER SYSTEMS , 8132B0021J001 |  |  | 71.76 | 2001-12-07 16:52 | Anjanece | 1 | 300 | N | N
MACLEAN POWER SYSTEMS | 8132B0021J001 | Y | MACLEAN POWER SYSTEMS , 8132B0021J001 |  |  | 71.77 | 2001-12-07 16:52 | Anjanece | 1 | 300 | N | N
MACLEAN POWER SYSTEMS | 8132B0021J001 | Y | MACLEAN POWER SYSTEMS , 8132B0021J001 |  |  | 71.82 | 2001-12-07 16:52 | Anjanece | 1 | 300 | N | N
MACLEAN POWER SYSTEMS | 8132B0021J001 | Y | MACLEAN POWER SYSTEMS , 8132B0021J001 |  |  | 71.92 | 2001-12-07 16:52 | Anjanece | 1 | 300 | N | N
MACLEAN POWER SYSTEMS | 8132B0021J001 | Y | MACLEAN POWER SYSTEMS , 8132B0021J001 |  |  | 71.96 | 2001-12-07 16:52 | Anjanece | 1 | 300 | N | N
MACLEAN POWER SYSTEMS | 8132B0021J001 | Y | MACLEAN POWER SYSTEMS , 8132B0021J001 |  |  | 76.55 | 2001-12-07 16:52 | Anjanece | 1 | 300 | N | N
MACLEAN POWER SYSTEMS | 8132B0021J001 | Y | MACLEAN POWER SYSTEMS , 8132B0021J001 |  |  | 77.55 | 2001-12-07 16:52 | Anjanece | 1 | 300 | N | N
MACLEAN POWER SYSTEMS | 8132B0021J001 | Y | MACLEAN POWER SYSTEMS , 8132B0021J001 |  |  | 77.56 | 2001-12-07 16:52 | Anjanece | 1 | 300 | N | N
MACLEAN POWER SYSTEMS | 8132B0021J001 | Y | MACLEAN POWER SYSTEMS , 8132B0021J001 |  |  | 78.47 | 2001-12-07 16:52 | Anjanece | 1 | 300 | N | N
MACLEAN POWER SYSTEMS | 8132B0021J001 | Y | MACLEAN POWER SYSTEMS , 8132B0021J001 |  |  | 88.14 | 2001-12-07 16:52 | Anjanece | 1 | 300 | N | N
MACLEAN POWER SYSTEMS | 8132B0021J001 | Y | MACLEAN POWER SYSTEMS , 8132B0021J001 |  |  | 88.77 | 2001-12-07 16:52 | Anjanece | 1 | 300 | N | N
MACLEAN POWER SYSTEMS | 8132B0021J001 | Y | MACLEAN POWER SYSTEMS , 8132B0021J001 |  |  | 104.44 | 2001-12-07 16:52 | Anjanece | 1 | 300 | N | N
MACLEAN POWER SYSTEMS | 8132B0021J001 | Y | MACLEAN POWER SYSTEMS , 8132B0021J001 |  |  | 104.64 | 2001-12-07 16:52 | Anjanece | 1 | 300 | N | N
MACLEAN POWER SYSTEMS | 8132B0021J001 | Y | MACLEAN POWER SYSTEMS , 8132B0021J001 |  |  | 108.99 | 2001-12-07 16:52 | Anjanece | 1 | 300 | N | N
MACLEAN POWER SYSTEMS | 8132B0021J001 | Y | MACLEAN POWER SYSTEMS , 8132B0021J001 |  |  | 109.06 | 2001-12-07 16:52 | Anjanece | 1 | 300 | N | N
MACLEAN POWER SYSTEMS | 8132B0021J001 | Y | MACLEAN POWER SYSTEMS , 8132B0021J001 |  |  | 109.11 | 2001-12-07 16:52 | Anjanece | 1 | 300 | N | N
MACLEAN POWER SYSTEMS | 8132B0021J001 | Y | MACLEAN POWER SYSTEMS , 8132B0021J001 |  |  | 109.13 | 2001-12-07 16:52 | Anjanece | 1 | 300 | N | N
MACLEAN POWER SYSTEMS | 8132B0021J001 | Y | MACLEAN POWER SYSTEMS , 8132B0021J001 |  |  | 109.14 | 2001-12-07 16:52 | Anjanece | 1 | 300 | N | N
MACLEAN POWER SYSTEMS | 8132B0021J001 | Y | MACLEAN POWER SYSTEMS , 8132B0021J001 |  |  | 109.15 | 2001-12-07 16:52 | Anjanece | 1 | 300 | N | N
MACLEAN POWER SYSTEMS | 8132B0021J001 | Y | MACLEAN POWER SYSTEMS , 8132B0021J001 |  |  | 121.17 | 2001-12-07 16:52 | Anjanece | 1 | 300 | N | N
MACLEAN POWER SYSTEMS | 8132B0021J001 | Y | MACLEAN POWER SYSTEMS , 8132B0021J001 |  |  | 124.8 | 2001-12-07 16:52 | Anjanece | 1 | 300 | N | N
MACLEAN POWER SYSTEMS | 8132B0021J001 | Y | MACLEAN POWER SYSTEMS , 8132B0021J001 |  |  | 128.02 | 2001-12-07 16:52 | Anjanece | 1 | 300 | N | N
MACLEAN POWER SYSTEMS | 8132B0021J001 | Y | MACLEAN POWER SYSTEMS , 8132B0021J001 |  |  | 128.04 | 2001-12-07 16:52 | Anjanece | 1 | 300 | N | N
MACLEAN POWER SYSTEMS | 8132B0021J001 | Y | MACLEAN POWER SYSTEMS , 8132B0021J001 |  |  | 129 | 2001-12-07 16:52 | Anjanece | 1 | 300 | N | N
MACLEAN POWER SYSTEMS | 8132B0021J001 | Y | MACLEAN POWER SYSTEMS , 8132B0021J001 |  |  | 130.29 | 2001-12-07 16:52 | Anjanece | 1 | 300 | N | N
MACLEAN POWER SYSTEMS | 8132B0021J001 | Y | MACLEAN POWER SYSTEMS , 8132B0021J001 |  |  | 135.47 | 2001-12-07 16:52 | Anjanece | 1 | 300 | N | N
MACLEAN POWER SYSTEMS | 8132B0021J001 | Y | MACLEAN POWER SYSTEMS , 8132B0021J001 |  |  | 137.33 | 2001-12-07 16:52 | Anjanece | 1 | 300 | N | N
MACLEAN POWER SYSTEMS | 8132B0021J001 | Y | MACLEAN POWER SYSTEMS , 8132B0021J001 |  |  | 140.27 | 2001-12-07 16:52 | Anjanece | 1 | 300 | N | N
MACLEAN POWER SYSTEMS | 8132B0021J001 | Y | MACLEAN POWER SYSTEMS , 8132B0021J001 |  |  | 143.49 | 2001-12-07 16:52 | Anjanece | 1 | 300 | N | N
MACLEAN POWER SYSTEMS | 8132B0021J001 | Y | MACLEAN POWER SYSTEMS , 8132B0021J001 |  |  | 144.68 | 2001-12-07 16:52 | Anjanece | 1 | 300 | N | N
MACLEAN POWER SYSTEMS | 8132B0021J001 | Y | MACLEAN POWER SYSTEMS , 8132B0021J001 |  |  | 145.43 | 2001-12-07 16:52 | Anjanece | 1 | 300 | N | N
MACLEAN POWER SYSTEMS | 8132B0021J001 | Y | MACLEAN POWER SYSTEMS , 8132B0021J001 |  |  | 147.84 | 2001-12-07 16:52 | Anjanece | 1 | 300 | N | N
COOPER POWER | 3238019C09M | Y | COOPER POWER , 3238019C09M | JEA UNDERGROUND DISTRIBUTION | CSC Stores | 74.58 | 2002-05-02 07:38 | Anjanece | 1 | 0 | N | N
COOPER POWER | 3238019C09M | Y | COOPER POWER , 3238019C09M |  |  | 74.91 | 2002-05-02 07:38 | Anjanece | 1 | 0 | N | N
COOPER POWER | 3238019C09M | Y | COOPER POWER , 3238019C09M |  |  | 76.34 | 2002-05-02 07:38 | Anjanece | 1 | 0 | N | N
COOPER POWER | 3238019C09M | Y | COOPER POWER , 3238019C09M |  |  | 76.85 | 2002-05-02 07:38 | Anjanece | 1 | 0 | N | N
COOPER POWER | 3238019C09M | Y | COOPER POWER , 3238019C09M |  |  | 77.6 | 2002-05-02 07:38 | Anjanece | 1 | 0 | N | N
COOPER POWER | 3238019C09M | Y | COOPER POWER , 3238019C09M |  |  | 85.08 | 2002-05-02 07:38 | Anjanece | 1 | 0 | N | N
COOPER POWER | 3238019C09M | Y | COOPER POWER , 3238019C09M |  |  | 85.2 | 2002-05-02 07:38 | Anjanece | 1 | 0 | N | N
COOPER POWER | 3238019C09M | Y | COOPER POWER , 3238019C09M |  |  | 85.56 | 2002-05-02 07:38 | Anjanece | 1 | 0 | N | N
COOPER POWER | 3238019C09M | Y | COOPER POWER , 3238019C09M |  |  | 89.97 | 2002-05-02 07:38 | Anjanece | 1 | 0 | N | N
COOPER POWER | 3238019C09M | Y | COOPER POWER , 3238019C09M |  |  | 89.99 | 2002-05-02 07:38 | Anjanece | 1 | 0 | N | N
COOPER POWER | 3238019C09M | Y | COOPER POWER , 3238019C09M |  |  | 90.61 | 2002-05-02 07:38 | Anjanece | 1 | 0 | N | N
COOPER POWER | 3238019C09M | Y | COOPER POWER , 3238019C09M |  |  | 103.32 | 2002-05-02 07:38 | Anjanece | 1 | 0 | N | N
COOPER POWER | 3238019C09M | Y | COOPER POWER , 3238019C09M |  |  | 107.08 | 2002-05-02 07:38 | Anjanece | 1 | 0 | N | N
COOPER POWER | 3238019C09M | Y | COOPER POWER , 3238019C09M |  |  | 110.12 | 2002-05-02 07:38 | Anjanece | 1 | 0 | N | N
COOPER POWER | 3238019C09M | Y | COOPER POWER , 3238019C09M |  |  | 110.84 | 2002-05-02 07:38 | Anjanece | 1 | 0 | N | N
COOPER POWER | 3238019C09M | Y | COOPER POWER , 3238019C09M |  |  | 122.95 | 2002-05-02 07:38 | Anjanece | 1 | 0 | N | N
ELASTIMOLD | 273ESA-10 | Y | ELASTIMOLD , 273ESA-10 | JEA UNDERGROUND DISTRIBUTION | CSC Stores | 74.58 | 2002-05-02 07:38 | Anjanece | 1 | 0 | N | N
ELASTIMOLD | 273ESA-10 | Y | ELASTIMOLD , 273ESA-10 |  |  | 74.91 | 2002-05-02 07:38 | Anjanece | 1 | 0 | N | N
ELASTIMOLD | 273ESA-10 | Y | ELASTIMOLD , 273ESA-10 |  |  | 76.34 | 2002-05-02 07:38 | Anjanece | 1 | 0 | N | N
ELASTIMOLD | 273ESA-10 | Y | ELASTIMOLD , 273ESA-10 |  |  | 76.85 | 2002-05-02 07:38 | Anjanece | 1 | 0 | N | N
ELASTIMOLD | 273ESA-10 | Y | ELASTIMOLD , 273ESA-10 |  |  | 77.6 | 2002-05-02 07:38 | Anjanece | 1 | 0 | N | N
ELASTIMOLD | 273ESA-10 | Y | ELASTIMOLD , 273ESA-10 |  |  | 85.08 | 2002-05-02 07:38 | Anjanece | 1 | 0 | N | N
ELASTIMOLD | 273ESA-10 | Y | ELASTIMOLD , 273ESA-10 |  |  | 85.2 | 2002-05-02 07:38 | Anjanece | 1 | 0 | N | N
ELASTIMOLD | 273ESA-10 | Y | ELASTIMOLD , 273ESA-10 |  |  | 85.56 | 2002-05-02 07:38 | Anjanece | 1 | 0 | N | N
ELASTIMOLD | 273ESA-10 | Y | ELASTIMOLD , 273ESA-10 |  |  | 89.97 | 2002-05-02 07:38 | Anjanece | 1 | 0 | N | N
ELASTIMOLD | 273ESA-10 | Y | ELASTIMOLD , 273ESA-10 |  |  | 89.99 | 2002-05-02 07:38 | Anjanece | 1 | 0 | N | N
ELASTIMOLD | 273ESA-10 | Y | ELASTIMOLD , 273ESA-10 |  |  | 90.61 | 2002-05-02 07:38 | Anjanece | 1 | 0 | N | N
ELASTIMOLD | 273ESA-10 | Y | ELASTIMOLD , 273ESA-10 |  |  | 103.32 | 2002-05-02 07:38 | Anjanece | 1 | 0 | N | N
ELASTIMOLD | 273ESA-10 | Y | ELASTIMOLD , 273ESA-10 |  |  | 107.08 | 2002-05-02 07:38 | Anjanece | 1 | 0 | N | N
ELASTIMOLD | 273ESA-10 | Y | ELASTIMOLD , 273ESA-10 |  |  | 110.12 | 2002-05-02 07:38 | Anjanece | 1 | 0 | N | N
ELASTIMOLD | 273ESA-10 | Y | ELASTIMOLD , 273ESA-10 |  |  | 110.84 | 2002-05-02 07:38 | Anjanece | 1 | 0 | N | N
ELASTIMOLD | 273ESA-10 | Y | ELASTIMOLD , 273ESA-10 |  |  | 122.95 | 2002-05-02 07:38 | Anjanece | 1 | 0 | N | N
HUBBELL | 225ELA10 | Y | HUBBELL , 225ELA10 | JEA UNDERGROUND DISTRIBUTION | CSC Stores | 74.58 | 2002-05-02 07:38 | Anjanece | 1 | 0 | N | N
HUBBELL | 225ELA10 | Y | HUBBELL , 225ELA10 |  |  | 74.91 | 2002-05-02 07:38 | Anjanece | 1 | 0 | N | N
HUBBELL | 225ELA10 | Y | HUBBELL , 225ELA10 |  |  | 76.34 | 2002-05-02 07:38 | Anjanece | 1 | 0 | N | N
HUBBELL | 225ELA10 | Y | HUBBELL , 225ELA10 |  |  | 76.85 | 2002-05-02 07:38 | Anjanece | 1 | 0 | N | N
HUBBELL | 225ELA10 | Y | HUBBELL , 225ELA10 |  |  | 77.6 | 2002-05-02 07:38 | Anjanece | 1 | 0 | N | N
HUBBELL | 225ELA10 | Y | HUBBELL , 225ELA10 |  |  | 85.08 | 2002-05-02 07:38 | Anjanece | 1 | 0 | N | N
HUBBELL | 225ELA10 | Y | HUBBELL , 225ELA10 |  |  | 85.2 | 2002-05-02 07:38 | Anjanece | 1 | 0 | N | N
HUBBELL | 225ELA10 | Y | HUBBELL , 225ELA10 |  |  | 85.56 | 2002-05-02 07:38 | Anjanece | 1 | 0 | N | N
HUBBELL | 225ELA10 | Y | HUBBELL , 225ELA10 |  |  | 89.97 | 2002-05-02 07:38 | Anjanece | 1 | 0 | N | N
HUBBELL | 225ELA10 | Y | HUBBELL , 225ELA10 |  |  | 89.99 | 2002-05-02 07:38 | Anjanece | 1 | 0 | N | N
HUBBELL | 225ELA10 | Y | HUBBELL , 225ELA10 |  |  | 90.61 | 2002-05-02 07:38 | Anjanece | 1 | 0 | N | N
HUBBELL | 225ELA10 | Y | HUBBELL , 225ELA10 |  |  | 103.32 | 2002-05-02 07:38 | Anjanece | 1 | 0 | N | N
HUBBELL | 225ELA10 | Y | HUBBELL , 225ELA10 |  |  | 107.08 | 2002-05-02 07:38 | Anjanece | 1 | 0 | N | N
HUBBELL | 225ELA10 | Y | HUBBELL , 225ELA10 |  |  | 110.12 | 2002-05-02 07:38 | Anjanece | 1 | 0 | N | N
HUBBELL | 225ELA10 | Y | HUBBELL , 225ELA10 |  |  | 110.84 | 2002-05-02 07:38 | Anjanece | 1 | 0 | N | N
HUBBELL | 225ELA10 | Y | HUBBELL , 225ELA10 |  |  | 122.95 | 2002-05-02 07:38 | Anjanece | 1 | 0 | N | N
COOPER POWER | 3238019C03M | Y | COOPER POWER , 3238019C03M | JEA OVERHEAD DISTRIBUTION | CSC Stores | 65.13 | 2002-05-02 07:38 | Anjanece | 5 | 0 | N | N
COOPER POWER | 3238019C03M | Y | COOPER POWER , 3238019C03M |  |  | 66.2 | 2002-05-02 07:38 | Anjanece | 5 | 0 | N | N
COOPER POWER | 3238019C03M | Y | COOPER POWER , 3238019C03M |  |  | 67.91 | 2002-05-02 07:38 | Anjanece | 5 | 0 | N | N
COOPER POWER | 3238019C03M | Y | COOPER POWER , 3238019C03M |  |  | 68.97 | 2002-05-02 07:38 | Anjanece | 5 | 0 | N | N
COOPER POWER | 3238019C03M | Y | COOPER POWER , 3238019C03M |  |  | 69.74 | 2002-05-02 07:38 | Anjanece | 5 | 0 | N | N
COOPER POWER | 3238019C03M | Y | COOPER POWER , 3238019C03M |  |  | 76.37 | 2002-05-02 07:38 | Anjanece | 5 | 0 | N | N
COOPER POWER | 3238019C03M | Y | COOPER POWER , 3238019C03M |  |  | 77.64 | 2002-05-02 07:38 | Anjanece | 5 | 0 | N | N
COOPER POWER | 3238019C03M | Y | COOPER POWER , 3238019C03M |  |  | 80.81 | 2002-05-02 07:38 | Anjanece | 5 | 0 | N | N
COOPER POWER | 3238019C03M | Y | COOPER POWER , 3238019C03M |  |  | 102.36 | 2002-05-02 07:38 | Anjanece | 5 | 0 | N | N
ELASTIMOLD | 273ESA-3 | Y | ELASTIMOLD , 273ESA-3 | JEA OVERHEAD DISTRIBUTION | CSC Stores | 65.13 | 2002-05-02 07:38 | Anjanece | 5 | 0 | N | N
ELASTIMOLD | 273ESA-3 | Y | ELASTIMOLD , 273ESA-3 |  |  | 66.2 | 2002-05-02 07:38 | Anjanece | 5 | 0 | N | N
ELASTIMOLD | 273ESA-3 | Y | ELASTIMOLD , 273ESA-3 |  |  | 67.91 | 2002-05-02 07:38 | Anjanece | 5 | 0 | N | N
ELASTIMOLD | 273ESA-3 | Y | ELASTIMOLD , 273ESA-3 |  |  | 68.97 | 2002-05-02 07:38 | Anjanece | 5 | 0 | N | N
ELASTIMOLD | 273ESA-3 | Y | ELASTIMOLD , 273ESA-3 |  |  | 69.74 | 2002-05-02 07:38 | Anjanece | 5 | 0 | N | N
ELASTIMOLD | 273ESA-3 | Y | ELASTIMOLD , 273ESA-3 |  |  | 76.37 | 2002-05-02 07:38 | Anjanece | 5 | 0 | N | N
ELASTIMOLD | 273ESA-3 | Y | ELASTIMOLD , 273ESA-3 |  |  | 77.64 | 2002-05-02 07:38 | Anjanece | 5 | 0 | N | N
ELASTIMOLD | 273ESA-3 | Y | ELASTIMOLD , 273ESA-3 |  |  | 80.81 | 2002-05-02 07:38 | Anjanece | 5 | 0 | N | N
ELASTIMOLD | 273ESA-3 | Y | ELASTIMOLD , 273ESA-3 |  |  | 102.36 | 2002-05-02 07:38 | Anjanece | 5 | 0 | N | N
HUBBELL | 225ELA03 | Y | HUBBELL , 225ELA03 | JEA OVERHEAD DISTRIBUTION | CSC Stores | 65.13 | 2002-05-02 07:38 | Anjanece | 5 | 0 | N | N
HUBBELL | 225ELA03 | Y | HUBBELL , 225ELA03 |  |  | 66.2 | 2002-05-02 07:38 | Anjanece | 5 | 0 | N | N
HUBBELL | 225ELA03 | Y | HUBBELL , 225ELA03 |  |  | 67.91 | 2002-05-02 07:38 | Anjanece | 5 | 0 | N | N
HUBBELL | 225ELA03 | Y | HUBBELL , 225ELA03 |  |  | 68.97 | 2002-05-02 07:38 | Anjanece | 5 | 0 | N | N
HUBBELL | 225ELA03 | Y | HUBBELL , 225ELA03 |  |  | 69.74 | 2002-05-02 07:38 | Anjanece | 5 | 0 | N | N
HUBBELL | 225ELA03 | Y | HUBBELL , 225ELA03 |  |  | 76.37 | 2002-05-02 07:38 | Anjanece | 5 | 0 | N | N
HUBBELL | 225ELA03 | Y | HUBBELL , 225ELA03 |  |  | 77.64 | 2002-05-02 07:38 | Anjanece | 5 | 0 | N | N
HUBBELL | 225ELA03 | Y | HUBBELL , 225ELA03 |  |  | 80.81 | 2002-05-02 07:38 | Anjanece | 5 | 0 | N | N
HUBBELL | 225ELA03 | Y | HUBBELL , 225ELA03 |  |  | 102.36 | 2002-05-02 07:38 | Anjanece | 5 | 0 | N | N
COOPER POWER SYSTEMS | UHS03030B1A1A1A | Y | COOPER POWER SYSTEMS , UHS03030B1A1A1A | JEA OVERHEAD DISTRIBUTION | CSC Stores | 18.84 | 2001-12-07 16:52 | Anjanece | 1 | 0 | N | N
COOPER POWER SYSTEMS | UHS03030B1A1A1A | Y | COOPER POWER SYSTEMS , UHS03030B1A1A1A |  |  | 18.85 | 2001-12-07 16:52 | Anjanece | 1 | 0 | N | N
COOPER POWER SYSTEMS | UHS03030B1A1A1A | Y | COOPER POWER SYSTEMS , UHS03030B1A1A1A |  |  | 19.19 | 2001-12-07 16:52 | Anjanece | 1 | 0 | N | N
COOPER POWER SYSTEMS | UHS03030B1A1A1A | Y | COOPER POWER SYSTEMS , UHS03030B1A1A1A |  |  | 19.66 | 2001-12-07 16:52 | Anjanece | 1 | 0 | N | N
COOPER POWER SYSTEMS | UHS03030B1A1A1A | Y | COOPER POWER SYSTEMS , UHS03030B1A1A1A |  |  | 19.74 | 2001-12-07 16:52 | Anjanece | 1 | 0 | N | N
COOPER POWER SYSTEMS | UHS03030B1A1A1A | Y | COOPER POWER SYSTEMS , UHS03030B1A1A1A |  |  | 20.16 | 2001-12-07 16:52 | Anjanece | 1 | 0 | N | N
COOPER POWER SYSTEMS | UHS03030B1A1A1A | Y | COOPER POWER SYSTEMS , UHS03030B1A1A1A |  |  | 20.2 | 2001-12-07 16:52 | Anjanece | 1 | 0 | N | N
COOPER POWER SYSTEMS | UHS03030B1A1A1A | Y | COOPER POWER SYSTEMS , UHS03030B1A1A1A |  |  | 20.71 | 2001-12-07 16:52 | Anjanece | 1 | 0 | N | N
COOPER POWER SYSTEMS | UHS03030B1A1A1A | Y | COOPER POWER SYSTEMS , UHS03030B1A1A1A |  |  | 20.77 | 2001-12-07 16:52 | Anjanece | 1 | 0 | N | N
COOPER POWER SYSTEMS | UHS03030B1A1A1A | Y | COOPER POWER SYSTEMS , UHS03030B1A1A1A |  |  | 20.8 | 2001-12-07 16:52 | Anjanece | 1 | 0 | N | N
COOPER POWER SYSTEMS | UHS03030B1A1A1A | Y | COOPER POWER SYSTEMS , UHS03030B1A1A1A |  |  | 20.81 | 2001-12-07 16:52 | Anjanece | 1 | 0 | N | N
COOPER POWER SYSTEMS | UHS03030B1A1A1A | Y | COOPER POWER SYSTEMS , UHS03030B1A1A1A |  |  | 20.82 | 2001-12-07 16:52 | Anjanece | 1 | 0 | N | N
COOPER POWER SYSTEMS | UHS03030B1A1A1A | Y | COOPER POWER SYSTEMS , UHS03030B1A1A1A |  |  | 28.7 | 2001-12-07 16:52 | Anjanece | 1 | 0 | N | N
COOPER POWER SYSTEMS | UHS03030B1A1A1A | Y | COOPER POWER SYSTEMS , UHS03030B1A1A1A |  |  | 28.96 | 2001-12-07 16:52 | Anjanece | 1 | 0 | N | N
COOPER POWER SYSTEMS | UHS03030B1A1A1A | Y | COOPER POWER SYSTEMS , UHS03030B1A1A1A |  |  | 39.1 | 2001-12-07 16:52 | Anjanece | 1 | 0 | N | N
COOPER POWER SYSTEMS | UHS03030B1A1A1A | Y | COOPER POWER SYSTEMS , UHS03030B1A1A1A |  |  | 39.44 | 2001-12-07 16:52 | Anjanece | 1 | 0 | N | N
COOPER POWER SYSTEMS | UHS03030B1A1A1A | Y | COOPER POWER SYSTEMS , UHS03030B1A1A1A |  |  | 45.37 | 2001-12-07 16:52 | Anjanece | 1 | 0 | N | N
GENERAL ELECTRIC CO. | 9L23AXX403XHS | Y | GENERAL ELECTRIC CO. , 9L23AXX403XHS | JEA OVERHEAD DISTRIBUTION | CSC Stores | 18.84 | 2001-12-07 16:52 | Anjanece | 1 | 0 | N | N
GENERAL ELECTRIC CO. | 9L23AXX403XHS | Y | GENERAL ELECTRIC CO. , 9L23AXX403XHS |  |  | 18.85 | 2001-12-07 16:52 | Anjanece | 1 | 0 | N | N
GENERAL ELECTRIC CO. | 9L23AXX403XHS | Y | GENERAL ELECTRIC CO. , 9L23AXX403XHS |  |  | 19.19 | 2001-12-07 16:52 | Anjanece | 1 | 0 | N | N
GENERAL ELECTRIC CO. | 9L23AXX403XHS | Y | GENERAL ELECTRIC CO. , 9L23AXX403XHS |  |  | 19.66 | 2001-12-07 16:52 | Anjanece | 1 | 0 | N | N
GENERAL ELECTRIC CO. | 9L23AXX403XHS | Y | GENERAL ELECTRIC CO. , 9L23AXX403XHS |  |  | 19.74 | 2001-12-07 16:52 | Anjanece | 1 | 0 | N | N
GENERAL ELECTRIC CO. | 9L23AXX403XHS | Y | GENERAL ELECTRIC CO. , 9L23AXX403XHS |  |  | 20.16 | 2001-12-07 16:52 | Anjanece | 1 | 0 | N | N
GENERAL ELECTRIC CO. | 9L23AXX403XHS | Y | GENERAL ELECTRIC CO. , 9L23AXX403XHS |  |  | 20.2 | 2001-12-07 16:52 | Anjanece | 1 | 0 | N | N
GENERAL ELECTRIC CO. | 9L23AXX403XHS | Y | GENERAL ELECTRIC CO. , 9L23AXX403XHS |  |  | 20.71 | 2001-12-07 16:52 | Anjanece | 1 | 0 | N | N
GENERAL ELECTRIC CO. | 9L23AXX403XHS | Y | GENERAL ELECTRIC CO. , 9L23AXX403XHS |  |  | 20.77 | 2001-12-07 16:52 | Anjanece | 1 | 0 | N | N
GENERAL ELECTRIC CO. | 9L23AXX403XHS | Y | GENERAL ELECTRIC CO. , 9L23AXX403XHS |  |  | 20.8 | 2001-12-07 16:52 | Anjanece | 1 | 0 | N | N
GENERAL ELECTRIC CO. | 9L23AXX403XHS | Y | GENERAL ELECTRIC CO. , 9L23AXX403XHS |  |  | 20.81 | 2001-12-07 16:52 | Anjanece | 1 | 0 | N | N
GENERAL ELECTRIC CO. | 9L23AXX403XHS | Y | GENERAL ELECTRIC CO. , 9L23AXX403XHS |  |  | 20.82 | 2001-12-07 16:52 | Anjanece | 1 | 0 | N | N
GENERAL ELECTRIC CO. | 9L23AXX403XHS | Y | GENERAL ELECTRIC CO. , 9L23AXX403XHS |  |  | 28.7 | 2001-12-07 16:52 | Anjanece | 1 | 0 | N | N
GENERAL ELECTRIC CO. | 9L23AXX403XHS | Y | GENERAL ELECTRIC CO. , 9L23AXX403XHS |  |  | 28.96 | 2001-12-07 16:52 | Anjanece | 1 | 0 | N | N
GENERAL ELECTRIC CO. | 9L23AXX403XHS | Y | GENERAL ELECTRIC CO. , 9L23AXX403XHS |  |  | 39.1 | 2001-12-07 16:52 | Anjanece | 1 | 0 | N | N
GENERAL ELECTRIC CO. | 9L23AXX403XHS | Y | GENERAL ELECTRIC CO. , 9L23AXX403XHS |  |  | 39.44 | 2001-12-07 16:52 | Anjanece | 1 | 0 | N | N
GENERAL ELECTRIC CO. | 9L23AXX403XHS | Y | GENERAL ELECTRIC CO. , 9L23AXX403XHS |  |  | 45.37 | 2001-12-07 16:52 | Anjanece | 1 | 0 | N | N
MACLEAN POWER SYSTEMS | ZHP003-0000000-0L | Y | MACLEAN POWER SYSTEMS , ZHP003-0000000-0L | JEA OVERHEAD DISTRIBUTION | CSC Stores | 18.84 | 2001-12-07 16:52 | Anjanece | 1 | 0 | N | N
MACLEAN POWER SYSTEMS | ZHP003-0000000-0L | Y | MACLEAN POWER SYSTEMS , ZHP003-0000000-0L |  |  | 18.85 | 2001-12-07 16:52 | Anjanece | 1 | 0 | N | N
MACLEAN POWER SYSTEMS | ZHP003-0000000-0L | Y | MACLEAN POWER SYSTEMS , ZHP003-0000000-0L |  |  | 19.19 | 2001-12-07 16:52 | Anjanece | 1 | 0 | N | N
MACLEAN POWER SYSTEMS | ZHP003-0000000-0L | Y | MACLEAN POWER SYSTEMS , ZHP003-0000000-0L |  |  | 19.66 | 2001-12-07 16:52 | Anjanece | 1 | 0 | N | N
MACLEAN POWER SYSTEMS | ZHP003-0000000-0L | Y | MACLEAN POWER SYSTEMS , ZHP003-0000000-0L |  |  | 19.74 | 2001-12-07 16:52 | Anjanece | 1 | 0 | N | N
MACLEAN POWER SYSTEMS | ZHP003-0000000-0L | Y | MACLEAN POWER SYSTEMS , ZHP003-0000000-0L |  |  | 20.16 | 2001-12-07 16:52 | Anjanece | 1 | 0 | N | N
MACLEAN POWER SYSTEMS | ZHP003-0000000-0L | Y | MACLEAN POWER SYSTEMS , ZHP003-0000000-0L |  |  | 20.2 | 2001-12-07 16:52 | Anjanece | 1 | 0 | N | N
MACLEAN POWER SYSTEMS | ZHP003-0000000-0L | Y | MACLEAN POWER SYSTEMS , ZHP003-0000000-0L |  |  | 20.71 | 2001-12-07 16:52 | Anjanece | 1 | 0 | N | N
MACLEAN POWER SYSTEMS | ZHP003-0000000-0L | Y | MACLEAN POWER SYSTEMS , ZHP003-0000000-0L |  |  | 20.77 | 2001-12-07 16:52 | Anjanece | 1 | 0 | N | N
MACLEAN POWER SYSTEMS | ZHP003-0000000-0L | Y | MACLEAN POWER SYSTEMS , ZHP003-0000000-0L |  |  | 20.8 | 2001-12-07 16:52 | Anjanece | 1 | 0 | N | N
MACLEAN POWER SYSTEMS | ZHP003-0000000-0L | Y | MACLEAN POWER SYSTEMS , ZHP003-0000000-0L |  |  | 20.81 | 2001-12-07 16:52 | Anjanece | 1 | 0 | N | N
MACLEAN POWER SYSTEMS | ZHP003-0000000-0L | Y | MACLEAN POWER SYSTEMS , ZHP003-0000000-0L |  |  | 20.82 | 2001-12-07 16:52 | Anjanece | 1 | 0 | N | N
MACLEAN POWER SYSTEMS | ZHP003-0000000-0L | Y | MACLEAN POWER SYSTEMS , ZHP003-0000000-0L |  |  | 28.7 | 2001-12-07 16:52 | Anjanece | 1 | 0 | N | N
MACLEAN POWER SYSTEMS | ZHP003-0000000-0L | Y | MACLEAN POWER SYSTEMS , ZHP003-0000000-0L |  |  | 28.96 | 2001-12-07 16:52 | Anjanece | 1 | 0 | N | N
MACLEAN POWER SYSTEMS | ZHP003-0000000-0L | Y | MACLEAN POWER SYSTEMS , ZHP003-0000000-0L |  |  | 39.1 | 2001-12-07 16:52 | Anjanece | 1 | 0 | N | N
MACLEAN POWER SYSTEMS | ZHP003-0000000-0L | Y | MACLEAN POWER SYSTEMS , ZHP003-0000000-0L |  |  | 39.44 | 2001-12-07 16:52 | Anjanece | 1 | 0 | N | N
MACLEAN POWER SYSTEMS | ZHP003-0000000-0L | Y | MACLEAN POWER SYSTEMS , ZHP003-0000000-0L |  |  | 45.37 | 2001-12-07 16:52 | Anjanece | 1 | 0 | N | N
OHIO BRASS | 213703-7214 | Y | OHIO BRASS , 213703-7214 | JEA OVERHEAD DISTRIBUTION | CSC Stores | 18.84 | 2001-12-07 16:52 | Anjanece | 1 | 0 | N | N
OHIO BRASS | 213703-7214 | Y | OHIO BRASS , 213703-7214 |  |  | 18.85 | 2001-12-07 16:52 | Anjanece | 1 | 0 | N | N
OHIO BRASS | 213703-7214 | Y | OHIO BRASS , 213703-7214 |  |  | 19.19 | 2001-12-07 16:52 | Anjanece | 1 | 0 | N | N
OHIO BRASS | 213703-7214 | Y | OHIO BRASS , 213703-7214 |  |  | 19.66 | 2001-12-07 16:52 | Anjanece | 1 | 0 | N | N
OHIO BRASS | 213703-7214 | Y | OHIO BRASS , 213703-7214 |  |  | 19.74 | 2001-12-07 16:52 | Anjanece | 1 | 0 | N | N
OHIO BRASS | 213703-7214 | Y | OHIO BRASS , 213703-7214 |  |  | 20.16 | 2001-12-07 16:52 | Anjanece | 1 | 0 | N | N
OHIO BRASS | 213703-7214 | Y | OHIO BRASS , 213703-7214 |  |  | 20.2 | 2001-12-07 16:52 | Anjanece | 1 | 0 | N | N
OHIO BRASS | 213703-7214 | Y | OHIO BRASS , 213703-7214 |  |  | 20.71 | 2001-12-07 16:52 | Anjanece | 1 | 0 | N | N
OHIO BRASS | 213703-7214 | Y | OHIO BRASS , 213703-7214 |  |  | 20.77 | 2001-12-07 16:52 | Anjanece | 1 | 0 | N | N
OHIO BRASS | 213703-7214 | Y | OHIO BRASS , 213703-7214 |  |  | 20.8 | 2001-12-07 16:52 | Anjanece | 1 | 0 | N | N
OHIO BRASS | 213703-7214 | Y | OHIO BRASS , 213703-7214 |  |  | 20.81 | 2001-12-07 16:52 | Anjanece | 1 | 0 | N | N
OHIO BRASS | 213703-7214 | Y | OHIO BRASS , 213703-7214 |  |  | 20.82 | 2001-12-07 16:52 | Anjanece | 1 | 0 | N | N
OHIO BRASS | 213703-7214 | Y | OHIO BRASS , 213703-7214 |  |  | 28.7 | 2001-12-07 16:52 | Anjanece | 1 | 0 | N | N
OHIO BRASS | 213703-7214 | Y | OHIO BRASS , 213703-7214 |  |  | 28.96 | 2001-12-07 16:52 | Anjanece | 1 | 0 | N | N
OHIO BRASS | 213703-7214 | Y | OHIO BRASS , 213703-7214 |  |  | 39.1 | 2001-12-07 16:52 | Anjanece | 1 | 0 | N | N
OHIO BRASS | 213703-7214 | Y | OHIO BRASS , 213703-7214 |  |  | 39.44 | 2001-12-07 16:52 | Anjanece | 1 | 0 | N | N
OHIO BRASS | 213703-7214 | Y | OHIO BRASS , 213703-7214 |  |  | 45.37 | 2001-12-07 16:52 | Anjanece | 1 | 0 | N | N
COOPER POWER SYSTEMS | UHS10050B1A1A1A | Y | COOPER POWER SYSTEMS , UHS10050B1A1A1A | JEA OVERHEAD DISTRIBUTION | CSC Stores | 24.05 | 2001-12-07 16:52 | Anjanece | 1 | 0 | N | N
COOPER POWER SYSTEMS | UHS10050B1A1A1A | Y | COOPER POWER SYSTEMS , UHS10050B1A1A1A |  |  | 24.59 | 2001-12-07 16:52 | Anjanece | 1 | 0 | N | N
COOPER POWER SYSTEMS | UHS10050B1A1A1A | Y | COOPER POWER SYSTEMS , UHS10050B1A1A1A |  |  | 24.9 | 2001-12-07 16:52 | Anjanece | 1 | 0 | N | N
COOPER POWER SYSTEMS | UHS10050B1A1A1A | Y | COOPER POWER SYSTEMS , UHS10050B1A1A1A |  |  | 25.39 | 2001-12-07 16:52 | Anjanece | 1 | 0 | N | N
COOPER POWER SYSTEMS | UHS10050B1A1A1A | Y | COOPER POWER SYSTEMS , UHS10050B1A1A1A |  |  | 25.78 | 2001-12-07 16:52 | Anjanece | 1 | 0 | N | N
COOPER POWER SYSTEMS | UHS10050B1A1A1A | Y | COOPER POWER SYSTEMS , UHS10050B1A1A1A |  |  | 26.04 | 2001-12-07 16:52 | Anjanece | 1 | 0 | N | N
COOPER POWER SYSTEMS | UHS10050B1A1A1A | Y | COOPER POWER SYSTEMS , UHS10050B1A1A1A |  |  | 26.08 | 2001-12-07 16:52 | Anjanece | 1 | 0 | N | N
COOPER POWER SYSTEMS | UHS10050B1A1A1A | Y | COOPER POWER SYSTEMS , UHS10050B1A1A1A |  |  | 26.24 | 2001-12-07 16:52 | Anjanece | 1 | 0 | N | N
COOPER POWER SYSTEMS | UHS10050B1A1A1A | Y | COOPER POWER SYSTEMS , UHS10050B1A1A1A |  |  | 26.26 | 2001-12-07 16:52 | Anjanece | 1 | 0 | N | N
COOPER POWER SYSTEMS | UHS10050B1A1A1A | Y | COOPER POWER SYSTEMS , UHS10050B1A1A1A |  |  | 27.48 | 2001-12-07 16:52 | Anjanece | 1 | 0 | N | N
COOPER POWER SYSTEMS | UHS10050B1A1A1A | Y | COOPER POWER SYSTEMS , UHS10050B1A1A1A |  |  | 29.13 | 2001-12-07 16:52 | Anjanece | 1 | 0 | N | N
COOPER POWER SYSTEMS | UHS10050B1A1A1A | Y | COOPER POWER SYSTEMS , UHS10050B1A1A1A |  |  | 32.1 | 2001-12-07 16:52 | Anjanece | 1 | 0 | N | N
COOPER POWER SYSTEMS | UHS10050B1A1A1A | Y | COOPER POWER SYSTEMS , UHS10050B1A1A1A |  |  | 44.87 | 2001-12-07 16:52 | Anjanece | 1 | 0 | N | N
COOPER POWER SYSTEMS | UHS10050B1A1A1A | Y | COOPER POWER SYSTEMS , UHS10050B1A1A1A |  |  | 45.46 | 2001-12-07 16:52 | Anjanece | 1 | 0 | N | N
COOPER POWER SYSTEMS | UHS10050B1A1A1A | Y | COOPER POWER SYSTEMS , UHS10050B1A1A1A |  |  | 46 | 2001-12-07 16:52 | Anjanece | 1 | 0 | N | N
COOPER POWER SYSTEMS | UHS10050B1A1A1A | Y | COOPER POWER SYSTEMS , UHS10050B1A1A1A |  |  | 46.56 | 2001-12-07 16:52 | Anjanece | 1 | 0 | N | N
COOPER POWER SYSTEMS | UHS10050B1A1A1A | Y | COOPER POWER SYSTEMS , UHS10050B1A1A1A |  |  | 47.34 | 2001-12-07 16:52 | Anjanece | 1 | 0 | N | N
COOPER POWER SYSTEMS | UHS10050B1A1A1A | Y | COOPER POWER SYSTEMS , UHS10050B1A1A1A |  |  | 48.5 | 2001-12-07 16:52 | Anjanece | 1 | 0 | N | N
GENERAL ELECTRIC CO. | 9L23AXX410XHS | Y | GENERAL ELECTRIC CO. , 9L23AXX410XHS | JEA OVERHEAD DISTRIBUTION | CSC Stores | 24.05 | 2001-12-07 16:52 | Anjanece | 1 | 0 | N | N
GENERAL ELECTRIC CO. | 9L23AXX410XHS | Y | GENERAL ELECTRIC CO. , 9L23AXX410XHS |  |  | 24.59 | 2001-12-07 16:52 | Anjanece | 1 | 0 | N | N
GENERAL ELECTRIC CO. | 9L23AXX410XHS | Y | GENERAL ELECTRIC CO. , 9L23AXX410XHS |  |  | 24.9 | 2001-12-07 16:52 | Anjanece | 1 | 0 | N | N
GENERAL ELECTRIC CO. | 9L23AXX410XHS | Y | GENERAL ELECTRIC CO. , 9L23AXX410XHS |  |  | 25.39 | 2001-12-07 16:52 | Anjanece | 1 | 0 | N | N
GENERAL ELECTRIC CO. | 9L23AXX410XHS | Y | GENERAL ELECTRIC CO. , 9L23AXX410XHS |  |  | 25.78 | 2001-12-07 16:52 | Anjanece | 1 | 0 | N | N
GENERAL ELECTRIC CO. | 9L23AXX410XHS | Y | GENERAL ELECTRIC CO. , 9L23AXX410XHS |  |  | 26.04 | 2001-12-07 16:52 | Anjanece | 1 | 0 | N | N
GENERAL ELECTRIC CO. | 9L23AXX410XHS | Y | GENERAL ELECTRIC CO. , 9L23AXX410XHS |  |  | 26.08 | 2001-12-07 16:52 | Anjanece | 1 | 0 | N | N
GENERAL ELECTRIC CO. | 9L23AXX410XHS | Y | GENERAL ELECTRIC CO. , 9L23AXX410XHS |  |  | 26.24 | 2001-12-07 16:52 | Anjanece | 1 | 0 | N | N
GENERAL ELECTRIC CO. | 9L23AXX410XHS | Y | GENERAL ELECTRIC CO. , 9L23AXX410XHS |  |  | 26.26 | 2001-12-07 16:52 | Anjanece | 1 | 0 | N | N
GENERAL ELECTRIC CO. | 9L23AXX410XHS | Y | GENERAL ELECTRIC CO. , 9L23AXX410XHS |  |  | 27.48 | 2001-12-07 16:52 | Anjanece | 1 | 0 | N | N
GENERAL ELECTRIC CO. | 9L23AXX410XHS | Y | GENERAL ELECTRIC CO. , 9L23AXX410XHS |  |  | 29.13 | 2001-12-07 16:52 | Anjanece | 1 | 0 | N | N
GENERAL ELECTRIC CO. | 9L23AXX410XHS | Y | GENERAL ELECTRIC CO. , 9L23AXX410XHS |  |  | 32.1 | 2001-12-07 16:52 | Anjanece | 1 | 0 | N | N
GENERAL ELECTRIC CO. | 9L23AXX410XHS | Y | GENERAL ELECTRIC CO. , 9L23AXX410XHS |  |  | 44.87 | 2001-12-07 16:52 | Anjanece | 1 | 0 | N | N
GENERAL ELECTRIC CO. | 9L23AXX410XHS | Y | GENERAL ELECTRIC CO. , 9L23AXX410XHS |  |  | 45.46 | 2001-12-07 16:52 | Anjanece | 1 | 0 | N | N
GENERAL ELECTRIC CO. | 9L23AXX410XHS | Y | GENERAL ELECTRIC CO. , 9L23AXX410XHS |  |  | 46 | 2001-12-07 16:52 | Anjanece | 1 | 0 | N | N
GENERAL ELECTRIC CO. | 9L23AXX410XHS | Y | GENERAL ELECTRIC CO. , 9L23AXX410XHS |  |  | 46.56 | 2001-12-07 16:52 | Anjanece | 1 | 0 | N | N
GENERAL ELECTRIC CO. | 9L23AXX410XHS | Y | GENERAL ELECTRIC CO. , 9L23AXX410XHS |  |  | 47.34 | 2001-12-07 16:52 | Anjanece | 1 | 0 | N | N
GENERAL ELECTRIC CO. | 9L23AXX410XHS | Y | GENERAL ELECTRIC CO. , 9L23AXX410XHS |  |  | 48.5 | 2001-12-07 16:52 | Anjanece | 1 | 0 | N | N
MACLEAN POWER SYSTEMS | ZHP010-0000000-0L | Y | MACLEAN POWER SYSTEMS , ZHP010-0000000-0L | JEA OVERHEAD DISTRIBUTION | CSC Stores | 24.05 | 2001-12-07 16:52 | Anjanece | 1 | 0 | N | N
MACLEAN POWER SYSTEMS | ZHP010-0000000-0L | Y | MACLEAN POWER SYSTEMS , ZHP010-0000000-0L |  |  | 24.59 | 2001-12-07 16:52 | Anjanece | 1 | 0 | N | N
MACLEAN POWER SYSTEMS | ZHP010-0000000-0L | Y | MACLEAN POWER SYSTEMS , ZHP010-0000000-0L |  |  | 24.9 | 2001-12-07 16:52 | Anjanece | 1 | 0 | N | N
MACLEAN POWER SYSTEMS | ZHP010-0000000-0L | Y | MACLEAN POWER SYSTEMS , ZHP010-0000000-0L |  |  | 25.39 | 2001-12-07 16:52 | Anjanece | 1 | 0 | N | N
MACLEAN POWER SYSTEMS | ZHP010-0000000-0L | Y | MACLEAN POWER SYSTEMS , ZHP010-0000000-0L |  |  | 25.78 | 2001-12-07 16:52 | Anjanece | 1 | 0 | N | N
MACLEAN POWER SYSTEMS | ZHP010-0000000-0L | Y | MACLEAN POWER SYSTEMS , ZHP010-0000000-0L |  |  | 26.04 | 2001-12-07 16:52 | Anjanece | 1 | 0 | N | N
MACLEAN POWER SYSTEMS | ZHP010-0000000-0L | Y | MACLEAN POWER SYSTEMS , ZHP010-0000000-0L |  |  | 26.08 | 2001-12-07 16:52 | Anjanece | 1 | 0 | N | N
MACLEAN POWER SYSTEMS | ZHP010-0000000-0L | Y | MACLEAN POWER SYSTEMS , ZHP010-0000000-0L |  |  | 26.24 | 2001-12-07 16:52 | Anjanece | 1 | 0 | N | N
MACLEAN POWER SYSTEMS | ZHP010-0000000-0L | Y | MACLEAN POWER SYSTEMS , ZHP010-0000000-0L |  |  | 26.26 | 2001-12-07 16:52 | Anjanece | 1 | 0 | N | N
MACLEAN POWER SYSTEMS | ZHP010-0000000-0L | Y | MACLEAN POWER SYSTEMS , ZHP010-0000000-0L |  |  | 27.48 | 2001-12-07 16:52 | Anjanece | 1 | 0 | N | N
MACLEAN POWER SYSTEMS | ZHP010-0000000-0L | Y | MACLEAN POWER SYSTEMS , ZHP010-0000000-0L |  |  | 29.13 | 2001-12-07 16:52 | Anjanece | 1 | 0 | N | N
MACLEAN POWER SYSTEMS | ZHP010-0000000-0L | Y | MACLEAN POWER SYSTEMS , ZHP010-0000000-0L |  |  | 32.1 | 2001-12-07 16:52 | Anjanece | 1 | 0 | N | N
MACLEAN POWER SYSTEMS | ZHP010-0000000-0L | Y | MACLEAN POWER SYSTEMS , ZHP010-0000000-0L |  |  | 44.87 | 2001-12-07 16:52 | Anjanece | 1 | 0 | N | N
MACLEAN POWER SYSTEMS | ZHP010-0000000-0L | Y | MACLEAN POWER SYSTEMS , ZHP010-0000000-0L |  |  | 45.46 | 2001-12-07 16:52 | Anjanece | 1 | 0 | N | N
MACLEAN POWER SYSTEMS | ZHP010-0000000-0L | Y | MACLEAN POWER SYSTEMS , ZHP010-0000000-0L |  |  | 46 | 2001-12-07 16:52 | Anjanece | 1 | 0 | N | N
MACLEAN POWER SYSTEMS | ZHP010-0000000-0L | Y | MACLEAN POWER SYSTEMS , ZHP010-0000000-0L |  |  | 46.56 | 2001-12-07 16:52 | Anjanece | 1 | 0 | N | N
MACLEAN POWER SYSTEMS | ZHP010-0000000-0L | Y | MACLEAN POWER SYSTEMS , ZHP010-0000000-0L |  |  | 47.34 | 2001-12-07 16:52 | Anjanece | 1 | 0 | N | N
MACLEAN POWER SYSTEMS | ZHP010-0000000-0L | Y | MACLEAN POWER SYSTEMS , ZHP010-0000000-0L |  |  | 48.5 | 2001-12-07 16:52 | Anjanece | 1 | 0 | N | N
OHIO BRASS | 213709-7214 | Y | OHIO BRASS , 213709-7214 | JEA OVERHEAD DISTRIBUTION | CSC Stores | 24.05 | 2001-12-07 16:52 | Anjanece | 1 | 0 | N | N
OHIO BRASS | 213709-7214 | Y | OHIO BRASS , 213709-7214 |  |  | 24.59 | 2001-12-07 16:52 | Anjanece | 1 | 0 | N | N
OHIO BRASS | 213709-7214 | Y | OHIO BRASS , 213709-7214 |  |  | 24.9 | 2001-12-07 16:52 | Anjanece | 1 | 0 | N | N
OHIO BRASS | 213709-7214 | Y | OHIO BRASS , 213709-7214 |  |  | 25.39 | 2001-12-07 16:52 | Anjanece | 1 | 0 | N | N
OHIO BRASS | 213709-7214 | Y | OHIO BRASS , 213709-7214 |  |  | 25.78 | 2001-12-07 16:52 | Anjanece | 1 | 0 | N | N
OHIO BRASS | 213709-7214 | Y | OHIO BRASS , 213709-7214 |  |  | 26.04 | 2001-12-07 16:52 | Anjanece | 1 | 0 | N | N
OHIO BRASS | 213709-7214 | Y | OHIO BRASS , 213709-7214 |  |  | 26.08 | 2001-12-07 16:52 | Anjanece | 1 | 0 | N | N
OHIO BRASS | 213709-7214 | Y | OHIO BRASS , 213709-7214 |  |  | 26.24 | 2001-12-07 16:52 | Anjanece | 1 | 0 | N | N
OHIO BRASS | 213709-7214 | Y | OHIO BRASS , 213709-7214 |  |  | 26.26 | 2001-12-07 16:52 | Anjanece | 1 | 0 | N | N
OHIO BRASS | 213709-7214 | Y | OHIO BRASS , 213709-7214 |  |  | 27.48 | 2001-12-07 16:52 | Anjanece | 1 | 0 | N | N
OHIO BRASS | 213709-7214 | Y | OHIO BRASS , 213709-7214 |  |  | 29.13 | 2001-12-07 16:52 | Anjanece | 1 | 0 | N | N
OHIO BRASS | 213709-7214 | Y | OHIO BRASS , 213709-7214 |  |  | 32.1 | 2001-12-07 16:52 | Anjanece | 1 | 0 | N | N
OHIO BRASS | 213709-7214 | Y | OHIO BRASS , 213709-7214 |  |  | 44.87 | 2001-12-07 16:52 | Anjanece | 1 | 0 | N | N
OHIO BRASS | 213709-7214 | Y | OHIO BRASS , 213709-7214 |  |  | 45.46 | 2001-12-07 16:52 | Anjanece | 1 | 0 | N | N
OHIO BRASS | 213709-7214 | Y | OHIO BRASS , 213709-7214 |  |  | 46 | 2001-12-07 16:52 | Anjanece | 1 | 0 | N | N
OHIO BRASS | 213709-7214 | Y | OHIO BRASS , 213709-7214 |  |  | 46.56 | 2001-12-07 16:52 | Anjanece | 1 | 0 | N | N
OHIO BRASS | 213709-7214 | Y | OHIO BRASS , 213709-7214 |  |  | 47.34 | 2001-12-07 16:52 | Anjanece | 1 | 0 | N | N
OHIO BRASS | 213709-7214 | Y | OHIO BRASS , 213709-7214 |  |  | 48.5 | 2001-12-07 16:52 | Anjanece | 1 | 0 | N | N
COOPER POWER SYSTEMS | URT18090B1A1A1A | Y | COOPER POWER SYSTEMS , URT18090B1A1A1A | JEA OVERHEAD DISTRIBUTION | CSC Stores | 30.46 | 2001-12-07 16:53 | Anjanece | 1 | 0 | N | N
COOPER POWER SYSTEMS | URT18090B1A1A1A | Y | COOPER POWER SYSTEMS , URT18090B1A1A1A |  |  | 30.62 | 2001-12-07 16:53 | Anjanece | 1 | 0 | N | N
COOPER POWER SYSTEMS | URT18090B1A1A1A | Y | COOPER POWER SYSTEMS , URT18090B1A1A1A |  |  | 35.59 | 2001-12-07 16:53 | Anjanece | 1 | 0 | N | N
COOPER POWER SYSTEMS | URT18090B1A1A1A | Y | COOPER POWER SYSTEMS , URT18090B1A1A1A |  |  | 36.96 | 2001-12-07 16:53 | Anjanece | 1 | 0 | N | N
COOPER POWER SYSTEMS | URT18090B1A1A1A | Y | COOPER POWER SYSTEMS , URT18090B1A1A1A |  |  | 38.23 | 2001-12-07 16:53 | Anjanece | 1 | 0 | N | N
COOPER POWER SYSTEMS | URT18090B1A1A1A | Y | COOPER POWER SYSTEMS , URT18090B1A1A1A |  |  | 39.5 | 2001-12-07 16:53 | Anjanece | 1 | 0 | N | N
COOPER POWER SYSTEMS | URT18090B1A1A1A | Y | COOPER POWER SYSTEMS , URT18090B1A1A1A |  |  | 40.19 | 2001-12-07 16:53 | Anjanece | 1 | 0 | N | N
COOPER POWER SYSTEMS | URT18090B1A1A1A | Y | COOPER POWER SYSTEMS , URT18090B1A1A1A |  |  | 40.31 | 2001-12-07 16:53 | Anjanece | 1 | 0 | N | N
COOPER POWER SYSTEMS | URT18090B1A1A1A | Y | COOPER POWER SYSTEMS , URT18090B1A1A1A |  |  | 40.52 | 2001-12-07 16:53 | Anjanece | 1 | 0 | N | N
COOPER POWER SYSTEMS | URT18090B1A1A1A | Y | COOPER POWER SYSTEMS , URT18090B1A1A1A |  |  | 41.3 | 2001-12-07 16:53 | Anjanece | 1 | 0 | N | N
COOPER POWER SYSTEMS | URT18090B1A1A1A | Y | COOPER POWER SYSTEMS , URT18090B1A1A1A |  |  | 41.31 | 2001-12-07 16:53 | Anjanece | 1 | 0 | N | N
COOPER POWER SYSTEMS | URT18090B1A1A1A | Y | COOPER POWER SYSTEMS , URT18090B1A1A1A |  |  | 41.32 | 2001-12-07 16:53 | Anjanece | 1 | 0 | N | N
COOPER POWER SYSTEMS | URT18090B1A1A1A | Y | COOPER POWER SYSTEMS , URT18090B1A1A1A |  |  | 41.34 | 2001-12-07 16:53 | Anjanece | 1 | 0 | N | N
COOPER POWER SYSTEMS | URT18090B1A1A1A | Y | COOPER POWER SYSTEMS , URT18090B1A1A1A |  |  | 41.36 | 2001-12-07 16:53 | Anjanece | 1 | 0 | N | N
COOPER POWER SYSTEMS | URT18090B1A1A1A | Y | COOPER POWER SYSTEMS , URT18090B1A1A1A |  |  | 41.4 | 2001-12-07 16:53 | Anjanece | 1 | 0 | N | N
COOPER POWER SYSTEMS | URT18090B1A1A1A | Y | COOPER POWER SYSTEMS , URT18090B1A1A1A |  |  | 41.51 | 2001-12-07 16:53 | Anjanece | 1 | 0 | N | N
COOPER POWER SYSTEMS | URT18090B1A1A1A | Y | COOPER POWER SYSTEMS , URT18090B1A1A1A |  |  | 42.19 | 2001-12-07 16:53 | Anjanece | 1 | 0 | N | N
COOPER POWER SYSTEMS | URT18090B1A1A1A | Y | COOPER POWER SYSTEMS , URT18090B1A1A1A |  |  | 42.47 | 2001-12-07 16:53 | Anjanece | 1 | 0 | N | N
COOPER POWER SYSTEMS | URT18090B1A1A1A | Y | COOPER POWER SYSTEMS , URT18090B1A1A1A |  |  | 43.15 | 2001-12-07 16:53 | Anjanece | 1 | 0 | N | N
COOPER POWER SYSTEMS | URT18090B1A1A1A | Y | COOPER POWER SYSTEMS , URT18090B1A1A1A |  |  | 43.16 | 2001-12-07 16:53 | Anjanece | 1 | 0 | N | N
COOPER POWER SYSTEMS | URT18090B1A1A1A | Y | COOPER POWER SYSTEMS , URT18090B1A1A1A |  |  | 43.17 | 2001-12-07 16:53 | Anjanece | 1 | 0 | N | N
COOPER POWER SYSTEMS | URT18090B1A1A1A | Y | COOPER POWER SYSTEMS , URT18090B1A1A1A |  |  | 43.18 | 2001-12-07 16:53 | Anjanece | 1 | 0 | N | N
COOPER POWER SYSTEMS | URT18090B1A1A1A | Y | COOPER POWER SYSTEMS , URT18090B1A1A1A |  |  | 43.26 | 2001-12-07 16:53 | Anjanece | 1 | 0 | N | N
COOPER POWER SYSTEMS | URT18090B1A1A1A | Y | COOPER POWER SYSTEMS , URT18090B1A1A1A |  |  | 43.79 | 2001-12-07 16:53 | Anjanece | 1 | 0 | N | N
COOPER POWER SYSTEMS | URT18090B1A1A1A | Y | COOPER POWER SYSTEMS , URT18090B1A1A1A |  |  | 43.85 | 2001-12-07 16:53 | Anjanece | 1 | 0 | N | N
COOPER POWER SYSTEMS | URT18090B1A1A1A | Y | COOPER POWER SYSTEMS , URT18090B1A1A1A |  |  | 44.04 | 2001-12-07 16:53 | Anjanece | 1 | 0 | N | N
COOPER POWER SYSTEMS | URT18090B1A1A1A | Y | COOPER POWER SYSTEMS , URT18090B1A1A1A |  |  | 44.09 | 2001-12-07 16:53 | Anjanece | 1 | 0 | N | N
COOPER POWER SYSTEMS | URT18090B1A1A1A | Y | COOPER POWER SYSTEMS , URT18090B1A1A1A |  |  | 44.15 | 2001-12-07 16:53 | Anjanece | 1 | 0 | N | N
COOPER POWER SYSTEMS | URT18090B1A1A1A | Y | COOPER POWER SYSTEMS , URT18090B1A1A1A |  |  | 44.33 | 2001-12-07 16:53 | Anjanece | 1 | 0 | N | N
COOPER POWER SYSTEMS | URT18090B1A1A1A | Y | COOPER POWER SYSTEMS , URT18090B1A1A1A |  |  | 44.34 | 2001-12-07 16:53 | Anjanece | 1 | 0 | N | N
COOPER POWER SYSTEMS | URT18090B1A1A1A | Y | COOPER POWER SYSTEMS , URT18090B1A1A1A |  |  | 44.38 | 2001-12-07 16:53 | Anjanece | 1 | 0 | N | N
COOPER POWER SYSTEMS | URT18090B1A1A1A | Y | COOPER POWER SYSTEMS , URT18090B1A1A1A |  |  | 44.43 | 2001-12-07 16:53 | Anjanece | 1 | 0 | N | N
COOPER POWER SYSTEMS | URT18090B1A1A1A | Y | COOPER POWER SYSTEMS , URT18090B1A1A1A |  |  | 44.45 | 2001-12-07 16:53 | Anjanece | 1 | 0 | N | N
COOPER POWER SYSTEMS | URT18090B1A1A1A | Y | COOPER POWER SYSTEMS , URT18090B1A1A1A |  |  | 44.46 | 2001-12-07 16:53 | Anjanece | 1 | 0 | N | N
COOPER POWER SYSTEMS | URT18090B1A1A1A | Y | COOPER POWER SYSTEMS , URT18090B1A1A1A |  |  | 44.48 | 2001-12-07 16:53 | Anjanece | 1 | 0 | N | N
COOPER POWER SYSTEMS | URT18090B1A1A1A | Y | COOPER POWER SYSTEMS , URT18090B1A1A1A |  |  | 44.49 | 2001-12-07 16:53 | Anjanece | 1 | 0 | N | N
COOPER POWER SYSTEMS | URT18090B1A1A1A | Y | COOPER POWER SYSTEMS , URT18090B1A1A1A |  |  | 44.51 | 2001-12-07 16:53 | Anjanece | 1 | 0 | N | N
COOPER POWER SYSTEMS | URT18090B1A1A1A | Y | COOPER POWER SYSTEMS , URT18090B1A1A1A |  |  | 44.52 | 2001-12-07 16:53 | Anjanece | 1 | 0 | N | N
COOPER POWER SYSTEMS | URT18090B1A1A1A | Y | COOPER POWER SYSTEMS , URT18090B1A1A1A |  |  | 44.53 | 2001-12-07 16:53 | Anjanece | 1 | 0 | N | N
COOPER POWER SYSTEMS | URT18090B1A1A1A | Y | COOPER POWER SYSTEMS , URT18090B1A1A1A |  |  | 44.54 | 2001-12-07 16:53 | Anjanece | 1 | 0 | N | N
COOPER POWER SYSTEMS | URT18090B1A1A1A | Y | COOPER POWER SYSTEMS , URT18090B1A1A1A |  |  | 44.57 | 2001-12-07 16:53 | Anjanece | 1 | 0 | N | N
COOPER POWER SYSTEMS | URT18090B1A1A1A | Y | COOPER POWER SYSTEMS , URT18090B1A1A1A |  |  | 44.62 | 2001-12-07 16:53 | Anjanece | 1 | 0 | N | N
COOPER POWER SYSTEMS | URT18090B1A1A1A | Y | COOPER POWER SYSTEMS , URT18090B1A1A1A |  |  | 44.65 | 2001-12-07 16:53 | Anjanece | 1 | 0 | N | N
COOPER POWER SYSTEMS | URT18090B1A1A1A | Y | COOPER POWER SYSTEMS , URT18090B1A1A1A |  |  | 44.7 | 2001-12-07 16:53 | Anjanece | 1 | 0 | N | N
COOPER POWER SYSTEMS | URT18090B1A1A1A | Y | COOPER POWER SYSTEMS , URT18090B1A1A1A |  |  | 44.73 | 2001-12-07 16:53 | Anjanece | 1 | 0 | N | N
COOPER POWER SYSTEMS | URT18090B1A1A1A | Y | COOPER POWER SYSTEMS , URT18090B1A1A1A |  |  | 44.74 | 2001-12-07 16:53 | Anjanece | 1 | 0 | N | N
COOPER POWER SYSTEMS | URT18090B1A1A1A | Y | COOPER POWER SYSTEMS , URT18090B1A1A1A |  |  | 44.75 | 2001-12-07 16:53 | Anjanece | 1 | 0 | N | N
COOPER POWER SYSTEMS | URT18090B1A1A1A | Y | COOPER POWER SYSTEMS , URT18090B1A1A1A |  |  | 44.78 | 2001-12-07 16:53 | Anjanece | 1 | 0 | N | N
COOPER POWER SYSTEMS | URT18090B1A1A1A | Y | COOPER POWER SYSTEMS , URT18090B1A1A1A |  |  | 44.79 | 2001-12-07 16:53 | Anjanece | 1 | 0 | N | N
COOPER POWER SYSTEMS | URT18090B1A1A1A | Y | COOPER POWER SYSTEMS , URT18090B1A1A1A |  |  | 44.82 | 2001-12-07 16:53 | Anjanece | 1 | 0 | N | N
COOPER POWER SYSTEMS | URT18090B1A1A1A | Y | COOPER POWER SYSTEMS , URT18090B1A1A1A |  |  | 44.97 | 2001-12-07 16:53 | Anjanece | 1 | 0 | N | N
COOPER POWER SYSTEMS | URT18090B1A1A1A | Y | COOPER POWER SYSTEMS , URT18090B1A1A1A |  |  | 45.38 | 2001-12-07 16:53 | Anjanece | 1 | 0 | N | N
COOPER POWER SYSTEMS | URT18090B1A1A1A | Y | COOPER POWER SYSTEMS , URT18090B1A1A1A |  |  | 45.89 | 2001-12-07 16:53 | Anjanece | 1 | 0 | N | N
COOPER POWER SYSTEMS | URT18090B1A1A1A | Y | COOPER POWER SYSTEMS , URT18090B1A1A1A |  |  | 46.03 | 2001-12-07 16:53 | Anjanece | 1 | 0 | N | N
COOPER POWER SYSTEMS | URT18090B1A1A1A | Y | COOPER POWER SYSTEMS , URT18090B1A1A1A |  |  | 46.21 | 2001-12-07 16:53 | Anjanece | 1 | 0 | N | N
COOPER POWER SYSTEMS | URT18090B1A1A1A | Y | COOPER POWER SYSTEMS , URT18090B1A1A1A |  |  | 46.4 | 2001-12-07 16:53 | Anjanece | 1 | 0 | N | N
COOPER POWER SYSTEMS | URT18090B1A1A1A | Y | COOPER POWER SYSTEMS , URT18090B1A1A1A |  |  | 46.43 | 2001-12-07 16:53 | Anjanece | 1 | 0 | N | N
COOPER POWER SYSTEMS | URT18090B1A1A1A | Y | COOPER POWER SYSTEMS , URT18090B1A1A1A |  |  | 46.5 | 2001-12-07 16:53 | Anjanece | 1 | 0 | N | N
COOPER POWER SYSTEMS | URT18090B1A1A1A | Y | COOPER POWER SYSTEMS , URT18090B1A1A1A |  |  | 46.52 | 2001-12-07 16:53 | Anjanece | 1 | 0 | N | N
COOPER POWER SYSTEMS | URT18090B1A1A1A | Y | COOPER POWER SYSTEMS , URT18090B1A1A1A |  |  | 46.7 | 2001-12-07 16:53 | Anjanece | 1 | 0 | N | N
COOPER POWER SYSTEMS | URT18090B1A1A1A | Y | COOPER POWER SYSTEMS , URT18090B1A1A1A |  |  | 46.93 | 2001-12-07 16:53 | Anjanece | 1 | 0 | N | N
COOPER POWER SYSTEMS | URT18090B1A1A1A | Y | COOPER POWER SYSTEMS , URT18090B1A1A1A |  |  | 47.23 | 2001-12-07 16:53 | Anjanece | 1 | 0 | N | N
COOPER POWER SYSTEMS | URT18090B1A1A1A | Y | COOPER POWER SYSTEMS , URT18090B1A1A1A |  |  | 47.25 | 2001-12-07 16:53 | Anjanece | 1 | 0 | N | N
COOPER POWER SYSTEMS | URT18090B1A1A1A | Y | COOPER POWER SYSTEMS , URT18090B1A1A1A |  |  | 47.29 | 2001-12-07 16:53 | Anjanece | 1 | 0 | N | N
COOPER POWER SYSTEMS | URT18090B1A1A1A | Y | COOPER POWER SYSTEMS , URT18090B1A1A1A |  |  | 47.34 | 2001-12-07 16:53 | Anjanece | 1 | 0 | N | N
COOPER POWER SYSTEMS | URT18090B1A1A1A | Y | COOPER POWER SYSTEMS , URT18090B1A1A1A |  |  | 47.37 | 2001-12-07 16:53 | Anjanece | 1 | 0 | N | N
COOPER POWER SYSTEMS | URT18090B1A1A1A | Y | COOPER POWER SYSTEMS , URT18090B1A1A1A |  |  | 47.43 | 2001-12-07 16:53 | Anjanece | 1 | 0 | N | N
COOPER POWER SYSTEMS | URT18090B1A1A1A | Y | COOPER POWER SYSTEMS , URT18090B1A1A1A |  |  | 47.45 | 2001-12-07 16:53 | Anjanece | 1 | 0 | N | N
COOPER POWER SYSTEMS | URT18090B1A1A1A | Y | COOPER POWER SYSTEMS , URT18090B1A1A1A |  |  | 47.54 | 2001-12-07 16:53 | Anjanece | 1 | 0 | N | N
COOPER POWER SYSTEMS | URT18090B1A1A1A | Y | COOPER POWER SYSTEMS , URT18090B1A1A1A |  |  | 47.58 | 2001-12-07 16:53 | Anjanece | 1 | 0 | N | N
COOPER POWER SYSTEMS | URT18090B1A1A1A | Y | COOPER POWER SYSTEMS , URT18090B1A1A1A |  |  | 47.84 | 2001-12-07 16:53 | Anjanece | 1 | 0 | N | N
COOPER POWER SYSTEMS | URT18090B1A1A1A | Y | COOPER POWER SYSTEMS , URT18090B1A1A1A |  |  | 47.88 | 2001-12-07 16:53 | Anjanece | 1 | 0 | N | N
COOPER POWER SYSTEMS | URT18090B1A1A1A | Y | COOPER POWER SYSTEMS , URT18090B1A1A1A |  |  | 47.9 | 2001-12-07 16:53 | Anjanece | 1 | 0 | N | N
COOPER POWER SYSTEMS | URT18090B1A1A1A | Y | COOPER POWER SYSTEMS , URT18090B1A1A1A |  |  | 48.03 | 2001-12-07 16:53 | Anjanece | 1 | 0 | N | N
COOPER POWER SYSTEMS | URT18090B1A1A1A | Y | COOPER POWER SYSTEMS , URT18090B1A1A1A |  |  | 48.04 | 2001-12-07 16:53 | Anjanece | 1 | 0 | N | N
COOPER POWER SYSTEMS | URT18090B1A1A1A | Y | COOPER POWER SYSTEMS , URT18090B1A1A1A |  |  | 48.17 | 2001-12-07 16:53 | Anjanece | 1 | 0 | N | N
COOPER POWER SYSTEMS | URT18090B1A1A1A | Y | COOPER POWER SYSTEMS , URT18090B1A1A1A |  |  | 48.5 | 2001-12-07 16:53 | Anjanece | 1 | 0 | N | N
COOPER POWER SYSTEMS | URT18090B1A1A1A | Y | COOPER POWER SYSTEMS , URT18090B1A1A1A |  |  | 48.67 | 2001-12-07 16:53 | Anjanece | 1 | 0 | N | N
COOPER POWER SYSTEMS | URT18090B1A1A1A | Y | COOPER POWER SYSTEMS , URT18090B1A1A1A |  |  | 49.1 | 2001-12-07 16:53 | Anjanece | 1 | 0 | N | N
COOPER POWER SYSTEMS | URT18090B1A1A1A | Y | COOPER POWER SYSTEMS , URT18090B1A1A1A |  |  | 49.56 | 2001-12-07 16:53 | Anjanece | 1 | 0 | N | N
COOPER POWER SYSTEMS | URT18090B1A1A1A | Y | COOPER POWER SYSTEMS , URT18090B1A1A1A |  |  | 50.08 | 2001-12-07 16:53 | Anjanece | 1 | 0 | N | N
COOPER POWER SYSTEMS | URT18090B1A1A1A | Y | COOPER POWER SYSTEMS , URT18090B1A1A1A |  |  | 50.13 | 2001-12-07 16:53 | Anjanece | 1 | 0 | N | N
COOPER POWER SYSTEMS | URT18090B1A1A1A | Y | COOPER POWER SYSTEMS , URT18090B1A1A1A |  |  | 50.55 | 2001-12-07 16:53 | Anjanece | 1 | 0 | N | N
COOPER POWER SYSTEMS | URT18090B1A1A1A | Y | COOPER POWER SYSTEMS , URT18090B1A1A1A |  |  | 50.99 | 2001-12-07 16:53 | Anjanece | 1 | 0 | N | N
COOPER POWER SYSTEMS | URT18090B1A1A1A | Y | COOPER POWER SYSTEMS , URT18090B1A1A1A |  |  | 52.01 | 2001-12-07 16:53 | Anjanece | 1 | 0 | N | N
COOPER POWER SYSTEMS | URT18090B1A1A1A | Y | COOPER POWER SYSTEMS , URT18090B1A1A1A |  |  | 52.06 | 2001-12-07 16:53 | Anjanece | 1 | 0 | N | N
COOPER POWER SYSTEMS | URT18090B1A1A1A | Y | COOPER POWER SYSTEMS , URT18090B1A1A1A |  |  | 52.49 | 2001-12-07 16:53 | Anjanece | 1 | 0 | N | N
COOPER POWER SYSTEMS | URT18090B1A1A1A | Y | COOPER POWER SYSTEMS , URT18090B1A1A1A |  |  | 53.94 | 2001-12-07 16:53 | Anjanece | 1 | 0 | N | N
COOPER POWER SYSTEMS | URT18090B1A1A1A | Y | COOPER POWER SYSTEMS , URT18090B1A1A1A |  |  | 55.34 | 2001-12-07 16:53 | Anjanece | 1 | 0 | N | N
COOPER POWER SYSTEMS | URT18090B1A1A1A | Y | COOPER POWER SYSTEMS , URT18090B1A1A1A |  |  | 55.89 | 2001-12-07 16:53 | Anjanece | 1 | 0 | N | N
COOPER POWER SYSTEMS | URT18090B1A1A1A | Y | COOPER POWER SYSTEMS , URT18090B1A1A1A |  |  | 55.96 | 2001-12-07 16:53 | Anjanece | 1 | 0 | N | N
COOPER POWER SYSTEMS | URT18090B1A1A1A | Y | COOPER POWER SYSTEMS , URT18090B1A1A1A |  |  | 56.07 | 2001-12-07 16:53 | Anjanece | 1 | 0 | N | N
COOPER POWER SYSTEMS | URT18090B1A1A1A | Y | COOPER POWER SYSTEMS , URT18090B1A1A1A |  |  | 56.51 | 2001-12-07 16:53 | Anjanece | 1 | 0 | N | N
COOPER POWER SYSTEMS | URT18090B1A1A1A | Y | COOPER POWER SYSTEMS , URT18090B1A1A1A |  |  | 58.89 | 2001-12-07 16:53 | Anjanece | 1 | 0 | N | N
COOPER POWER SYSTEMS | URT18090B1A1A1A | Y | COOPER POWER SYSTEMS , URT18090B1A1A1A |  |  | 60.34 | 2001-12-07 16:53 | Anjanece | 1 | 0 | N | N
COOPER POWER SYSTEMS | URT18090B1A1A1A | Y | COOPER POWER SYSTEMS , URT18090B1A1A1A |  |  | 62.18 | 2001-12-07 16:53 | Anjanece | 1 | 0 | N | N
COOPER POWER SYSTEMS | URT18090B1A1A1A | Y | COOPER POWER SYSTEMS , URT18090B1A1A1A |  |  | 64.81 | 2001-12-07 16:53 | Anjanece | 1 | 0 | N | N
|  |  | , | JEA OVERHEAD DISTRIBUTION | Storm Stores | 0 | 2018-04-16 10:03 | Anjanece |  | 0 | N | N
|  |  | , |  |  | 46.95 | 2018-04-16 10:03 | Anjanece |  | 0 | N | N
|  |  | , |  |  | 46.96 | 2018-04-16 10:03 | Anjanece |  | 0 | N | N
|  |  | , |  |  | 46.98 | 2018-04-16 10:03 | Anjanece |  | 0 | N | N
|  |  | , |  |  | 47 | 2018-04-16 10:03 | Anjanece |  | 0 | N | N
|  |  | , |  |  | 47.13 | 2018-04-16 10:03 | Anjanece |  | 0 | N | N
|  |  | , |  |  | 47.2 | 2018-04-16 10:03 | Anjanece |  | 0 | N | N
|  |  | , |  |  | 47.68 | 2018-04-16 10:03 | Anjanece |  | 0 | N | N
|  |  | , |  |  | 52.21 | 2018-04-16 10:03 | Anjanece |  | 0 | N | N
GENERAL ELECTRIC CO. | 9L27HXX403XHS | Y | GENERAL ELECTRIC CO. , 9L27HXX403XHS | JEA OVERHEAD DISTRIBUTION | CSC Stores | 22.23 | 2001-12-07 16:53 | Anjanece | 32 | 0 | N | N
GENERAL ELECTRIC CO. | 9L27HXX403XHS | Y | GENERAL ELECTRIC CO. , 9L27HXX403XHS |  |  | 22.26 | 2001-12-07 16:53 | Anjanece | 32 | 0 | N | N
GENERAL ELECTRIC CO. | 9L27HXX403XHS | Y | GENERAL ELECTRIC CO. , 9L27HXX403XHS |  |  | 22.4 | 2001-12-07 16:53 | Anjanece | 32 | 0 | N | N
GENERAL ELECTRIC CO. | 9L27HXX403XHS | Y | GENERAL ELECTRIC CO. , 9L27HXX403XHS |  |  | 22.46 | 2001-12-07 16:53 | Anjanece | 32 | 0 | N | N
GENERAL ELECTRIC CO. | 9L27HXX403XHS | Y | GENERAL ELECTRIC CO. , 9L27HXX403XHS |  |  | 22.49 | 2001-12-07 16:53 | Anjanece | 32 | 0 | N | N
GENERAL ELECTRIC CO. | 9L27HXX403XHS | Y | GENERAL ELECTRIC CO. , 9L27HXX403XHS |  |  | 22.57 | 2001-12-07 16:53 | Anjanece | 32 | 0 | N | N
GENERAL ELECTRIC CO. | 9L27HXX403XHS | Y | GENERAL ELECTRIC CO. , 9L27HXX403XHS |  |  | 23.43 | 2001-12-07 16:53 | Anjanece | 32 | 0 | N | N
GENERAL ELECTRIC CO. | 9L27HXX403XHS | Y | GENERAL ELECTRIC CO. , 9L27HXX403XHS |  |  | 23.46 | 2001-12-07 16:53 | Anjanece | 32 | 0 | N | N
GENERAL ELECTRIC CO. | 9L27HXX403XHS | Y | GENERAL ELECTRIC CO. , 9L27HXX403XHS |  |  | 23.77 | 2001-12-07 16:53 | Anjanece | 32 | 0 | N | N
GENERAL ELECTRIC CO. | 9L27HXX403XHS | Y | GENERAL ELECTRIC CO. , 9L27HXX403XHS |  |  | 35.52 | 2001-12-07 16:53 | Anjanece | 32 | 0 | N | N
GENERAL ELECTRIC CO. | 9L27HXX403XHS | Y | GENERAL ELECTRIC CO. , 9L27HXX403XHS |  |  | 38.07 | 2001-12-07 16:53 | Anjanece | 32 | 0 | N | N
GENERAL ELECTRIC CO. | 9L27HXX403XHS | Y | GENERAL ELECTRIC CO. , 9L27HXX403XHS |  |  | 39.62 | 2001-12-07 16:53 | Anjanece | 32 | 0 | N | N
GENERAL ELECTRIC CO. | 9L27HXX403XHS | Y | GENERAL ELECTRIC CO. , 9L27HXX403XHS |  |  | 46.08 | 2001-12-07 16:53 | Anjanece | 32 | 0 | N | N
MACLEAN POWER SYSTEMS | ZRP003-0000000 | Y | MACLEAN POWER SYSTEMS , ZRP003-0000000 | JEA OVERHEAD DISTRIBUTION | CSC Stores | 22.23 | 2001-12-07 16:53 | Anjanece | 32 | 0 | N | N
MACLEAN POWER SYSTEMS | ZRP003-0000000 | Y | MACLEAN POWER SYSTEMS , ZRP003-0000000 |  |  | 22.26 | 2001-12-07 16:53 | Anjanece | 32 | 0 | N | N
MACLEAN POWER SYSTEMS | ZRP003-0000000 | Y | MACLEAN POWER SYSTEMS , ZRP003-0000000 |  |  | 22.4 | 2001-12-07 16:53 | Anjanece | 32 | 0 | N | N
MACLEAN POWER SYSTEMS | ZRP003-0000000 | Y | MACLEAN POWER SYSTEMS , ZRP003-0000000 |  |  | 22.46 | 2001-12-07 16:53 | Anjanece | 32 | 0 | N | N
MACLEAN POWER SYSTEMS | ZRP003-0000000 | Y | MACLEAN POWER SYSTEMS , ZRP003-0000000 |  |  | 22.49 | 2001-12-07 16:53 | Anjanece | 32 | 0 | N | N
MACLEAN POWER SYSTEMS | ZRP003-0000000 | Y | MACLEAN POWER SYSTEMS , ZRP003-0000000 |  |  | 22.57 | 2001-12-07 16:53 | Anjanece | 32 | 0 | N | N
MACLEAN POWER SYSTEMS | ZRP003-0000000 | Y | MACLEAN POWER SYSTEMS , ZRP003-0000000 |  |  | 23.43 | 2001-12-07 16:53 | Anjanece | 32 | 0 | N | N
MACLEAN POWER SYSTEMS | ZRP003-0000000 | Y | MACLEAN POWER SYSTEMS , ZRP003-0000000 |  |  | 23.46 | 2001-12-07 16:53 | Anjanece | 32 | 0 | N | N
MACLEAN POWER SYSTEMS | ZRP003-0000000 | Y | MACLEAN POWER SYSTEMS , ZRP003-0000000 |  |  | 23.77 | 2001-12-07 16:53 | Anjanece | 32 | 0 | N | N
MACLEAN POWER SYSTEMS | ZRP003-0000000 | Y | MACLEAN POWER SYSTEMS , ZRP003-0000000 |  |  | 35.52 | 2001-12-07 16:53 | Anjanece | 32 | 0 | N | N
MACLEAN POWER SYSTEMS | ZRP003-0000000 | Y | MACLEAN POWER SYSTEMS , ZRP003-0000000 |  |  | 38.07 | 2001-12-07 16:53 | Anjanece | 32 | 0 | N | N
MACLEAN POWER SYSTEMS | ZRP003-0000000 | Y | MACLEAN POWER SYSTEMS , ZRP003-0000000 |  |  | 39.62 | 2001-12-07 16:53 | Anjanece | 32 | 0 | N | N
MACLEAN POWER SYSTEMS | ZRP003-0000000 | Y | MACLEAN POWER SYSTEMS , ZRP003-0000000 |  |  | 46.08 | 2001-12-07 16:53 | Anjanece | 32 | 0 | N | N
OHIO BRASS | 221603-7214 | Y | OHIO BRASS , 221603-7214 | JEA OVERHEAD DISTRIBUTION | CSC Stores | 22.23 | 2001-12-07 16:53 | Anjanece | 32 | 0 | N | N
OHIO BRASS | 221603-7214 | Y | OHIO BRASS , 221603-7214 |  |  | 22.26 | 2001-12-07 16:53 | Anjanece | 32 | 0 | N | N
OHIO BRASS | 221603-7214 | Y | OHIO BRASS , 221603-7214 |  |  | 22.4 | 2001-12-07 16:53 | Anjanece | 32 | 0 | N | N
OHIO BRASS | 221603-7214 | Y | OHIO BRASS , 221603-7214 |  |  | 22.46 | 2001-12-07 16:53 | Anjanece | 32 | 0 | N | N
OHIO BRASS | 221603-7214 | Y | OHIO BRASS , 221603-7214 |  |  | 22.49 | 2001-12-07 16:53 | Anjanece | 32 | 0 | N | N
OHIO BRASS | 221603-7214 | Y | OHIO BRASS , 221603-7214 |  |  | 22.57 | 2001-12-07 16:53 | Anjanece | 32 | 0 | N | N
OHIO BRASS | 221603-7214 | Y | OHIO BRASS , 221603-7214 |  |  | 23.43 | 2001-12-07 16:53 | Anjanece | 32 | 0 | N | N
OHIO BRASS | 221603-7214 | Y | OHIO BRASS , 221603-7214 |  |  | 23.46 | 2001-12-07 16:53 | Anjanece | 32 | 0 | N | N
OHIO BRASS | 221603-7214 | Y | OHIO BRASS , 221603-7214 |  |  | 23.77 | 2001-12-07 16:53 | Anjanece | 32 | 0 | N | N
OHIO BRASS | 221603-7214 | Y | OHIO BRASS , 221603-7214 |  |  | 35.52 | 2001-12-07 16:53 | Anjanece | 32 | 0 | N | N
OHIO BRASS | 221603-7214 | Y | OHIO BRASS , 221603-7214 |  |  | 38.07 | 2001-12-07 16:53 | Anjanece | 32 | 0 | N | N
OHIO BRASS | 221603-7214 | Y | OHIO BRASS , 221603-7214 |  |  | 39.62 | 2001-12-07 16:53 | Anjanece | 32 | 0 | N | N
OHIO BRASS | 221603-7214 | Y | OHIO BRASS , 221603-7214 |  |  | 46.08 | 2001-12-07 16:53 | Anjanece | 32 | 0 | N | N
COOPER POWER SYSTEMS | URT10050B1A1A1A | Y | COOPER POWER SYSTEMS , URT10050B1A1A1A | JEA OVERHEAD DISTRIBUTION | CSC Stores | 25.37 | 2001-12-07 16:54 | Anjanece | 1 | 0 | N | N
COOPER POWER SYSTEMS | URT10050B1A1A1A | Y | COOPER POWER SYSTEMS , URT10050B1A1A1A |  |  | 26.24 | 2001-12-07 16:54 | Anjanece | 1 | 0 | N | N
COOPER POWER SYSTEMS | URT10050B1A1A1A | Y | COOPER POWER SYSTEMS , URT10050B1A1A1A |  |  | 26.67 | 2001-12-07 16:54 | Anjanece | 1 | 0 | N | N
COOPER POWER SYSTEMS | URT10050B1A1A1A | Y | COOPER POWER SYSTEMS , URT10050B1A1A1A |  |  | 27.58 | 2001-12-07 16:54 | Anjanece | 1 | 0 | N | N
COOPER POWER SYSTEMS | URT10050B1A1A1A | Y | COOPER POWER SYSTEMS , URT10050B1A1A1A |  |  | 28.07 | 2001-12-07 16:54 | Anjanece | 1 | 0 | N | N
COOPER POWER SYSTEMS | URT10050B1A1A1A | Y | COOPER POWER SYSTEMS , URT10050B1A1A1A |  |  | 28.22 | 2001-12-07 16:54 | Anjanece | 1 | 0 | N | N
COOPER POWER SYSTEMS | URT10050B1A1A1A | Y | COOPER POWER SYSTEMS , URT10050B1A1A1A |  |  | 28.29 | 2001-12-07 16:54 | Anjanece | 1 | 0 | N | N
COOPER POWER SYSTEMS | URT10050B1A1A1A | Y | COOPER POWER SYSTEMS , URT10050B1A1A1A |  |  | 28.3 | 2001-12-07 16:54 | Anjanece | 1 | 0 | N | N
COOPER POWER SYSTEMS | URT10050B1A1A1A | Y | COOPER POWER SYSTEMS , URT10050B1A1A1A |  |  | 29.6 | 2001-12-07 16:54 | Anjanece | 1 | 0 | N | N
COOPER POWER SYSTEMS | URT10050B1A1A1A | Y | COOPER POWER SYSTEMS , URT10050B1A1A1A |  |  | 30.27 | 2001-12-07 16:54 | Anjanece | 1 | 0 | N | N
COOPER POWER SYSTEMS | URT10050B1A1A1A | Y | COOPER POWER SYSTEMS , URT10050B1A1A1A |  |  | 31.43 | 2001-12-07 16:54 | Anjanece | 1 | 0 | N | N
COOPER POWER SYSTEMS | URT10050B1A1A1A | Y | COOPER POWER SYSTEMS , URT10050B1A1A1A |  |  | 33.05 | 2001-12-07 16:54 | Anjanece | 1 | 0 | N | N
COOPER POWER SYSTEMS | URT10050B1A1A1A | Y | COOPER POWER SYSTEMS , URT10050B1A1A1A |  |  | 33.68 | 2001-12-07 16:54 | Anjanece | 1 | 0 | N | N
COOPER POWER SYSTEMS | URT10050B1A1A1A | Y | COOPER POWER SYSTEMS , URT10050B1A1A1A |  |  | 36.81 | 2001-12-07 16:54 | Anjanece | 1 | 0 | N | N
COOPER POWER SYSTEMS | URT10050B1A1A1A | Y | COOPER POWER SYSTEMS , URT10050B1A1A1A |  |  | 44.53 | 2001-12-07 16:54 | Anjanece | 1 | 0 | N | N
GENERAL ELECTRIC CO. | 9L27HXX010XHS | Y | GENERAL ELECTRIC CO. , 9L27HXX010XHS | JEA OVERHEAD DISTRIBUTION | CSC Stores | 25.37 | 2001-12-07 16:54 | Anjanece | 1 | 0 | N | N
GENERAL ELECTRIC CO. | 9L27HXX010XHS | Y | GENERAL ELECTRIC CO. , 9L27HXX010XHS |  |  | 26.24 | 2001-12-07 16:54 | Anjanece | 1 | 0 | N | N
GENERAL ELECTRIC CO. | 9L27HXX010XHS | Y | GENERAL ELECTRIC CO. , 9L27HXX010XHS |  |  | 26.67 | 2001-12-07 16:54 | Anjanece | 1 | 0 | N | N
GENERAL ELECTRIC CO. | 9L27HXX010XHS | Y | GENERAL ELECTRIC CO. , 9L27HXX010XHS |  |  | 27.58 | 2001-12-07 16:54 | Anjanece | 1 | 0 | N | N
GENERAL ELECTRIC CO. | 9L27HXX010XHS | Y | GENERAL ELECTRIC CO. , 9L27HXX010XHS |  |  | 28.07 | 2001-12-07 16:54 | Anjanece | 1 | 0 | N | N
GENERAL ELECTRIC CO. | 9L27HXX010XHS | Y | GENERAL ELECTRIC CO. , 9L27HXX010XHS |  |  | 28.22 | 2001-12-07 16:54 | Anjanece | 1 | 0 | N | N
GENERAL ELECTRIC CO. | 9L27HXX010XHS | Y | GENERAL ELECTRIC CO. , 9L27HXX010XHS |  |  | 28.29 | 2001-12-07 16:54 | Anjanece | 1 | 0 | N | N
GENERAL ELECTRIC CO. | 9L27HXX010XHS | Y | GENERAL ELECTRIC CO. , 9L27HXX010XHS |  |  | 28.3 | 2001-12-07 16:54 | Anjanece | 1 | 0 | N | N
GENERAL ELECTRIC CO. | 9L27HXX010XHS | Y | GENERAL ELECTRIC CO. , 9L27HXX010XHS |  |  | 29.6 | 2001-12-07 16:54 | Anjanece | 1 | 0 | N | N
GENERAL ELECTRIC CO. | 9L27HXX010XHS | Y | GENERAL ELECTRIC CO. , 9L27HXX010XHS |  |  | 30.27 | 2001-12-07 16:54 | Anjanece | 1 | 0 | N | N
GENERAL ELECTRIC CO. | 9L27HXX010XHS | Y | GENERAL ELECTRIC CO. , 9L27HXX010XHS |  |  | 31.43 | 2001-12-07 16:54 | Anjanece | 1 | 0 | N | N
GENERAL ELECTRIC CO. | 9L27HXX010XHS | Y | GENERAL ELECTRIC CO. , 9L27HXX010XHS |  |  | 33.05 | 2001-12-07 16:54 | Anjanece | 1 | 0 | N | N
GENERAL ELECTRIC CO. | 9L27HXX010XHS | Y | GENERAL ELECTRIC CO. , 9L27HXX010XHS |  |  | 33.68 | 2001-12-07 16:54 | Anjanece | 1 | 0 | N | N
GENERAL ELECTRIC CO. | 9L27HXX010XHS | Y | GENERAL ELECTRIC CO. , 9L27HXX010XHS |  |  | 36.81 | 2001-12-07 16:54 | Anjanece | 1 | 0 | N | N
GENERAL ELECTRIC CO. | 9L27HXX010XHS | Y | GENERAL ELECTRIC CO. , 9L27HXX010XHS |  |  | 44.53 | 2001-12-07 16:54 | Anjanece | 1 | 0 | N | N
MACLEAN POWER SYSTEMS | ZRP010-0000000 | Y | MACLEAN POWER SYSTEMS , ZRP010-0000000 | JEA OVERHEAD DISTRIBUTION | CSC Stores | 25.37 | 2001-12-07 16:54 | Anjanece | 1 | 0 | N | N
MACLEAN POWER SYSTEMS | ZRP010-0000000 | Y | MACLEAN POWER SYSTEMS , ZRP010-0000000 |  |  | 26.24 | 2001-12-07 16:54 | Anjanece | 1 | 0 | N | N
MACLEAN POWER SYSTEMS | ZRP010-0000000 | Y | MACLEAN POWER SYSTEMS , ZRP010-0000000 |  |  | 26.67 | 2001-12-07 16:54 | Anjanece | 1 | 0 | N | N
MACLEAN POWER SYSTEMS | ZRP010-0000000 | Y | MACLEAN POWER SYSTEMS , ZRP010-0000000 |  |  | 27.58 | 2001-12-07 16:54 | Anjanece | 1 | 0 | N | N
MACLEAN POWER SYSTEMS | ZRP010-0000000 | Y | MACLEAN POWER SYSTEMS , ZRP010-0000000 |  |  | 28.07 | 2001-12-07 16:54 | Anjanece | 1 | 0 | N | N
MACLEAN POWER SYSTEMS | ZRP010-0000000 | Y | MACLEAN POWER SYSTEMS , ZRP010-0000000 |  |  | 28.22 | 2001-12-07 16:54 | Anjanece | 1 | 0 | N | N
MACLEAN POWER SYSTEMS | ZRP010-0000000 | Y | MACLEAN POWER SYSTEMS , ZRP010-0000000 |  |  | 28.29 | 2001-12-07 16:54 | Anjanece | 1 | 0 | N | N
MACLEAN POWER SYSTEMS | ZRP010-0000000 | Y | MACLEAN POWER SYSTEMS , ZRP010-0000000 |  |  | 28.3 | 2001-12-07 16:54 | Anjanece | 1 | 0 | N | N
MACLEAN POWER SYSTEMS | ZRP010-0000000 | Y | MACLEAN POWER SYSTEMS , ZRP010-0000000 |  |  | 29.6 | 2001-12-07 16:54 | Anjanece | 1 | 0 | N | N
MACLEAN POWER SYSTEMS | ZRP010-0000000 | Y | MACLEAN POWER SYSTEMS , ZRP010-0000000 |  |  | 30.27 | 2001-12-07 16:54 | Anjanece | 1 | 0 | N | N
MACLEAN POWER SYSTEMS | ZRP010-0000000 | Y | MACLEAN POWER SYSTEMS , ZRP010-0000000 |  |  | 31.43 | 2001-12-07 16:54 | Anjanece | 1 | 0 | N | N
MACLEAN POWER SYSTEMS | ZRP010-0000000 | Y | MACLEAN POWER SYSTEMS , ZRP010-0000000 |  |  | 33.05 | 2001-12-07 16:54 | Anjanece | 1 | 0 | N | N
MACLEAN POWER SYSTEMS | ZRP010-0000000 | Y | MACLEAN POWER SYSTEMS , ZRP010-0000000 |  |  | 33.68 | 2001-12-07 16:54 | Anjanece | 1 | 0 | N | N
MACLEAN POWER SYSTEMS | ZRP010-0000000 | Y | MACLEAN POWER SYSTEMS , ZRP010-0000000 |  |  | 36.81 | 2001-12-07 16:54 | Anjanece | 1 | 0 | N | N
MACLEAN POWER SYSTEMS | ZRP010-0000000 | Y | MACLEAN POWER SYSTEMS , ZRP010-0000000 |  |  | 44.53 | 2001-12-07 16:54 | Anjanece | 1 | 0 | N | N
OHIO BRASS | 221609-7214 | Y | OHIO BRASS , 221609-7214 | JEA OVERHEAD DISTRIBUTION | CSC Stores | 25.37 | 2001-12-07 16:54 | Anjanece | 1 | 0 | N | N
OHIO BRASS | 221609-7214 | Y | OHIO BRASS , 221609-7214 |  |  | 26.24 | 2001-12-07 16:54 | Anjanece | 1 | 0 | N | N
OHIO BRASS | 221609-7214 | Y | OHIO BRASS , 221609-7214 |  |  | 26.67 | 2001-12-07 16:54 | Anjanece | 1 | 0 | N | N
OHIO BRASS | 221609-7214 | Y | OHIO BRASS , 221609-7214 |  |  | 27.58 | 2001-12-07 16:54 | Anjanece | 1 | 0 | N | N
OHIO BRASS | 221609-7214 | Y | OHIO BRASS , 221609-7214 |  |  | 28.07 | 2001-12-07 16:54 | Anjanece | 1 | 0 | N | N
OHIO BRASS | 221609-7214 | Y | OHIO BRASS , 221609-7214 |  |  | 28.22 | 2001-12-07 16:54 | Anjanece | 1 | 0 | N | N
OHIO BRASS | 221609-7214 | Y | OHIO BRASS , 221609-7214 |  |  | 28.29 | 2001-12-07 16:54 | Anjanece | 1 | 0 | N | N
OHIO BRASS | 221609-7214 | Y | OHIO BRASS , 221609-7214 |  |  | 28.3 | 2001-12-07 16:54 | Anjanece | 1 | 0 | N | N
OHIO BRASS | 221609-7214 | Y | OHIO BRASS , 221609-7214 |  |  | 29.6 | 2001-12-07 16:54 | Anjanece | 1 | 0 | N | N
OHIO BRASS | 221609-7214 | Y | OHIO BRASS , 221609-7214 |  |  | 30.27 | 2001-12-07 16:54 | Anjanece | 1 | 0 | N | N
OHIO BRASS | 221609-7214 | Y | OHIO BRASS , 221609-7214 |  |  | 31.43 | 2001-12-07 16:54 | Anjanece | 1 | 0 | N | N
OHIO BRASS | 221609-7214 | Y | OHIO BRASS , 221609-7214 |  |  | 33.05 | 2001-12-07 16:54 | Anjanece | 1 | 0 | N | N
OHIO BRASS | 221609-7214 | Y | OHIO BRASS , 221609-7214 |  |  | 33.68 | 2001-12-07 16:54 | Anjanece | 1 | 0 | N | N
OHIO BRASS | 221609-7214 | Y | OHIO BRASS , 221609-7214 |  |  | 36.81 | 2001-12-07 16:54 | Anjanece | 1 | 0 | N | N
OHIO BRASS | 221609-7214 | Y | OHIO BRASS , 221609-7214 |  |  | 44.53 | 2001-12-07 16:54 | Anjanece | 1 | 0 | N | N
CKE INC. | CK10W-21/59.5 | Y | CKE INC. , CK10W-21/59.5 | JEA OVERHEAD DISTRIBUTION | CSC Stores | 35.84 | 2002-05-02 07:48 | Anjanece | 1 | 0 | N | N
CKE INC. | CK10W-21/59.5 | Y | CKE INC. , CK10W-21/59.5 |  |  | 36.02 | 2002-05-02 07:48 | Anjanece | 1 | 0 | N | N
CKE INC. | CK10W-21/59.5 | Y | CKE INC. , CK10W-21/59.5 |  |  | 36.11 | 2002-05-02 07:48 | Anjanece | 1 | 0 | N | N
CKE INC. | CK10W-21/59.5 | Y | CKE INC. , CK10W-21/59.5 |  |  | 36.14 | 2002-05-02 07:48 | Anjanece | 1 | 0 | N | N
CKE INC. | CK10W-21/59.5 | Y | CKE INC. , CK10W-21/59.5 |  |  | 36.22 | 2002-05-02 07:48 | Anjanece | 1 | 0 | N | N
CKE INC. | CK10W-21/59.5 | Y | CKE INC. , CK10W-21/59.5 |  |  | 36.32 | 2002-05-02 07:48 | Anjanece | 1 | 0 | N | N
CKE INC. | CK10W-21/59.5 | Y | CKE INC. , CK10W-21/59.5 |  |  | 36.87 | 2002-05-02 07:48 | Anjanece | 1 | 0 | N | N
CKE INC. | CK10W-21/59.5 | Y | CKE INC. , CK10W-21/59.5 |  |  | 37.03 | 2002-05-02 07:48 | Anjanece | 1 | 0 | N | N
CKE INC. | CK10W-21/59.5 | Y | CKE INC. , CK10W-21/59.5 |  |  | 37.04 | 2002-05-02 07:48 | Anjanece | 1 | 0 | N | N
CKE INC. | CK10W-21/59.5 | Y | CKE INC. , CK10W-21/59.5 |  |  | 37.25 | 2002-05-02 07:48 | Anjanece | 1 | 0 | N | N
CKE INC. | CK10W-21/59.5 | Y | CKE INC. , CK10W-21/59.5 |  |  | 37.29 | 2002-05-02 07:48 | Anjanece | 1 | 0 | N | N
CKE INC. | CK10W-21/59.5 | Y | CKE INC. , CK10W-21/59.5 |  |  | 37.3 | 2002-05-02 07:48 | Anjanece | 1 | 0 | N | N
CKE INC. | CK10W-21/59.5 | Y | CKE INC. , CK10W-21/59.5 |  |  | 37.82 | 2002-05-02 07:48 | Anjanece | 1 | 0 | N | N
CKE INC. | CK10W-21/59.5 | Y | CKE INC. , CK10W-21/59.5 |  |  | 38.38 | 2002-05-02 07:48 | Anjanece | 1 | 0 | N | N
CKE INC. | CK10W-21/59.5 | Y | CKE INC. , CK10W-21/59.5 |  |  | 39.12 | 2002-05-02 07:48 | Anjanece | 1 | 0 | N | N
CKE INC. | CK10W-21/59.5 | Y | CKE INC. , CK10W-21/59.5 |  |  | 39.54 | 2002-05-02 07:48 | Anjanece | 1 | 0 | N | N
CKE INC. | CK10W-21/59.5 | Y | CKE INC. , CK10W-21/59.5 |  |  | 41.08 | 2002-05-02 07:48 | Anjanece | 1 | 0 | N | N
CKE INC. | CK10W-21/59.5 | Y | CKE INC. , CK10W-21/59.5 |  |  | 43.1 | 2002-05-02 07:48 | Anjanece | 1 | 0 | N | N
CKE INC. | CK10W-21/59.5 | Y | CKE INC. , CK10W-21/59.5 |  |  | 43.5 | 2002-05-02 07:48 | Anjanece | 1 | 0 | N | N
COOPER POWER SYSTEMS | UHS21090B0D0A1A | Y | COOPER POWER SYSTEMS , UHS21090B0D0A1A | JEA OVERHEAD DISTRIBUTION | CSC Stores | 35.84 | 2002-05-02 07:48 | Anjanece | 1 | 0 | N | N
COOPER POWER SYSTEMS | UHS21090B0D0A1A | Y | COOPER POWER SYSTEMS , UHS21090B0D0A1A |  |  | 36.02 | 2002-05-02 07:48 | Anjanece | 1 | 0 | N | N
COOPER POWER SYSTEMS | UHS21090B0D0A1A | Y | COOPER POWER SYSTEMS , UHS21090B0D0A1A |  |  | 36.11 | 2002-05-02 07:48 | Anjanece | 1 | 0 | N | N
COOPER POWER SYSTEMS | UHS21090B0D0A1A | Y | COOPER POWER SYSTEMS , UHS21090B0D0A1A |  |  | 36.14 | 2002-05-02 07:48 | Anjanece | 1 | 0 | N | N
COOPER POWER SYSTEMS | UHS21090B0D0A1A | Y | COOPER POWER SYSTEMS , UHS21090B0D0A1A |  |  | 36.22 | 2002-05-02 07:48 | Anjanece | 1 | 0 | N | N
COOPER POWER SYSTEMS | UHS21090B0D0A1A | Y | COOPER POWER SYSTEMS , UHS21090B0D0A1A |  |  | 36.32 | 2002-05-02 07:48 | Anjanece | 1 | 0 | N | N
COOPER POWER SYSTEMS | UHS21090B0D0A1A | Y | COOPER POWER SYSTEMS , UHS21090B0D0A1A |  |  | 36.87 | 2002-05-02 07:48 | Anjanece | 1 | 0 | N | N
COOPER POWER SYSTEMS | UHS21090B0D0A1A | Y | COOPER POWER SYSTEMS , UHS21090B0D0A1A |  |  | 37.03 | 2002-05-02 07:48 | Anjanece | 1 | 0 | N | N
COOPER POWER SYSTEMS | UHS21090B0D0A1A | Y | COOPER POWER SYSTEMS , UHS21090B0D0A1A |  |  | 37.04 | 2002-05-02 07:48 | Anjanece | 1 | 0 | N | N
COOPER POWER SYSTEMS | UHS21090B0D0A1A | Y | COOPER POWER SYSTEMS , UHS21090B0D0A1A |  |  | 37.25 | 2002-05-02 07:48 | Anjanece | 1 | 0 | N | N
COOPER POWER SYSTEMS | UHS21090B0D0A1A | Y | COOPER POWER SYSTEMS , UHS21090B0D0A1A |  |  | 37.29 | 2002-05-02 07:48 | Anjanece | 1 | 0 | N | N
COOPER POWER SYSTEMS | UHS21090B0D0A1A | Y | COOPER POWER SYSTEMS , UHS21090B0D0A1A |  |  | 37.3 | 2002-05-02 07:48 | Anjanece | 1 | 0 | N | N
COOPER POWER SYSTEMS | UHS21090B0D0A1A | Y | COOPER POWER SYSTEMS , UHS21090B0D0A1A |  |  | 37.82 | 2002-05-02 07:48 | Anjanece | 1 | 0 | N | N
COOPER POWER SYSTEMS | UHS21090B0D0A1A | Y | COOPER POWER SYSTEMS , UHS21090B0D0A1A |  |  | 38.38 | 2002-05-02 07:48 | Anjanece | 1 | 0 | N | N
COOPER POWER SYSTEMS | UHS21090B0D0A1A | Y | COOPER POWER SYSTEMS , UHS21090B0D0A1A |  |  | 39.12 | 2002-05-02 07:48 | Anjanece | 1 | 0 | N | N
COOPER POWER SYSTEMS | UHS21090B0D0A1A | Y | COOPER POWER SYSTEMS , UHS21090B0D0A1A |  |  | 39.54 | 2002-05-02 07:48 | Anjanece | 1 | 0 | N | N
COOPER POWER SYSTEMS | UHS21090B0D0A1A | Y | COOPER POWER SYSTEMS , UHS21090B0D0A1A |  |  | 41.08 | 2002-05-02 07:48 | Anjanece | 1 | 0 | N | N
COOPER POWER SYSTEMS | UHS21090B0D0A1A | Y | COOPER POWER SYSTEMS , UHS21090B0D0A1A |  |  | 43.1 | 2002-05-02 07:48 | Anjanece | 1 | 0 | N | N
COOPER POWER SYSTEMS | UHS21090B0D0A1A | Y | COOPER POWER SYSTEMS , UHS21090B0D0A1A |  |  | 43.5 | 2002-05-02 07:48 | Anjanece | 1 | 0 | N | N
GENERAL ELECTRIC CO. | 9L23AXX021XHS | Y | GENERAL ELECTRIC CO. , 9L23AXX021XHS | JEA OVERHEAD DISTRIBUTION | CSC Stores | 35.84 | 2002-05-02 07:48 | Anjanece | 1 | 0 | N | N
GENERAL ELECTRIC CO. | 9L23AXX021XHS | Y | GENERAL ELECTRIC CO. , 9L23AXX021XHS |  |  | 36.02 | 2002-05-02 07:48 | Anjanece | 1 | 0 | N | N
GENERAL ELECTRIC CO. | 9L23AXX021XHS | Y | GENERAL ELECTRIC CO. , 9L23AXX021XHS |  |  | 36.11 | 2002-05-02 07:48 | Anjanece | 1 | 0 | N | N
GENERAL ELECTRIC CO. | 9L23AXX021XHS | Y | GENERAL ELECTRIC CO. , 9L23AXX021XHS |  |  | 36.14 | 2002-05-02 07:48 | Anjanece | 1 | 0 | N | N
GENERAL ELECTRIC CO. | 9L23AXX021XHS | Y | GENERAL ELECTRIC CO. , 9L23AXX021XHS |  |  | 36.22 | 2002-05-02 07:48 | Anjanece | 1 | 0 | N | N
GENERAL ELECTRIC CO. | 9L23AXX021XHS | Y | GENERAL ELECTRIC CO. , 9L23AXX021XHS |  |  | 36.32 | 2002-05-02 07:48 | Anjanece | 1 | 0 | N | N
GENERAL ELECTRIC CO. | 9L23AXX021XHS | Y | GENERAL ELECTRIC CO. , 9L23AXX021XHS |  |  | 36.87 | 2002-05-02 07:48 | Anjanece | 1 | 0 | N | N
GENERAL ELECTRIC CO. | 9L23AXX021XHS | Y | GENERAL ELECTRIC CO. , 9L23AXX021XHS |  |  | 37.03 | 2002-05-02 07:48 | Anjanece | 1 | 0 | N | N
GENERAL ELECTRIC CO. | 9L23AXX021XHS | Y | GENERAL ELECTRIC CO. , 9L23AXX021XHS |  |  | 37.04 | 2002-05-02 07:48 | Anjanece | 1 | 0 | N | N
GENERAL ELECTRIC CO. | 9L23AXX021XHS | Y | GENERAL ELECTRIC CO. , 9L23AXX021XHS |  |  | 37.25 | 2002-05-02 07:48 | Anjanece | 1 | 0 | N | N
GENERAL ELECTRIC CO. | 9L23AXX021XHS | Y | GENERAL ELECTRIC CO. , 9L23AXX021XHS |  |  | 37.29 | 2002-05-02 07:48 | Anjanece | 1 | 0 | N | N
GENERAL ELECTRIC CO. | 9L23AXX021XHS | Y | GENERAL ELECTRIC CO. , 9L23AXX021XHS |  |  | 37.3 | 2002-05-02 07:48 | Anjanece | 1 | 0 | N | N
GENERAL ELECTRIC CO. | 9L23AXX021XHS | Y | GENERAL ELECTRIC CO. , 9L23AXX021XHS |  |  | 37.82 | 2002-05-02 07:48 | Anjanece | 1 | 0 | N | N
GENERAL ELECTRIC CO. | 9L23AXX021XHS | Y | GENERAL ELECTRIC CO. , 9L23AXX021XHS |  |  | 38.38 | 2002-05-02 07:48 | Anjanece | 1 | 0 | N | N
GENERAL ELECTRIC CO. | 9L23AXX021XHS | Y | GENERAL ELECTRIC CO. , 9L23AXX021XHS |  |  | 39.12 | 2002-05-02 07:48 | Anjanece | 1 | 0 | N | N
GENERAL ELECTRIC CO. | 9L23AXX021XHS | Y | GENERAL ELECTRIC CO. , 9L23AXX021XHS |  |  | 39.54 | 2002-05-02 07:48 | Anjanece | 1 | 0 | N | N
GENERAL ELECTRIC CO. | 9L23AXX021XHS | Y | GENERAL ELECTRIC CO. , 9L23AXX021XHS |  |  | 41.08 | 2002-05-02 07:48 | Anjanece | 1 | 0 | N | N
GENERAL ELECTRIC CO. | 9L23AXX021XHS | Y | GENERAL ELECTRIC CO. , 9L23AXX021XHS |  |  | 43.1 | 2002-05-02 07:48 | Anjanece | 1 | 0 | N | N
GENERAL ELECTRIC CO. | 9L23AXX021XHS | Y | GENERAL ELECTRIC CO. , 9L23AXX021XHS |  |  | 43.5 | 2002-05-02 07:48 | Anjanece | 1 | 0 | N | N
MACLEAN POWER SYSTEMS | ZHP021-3000003 | Y | MACLEAN POWER SYSTEMS , ZHP021-3000003 | JEA OVERHEAD DISTRIBUTION | CSC Stores | 35.84 | 2002-05-02 07:48 | Anjanece | 1 | 0 | N | N
MACLEAN POWER SYSTEMS | ZHP021-3000003 | Y | MACLEAN POWER SYSTEMS , ZHP021-3000003 |  |  | 36.02 | 2002-05-02 07:48 | Anjanece | 1 | 0 | N | N
MACLEAN POWER SYSTEMS | ZHP021-3000003 | Y | MACLEAN POWER SYSTEMS , ZHP021-3000003 |  |  | 36.11 | 2002-05-02 07:48 | Anjanece | 1 | 0 | N | N
MACLEAN POWER SYSTEMS | ZHP021-3000003 | Y | MACLEAN POWER SYSTEMS , ZHP021-3000003 |  |  | 36.14 | 2002-05-02 07:48 | Anjanece | 1 | 0 | N | N
MACLEAN POWER SYSTEMS | ZHP021-3000003 | Y | MACLEAN POWER SYSTEMS , ZHP021-3000003 |  |  | 36.22 | 2002-05-02 07:48 | Anjanece | 1 | 0 | N | N
MACLEAN POWER SYSTEMS | ZHP021-3000003 | Y | MACLEAN POWER SYSTEMS , ZHP021-3000003 |  |  | 36.32 | 2002-05-02 07:48 | Anjanece | 1 | 0 | N | N
MACLEAN POWER SYSTEMS | ZHP021-3000003 | Y | MACLEAN POWER SYSTEMS , ZHP021-3000003 |  |  | 36.87 | 2002-05-02 07:48 | Anjanece | 1 | 0 | N | N
MACLEAN POWER SYSTEMS | ZHP021-3000003 | Y | MACLEAN POWER SYSTEMS , ZHP021-3000003 |  |  | 37.03 | 2002-05-02 07:48 | Anjanece | 1 | 0 | N | N
MACLEAN POWER SYSTEMS | ZHP021-3000003 | Y | MACLEAN POWER SYSTEMS , ZHP021-3000003 |  |  | 37.04 | 2002-05-02 07:48 | Anjanece | 1 | 0 | N | N
MACLEAN POWER SYSTEMS | ZHP021-3000003 | Y | MACLEAN POWER SYSTEMS , ZHP021-3000003 |  |  | 37.25 | 2002-05-02 07:48 | Anjanece | 1 | 0 | N | N
MACLEAN POWER SYSTEMS | ZHP021-3000003 | Y | MACLEAN POWER SYSTEMS , ZHP021-3000003 |  |  | 37.29 | 2002-05-02 07:48 | Anjanece | 1 | 0 | N | N
MACLEAN POWER SYSTEMS | ZHP021-3000003 | Y | MACLEAN POWER SYSTEMS , ZHP021-3000003 |  |  | 37.3 | 2002-05-02 07:48 | Anjanece | 1 | 0 | N | N
MACLEAN POWER SYSTEMS | ZHP021-3000003 | Y | MACLEAN POWER SYSTEMS , ZHP021-3000003 |  |  | 37.82 | 2002-05-02 07:48 | Anjanece | 1 | 0 | N | N
MACLEAN POWER SYSTEMS | ZHP021-3000003 | Y | MACLEAN POWER SYSTEMS , ZHP021-3000003 |  |  | 38.38 | 2002-05-02 07:48 | Anjanece | 1 | 0 | N | N
MACLEAN POWER SYSTEMS | ZHP021-3000003 | Y | MACLEAN POWER SYSTEMS , ZHP021-3000003 |  |  | 39.12 | 2002-05-02 07:48 | Anjanece | 1 | 0 | N | N
MACLEAN POWER SYSTEMS | ZHP021-3000003 | Y | MACLEAN POWER SYSTEMS , ZHP021-3000003 |  |  | 39.54 | 2002-05-02 07:48 | Anjanece | 1 | 0 | N | N
MACLEAN POWER SYSTEMS | ZHP021-3000003 | Y | MACLEAN POWER SYSTEMS , ZHP021-3000003 |  |  | 41.08 | 2002-05-02 07:48 | Anjanece | 1 | 0 | N | N
MACLEAN POWER SYSTEMS | ZHP021-3000003 | Y | MACLEAN POWER SYSTEMS , ZHP021-3000003 |  |  | 43.1 | 2002-05-02 07:48 | Anjanece | 1 | 0 | N | N
MACLEAN POWER SYSTEMS | ZHP021-3000003 | Y | MACLEAN POWER SYSTEMS , ZHP021-3000003 |  |  | 43.5 | 2002-05-02 07:48 | Anjanece | 1 | 0 | N | N
OHIO BRASS | 213717-7202 | Y | OHIO BRASS , 213717-7202 | JEA OVERHEAD DISTRIBUTION | CSC Stores | 35.84 | 2002-05-02 07:48 | Anjanece | 1 | 0 | N | N
OHIO BRASS | 213717-7202 | Y | OHIO BRASS , 213717-7202 |  |  | 36.02 | 2002-05-02 07:48 | Anjanece | 1 | 0 | N | N
OHIO BRASS | 213717-7202 | Y | OHIO BRASS , 213717-7202 |  |  | 36.11 | 2002-05-02 07:48 | Anjanece | 1 | 0 | N | N
OHIO BRASS | 213717-7202 | Y | OHIO BRASS , 213717-7202 |  |  | 36.14 | 2002-05-02 07:48 | Anjanece | 1 | 0 | N | N
OHIO BRASS | 213717-7202 | Y | OHIO BRASS , 213717-7202 |  |  | 36.22 | 2002-05-02 07:48 | Anjanece | 1 | 0 | N | N
OHIO BRASS | 213717-7202 | Y | OHIO BRASS , 213717-7202 |  |  | 36.32 | 2002-05-02 07:48 | Anjanece | 1 | 0 | N | N
OHIO BRASS | 213717-7202 | Y | OHIO BRASS , 213717-7202 |  |  | 36.87 | 2002-05-02 07:48 | Anjanece | 1 | 0 | N | N
OHIO BRASS | 213717-7202 | Y | OHIO BRASS , 213717-7202 |  |  | 37.03 | 2002-05-02 07:48 | Anjanece | 1 | 0 | N | N
OHIO BRASS | 213717-7202 | Y | OHIO BRASS , 213717-7202 |  |  | 37.04 | 2002-05-02 07:48 | Anjanece | 1 | 0 | N | N
OHIO BRASS | 213717-7202 | Y | OHIO BRASS , 213717-7202 |  |  | 37.25 | 2002-05-02 07:48 | Anjanece | 1 | 0 | N | N
OHIO BRASS | 213717-7202 | Y | OHIO BRASS , 213717-7202 |  |  | 37.29 | 2002-05-02 07:48 | Anjanece | 1 | 0 | N | N
OHIO BRASS | 213717-7202 | Y | OHIO BRASS , 213717-7202 |  |  | 37.3 | 2002-05-02 07:48 | Anjanece | 1 | 0 | N | N
OHIO BRASS | 213717-7202 | Y | OHIO BRASS , 213717-7202 |  |  | 37.82 | 2002-05-02 07:48 | Anjanece | 1 | 0 | N | N
OHIO BRASS | 213717-7202 | Y | OHIO BRASS , 213717-7202 |  |  | 38.38 | 2002-05-02 07:48 | Anjanece | 1 | 0 | N | N
OHIO BRASS | 213717-7202 | Y | OHIO BRASS , 213717-7202 |  |  | 39.12 | 2002-05-02 07:48 | Anjanece | 1 | 0 | N | N
OHIO BRASS | 213717-7202 | Y | OHIO BRASS , 213717-7202 |  |  | 39.54 | 2002-05-02 07:48 | Anjanece | 1 | 0 | N | N
OHIO BRASS | 213717-7202 | Y | OHIO BRASS , 213717-7202 |  |  | 41.08 | 2002-05-02 07:48 | Anjanece | 1 | 0 | N | N
OHIO BRASS | 213717-7202 | Y | OHIO BRASS , 213717-7202 |  |  | 43.1 | 2002-05-02 07:48 | Anjanece | 1 | 0 | N | N
OHIO BRASS | 213717-7202 | Y | OHIO BRASS , 213717-7202 |  |  | 43.5 | 2002-05-02 07:48 | Anjanece | 1 | 0 | N | N
TYCO/RAYCHEM | HVLB-SVL-KIT-6-4KV-C2-S2 | Y | TYCO/RAYCHEM , HVLB-SVL-KIT-6-4KV-C2-S2 | JEA TRANSMISSION | CSC Stores | 1078 | 2023-05-01 15:14 | John | 1 | 0 | N | N
TYCO/RAYCHEM | HVLB-SVL-KIT-6-4KV-C2-S2 | Y | TYCO/RAYCHEM , HVLB-SVL-KIT-6-4KV-C2-S2 |  |  | 1188.67 | 2023-05-01 15:14 | John | 1 | 0 | N | N
ABB POWER T & D | Q003SA002A | Y | ABB POWER T & D , Q003SA002A | JEA SUBSTATION | CSC Stores | 273.19 | 1990-10-31 | John | 3 | 0 | N | N
ABB POWER T & D | Q003SA002A | Y | ABB POWER T & D , Q003SA002A |  |  | 313.52 | 1990-10-31 | John | 3 | 0 | N | N
ABB POWER T & D | Q003SA002A | Y | ABB POWER T & D , Q003SA002A |  |  | 325.95 | 1990-10-31 | John | 3 | 0 | N | N
COOPER POWER SYSTEMS | UHAA003002A0845A11 | Y | COOPER POWER SYSTEMS , UHAA003002A0845A11 | JEA SUBSTATION | CSC Stores | 273.19 | 1990-10-31 | John | 3 | 0 | N | N
COOPER POWER SYSTEMS | UHAA003002A0845A11 | Y | COOPER POWER SYSTEMS , UHAA003002A0845A11 |  |  | 313.52 | 1990-10-31 | John | 3 | 0 | N | N
COOPER POWER SYSTEMS | UHAA003002A0845A11 | Y | COOPER POWER SYSTEMS , UHAA003002A0845A11 |  |  | 325.95 | 1990-10-31 | John | 3 | 0 | N | N
GENERAL ELECTRIC CO. | 9L11XPA003AS | Y | GENERAL ELECTRIC CO. , 9L11XPA003AS | JEA SUBSTATION | CSC Stores | 273.19 | 1990-10-31 | John | 3 | 0 | N | N
GENERAL ELECTRIC CO. | 9L11XPA003AS | Y | GENERAL ELECTRIC CO. , 9L11XPA003AS |  |  | 313.52 | 1990-10-31 | John | 3 | 0 | N | N
GENERAL ELECTRIC CO. | 9L11XPA003AS | Y | GENERAL ELECTRIC CO. , 9L11XPA003AS |  |  | 325.95 | 1990-10-31 | John | 3 | 0 | N | N
HUBBELL | EVP0003003001 |  | HUBBELL , EVP0003003001 | JEA SUBSTATION | CSC Stores | 273.19 | 1990-10-31 | John | 3 | 0 | N | N
HUBBELL | EVP0003003001 |  | HUBBELL , EVP0003003001 |  |  | 313.52 | 1990-10-31 | John | 3 | 0 | N | N
HUBBELL | EVP0003003001 |  | HUBBELL , EVP0003003001 |  |  | 325.95 | 1990-10-31 | John | 3 | 0 | N | N
ABB POWER T & D | Q015SA012A | Y | ABB POWER T & D , Q015SA012A | JEA SUBSTATION | CSC Stores | 291.31 | 1992-06-18 | John | 3 | 0 | N | N
COOPER POWER SYSTEMS | USAA015012A1245A11 | Y | COOPER POWER SYSTEMS , USAA015012A1245A11 | JEA SUBSTATION | CSC Stores | 291.31 | 1992-06-18 | John | 3 | 0 | N | N
GENERAL ELECTRIC CO. | 9L11XPA015S | Y | GENERAL ELECTRIC CO. , 9L11XPA015S | JEA SUBSTATION | CSC Stores | 291.31 | 1992-06-18 | John | 3 | 0 | N | N
OHIO BRASS | 314013-3001 | Y | OHIO BRASS , 314013-3001 | JEA SUBSTATION | CSC Stores | 291.31 | 1992-06-18 | John | 3 | 0 | N | N
ABB POWER T & D | Q021SA017A | Y | ABB POWER T & D , Q021SA017A | JEA SUBSTATION | CSC Stores | 298.21 | 1999-10-19 07:20 | John | 1 | 0 | N | N
ABB POWER T & D | Q021SA017A | Y | ABB POWER T & D , Q021SA017A |  |  | 300.34 | 1999-10-19 07:20 | John | 1 | 0 | N | N
ABB POWER T & D | Q021SA017A | Y | ABB POWER T & D , Q021SA017A |  |  | 312.8 | 1999-10-19 07:20 | John | 1 | 0 | N | N
ABB POWER T & D | Q021SA017A | Y | ABB POWER T & D , Q021SA017A |  |  | 316.28 | 1999-10-19 07:20 | John | 1 | 0 | N | N
ABB POWER T & D | Q021SA017A | Y | ABB POWER T & D , Q021SA017A |  |  | 409.7 | 1999-10-19 07:20 | John | 1 | 0 | N | N
ABB POWER T & D | Q021SA017A | Y | ABB POWER T & D , Q021SA017A |  |  | 445.06 | 1999-10-19 07:20 | John | 1 | 0 | N | N
ABB POWER T & D | Q021SA017A | Y | ABB POWER T & D , Q021SA017A |  |  | 454.49 | 1999-10-19 07:20 | John | 1 | 0 | N | N
ABB POWER T & D | Q021SA017A | Y | ABB POWER T & D , Q021SA017A |  |  | 472.26 | 1999-10-19 07:20 | John | 1 | 0 | N | N
ABB POWER T & D | Q021SA017A | Y | ABB POWER T & D , Q021SA017A |  |  | 498.33 | 1999-10-19 07:20 | John | 1 | 0 | N | N
ABB POWER T & D | Q021SA017A | Y | ABB POWER T & D , Q021SA017A |  |  | 520.49 | 1999-10-19 07:20 | John | 1 | 0 | N | N
COOPER POWER SYSTEMS | UHAA021017A1445A11 | Y | COOPER POWER SYSTEMS , UHAA021017A1445A11 | JEA SUBSTATION | CSC Stores | 298.21 | 1999-10-19 07:20 | John | 1 | 0 | N | N
COOPER POWER SYSTEMS | UHAA021017A1445A11 | Y | COOPER POWER SYSTEMS , UHAA021017A1445A11 |  |  | 300.34 | 1999-10-19 07:20 | John | 1 | 0 | N | N
COOPER POWER SYSTEMS | UHAA021017A1445A11 | Y | COOPER POWER SYSTEMS , UHAA021017A1445A11 |  |  | 312.8 | 1999-10-19 07:20 | John | 1 | 0 | N | N
COOPER POWER SYSTEMS | UHAA021017A1445A11 | Y | COOPER POWER SYSTEMS , UHAA021017A1445A11 |  |  | 316.28 | 1999-10-19 07:20 | John | 1 | 0 | N | N
COOPER POWER SYSTEMS | UHAA021017A1445A11 | Y | COOPER POWER SYSTEMS , UHAA021017A1445A11 |  |  | 409.7 | 1999-10-19 07:20 | John | 1 | 0 | N | N
COOPER POWER SYSTEMS | UHAA021017A1445A11 | Y | COOPER POWER SYSTEMS , UHAA021017A1445A11 |  |  | 445.06 | 1999-10-19 07:20 | John | 1 | 0 | N | N
COOPER POWER SYSTEMS | UHAA021017A1445A11 | Y | COOPER POWER SYSTEMS , UHAA021017A1445A11 |  |  | 454.49 | 1999-10-19 07:20 | John | 1 | 0 | N | N
COOPER POWER SYSTEMS | UHAA021017A1445A11 | Y | COOPER POWER SYSTEMS , UHAA021017A1445A11 |  |  | 472.26 | 1999-10-19 07:20 | John | 1 | 0 | N | N
COOPER POWER SYSTEMS | UHAA021017A1445A11 | Y | COOPER POWER SYSTEMS , UHAA021017A1445A11 |  |  | 498.33 | 1999-10-19 07:20 | John | 1 | 0 | N | N
COOPER POWER SYSTEMS | UHAA021017A1445A11 | Y | COOPER POWER SYSTEMS , UHAA021017A1445A11 |  |  | 520.49 | 1999-10-19 07:20 | John | 1 | 0 | N | N
COOPER POWER SYSTEMS | UHAA021017A1845A11 | Y | COOPER POWER SYSTEMS , UHAA021017A1845A11 | JEA SUBSTATION | CSC Stores | 298.21 | 1999-10-19 07:20 | John | 1 | 0 | N | N
COOPER POWER SYSTEMS | UHAA021017A1845A11 | Y | COOPER POWER SYSTEMS , UHAA021017A1845A11 |  |  | 300.34 | 1999-10-19 07:20 | John | 1 | 0 | N | N
COOPER POWER SYSTEMS | UHAA021017A1845A11 | Y | COOPER POWER SYSTEMS , UHAA021017A1845A11 |  |  | 312.8 | 1999-10-19 07:20 | John | 1 | 0 | N | N
COOPER POWER SYSTEMS | UHAA021017A1845A11 | Y | COOPER POWER SYSTEMS , UHAA021017A1845A11 |  |  | 316.28 | 1999-10-19 07:20 | John | 1 | 0 | N | N
COOPER POWER SYSTEMS | UHAA021017A1845A11 | Y | COOPER POWER SYSTEMS , UHAA021017A1845A11 |  |  | 409.7 | 1999-10-19 07:20 | John | 1 | 0 | N | N
COOPER POWER SYSTEMS | UHAA021017A1845A11 | Y | COOPER POWER SYSTEMS , UHAA021017A1845A11 |  |  | 445.06 | 1999-10-19 07:20 | John | 1 | 0 | N | N
COOPER POWER SYSTEMS | UHAA021017A1845A11 | Y | COOPER POWER SYSTEMS , UHAA021017A1845A11 |  |  | 454.49 | 1999-10-19 07:20 | John | 1 | 0 | N | N
COOPER POWER SYSTEMS | UHAA021017A1845A11 | Y | COOPER POWER SYSTEMS , UHAA021017A1845A11 |  |  | 472.26 | 1999-10-19 07:20 | John | 1 | 0 | N | N
COOPER POWER SYSTEMS | UHAA021017A1845A11 | Y | COOPER POWER SYSTEMS , UHAA021017A1845A11 |  |  | 498.33 | 1999-10-19 07:20 | John | 1 | 0 | N | N
COOPER POWER SYSTEMS | UHAA021017A1845A11 | Y | COOPER POWER SYSTEMS , UHAA021017A1845A11 |  |  | 520.49 | 1999-10-19 07:20 | John | 1 | 0 | N | N
GENERAL ELECTRIC CO. | 9L11XPA021AS | Y | GENERAL ELECTRIC CO. , 9L11XPA021AS | JEA SUBSTATION | CSC Stores | 298.21 | 1999-10-19 07:20 | John | 1 | 0 | N | N
GENERAL ELECTRIC CO. | 9L11XPA021AS | Y | GENERAL ELECTRIC CO. , 9L11XPA021AS |  |  | 300.34 | 1999-10-19 07:20 | John | 1 | 0 | N | N
GENERAL ELECTRIC CO. | 9L11XPA021AS | Y | GENERAL ELECTRIC CO. , 9L11XPA021AS |  |  | 312.8 | 1999-10-19 07:20 | John | 1 | 0 | N | N
GENERAL ELECTRIC CO. | 9L11XPA021AS | Y | GENERAL ELECTRIC CO. , 9L11XPA021AS |  |  | 316.28 | 1999-10-19 07:20 | John | 1 | 0 | N | N
GENERAL ELECTRIC CO. | 9L11XPA021AS | Y | GENERAL ELECTRIC CO. , 9L11XPA021AS |  |  | 409.7 | 1999-10-19 07:20 | John | 1 | 0 | N | N
GENERAL ELECTRIC CO. | 9L11XPA021AS | Y | GENERAL ELECTRIC CO. , 9L11XPA021AS |  |  | 445.06 | 1999-10-19 07:20 | John | 1 | 0 | N | N
GENERAL ELECTRIC CO. | 9L11XPA021AS | Y | GENERAL ELECTRIC CO. , 9L11XPA021AS |  |  | 454.49 | 1999-10-19 07:20 | John | 1 | 0 | N | N
GENERAL ELECTRIC CO. | 9L11XPA021AS | Y | GENERAL ELECTRIC CO. , 9L11XPA021AS |  |  | 472.26 | 1999-10-19 07:20 | John | 1 | 0 | N | N
GENERAL ELECTRIC CO. | 9L11XPA021AS | Y | GENERAL ELECTRIC CO. , 9L11XPA021AS |  |  | 498.33 | 1999-10-19 07:20 | John | 1 | 0 | N | N
GENERAL ELECTRIC CO. | 9L11XPA021AS | Y | GENERAL ELECTRIC CO. , 9L11XPA021AS |  |  | 520.49 | 1999-10-19 07:20 | John | 1 | 0 | N | N
HUBBELL | EVP0017003001 | Y | HUBBELL , EVP0017003001 | JEA SUBSTATION | CSC Stores | 298.21 | 1999-10-19 07:20 | John | 1 | 0 | N | N
HUBBELL | EVP0017003001 | Y | HUBBELL , EVP0017003001 |  |  | 300.34 | 1999-10-19 07:20 | John | 1 | 0 | N | N
HUBBELL | EVP0017003001 | Y | HUBBELL , EVP0017003001 |  |  | 312.8 | 1999-10-19 07:20 | John | 1 | 0 | N | N
HUBBELL | EVP0017003001 | Y | HUBBELL , EVP0017003001 |  |  | 316.28 | 1999-10-19 07:20 | John | 1 | 0 | N | N
HUBBELL | EVP0017003001 | Y | HUBBELL , EVP0017003001 |  |  | 409.7 | 1999-10-19 07:20 | John | 1 | 0 | N | N
HUBBELL | EVP0017003001 | Y | HUBBELL , EVP0017003001 |  |  | 445.06 | 1999-10-19 07:20 | John | 1 | 0 | N | N
HUBBELL | EVP0017003001 | Y | HUBBELL , EVP0017003001 |  |  | 454.49 | 1999-10-19 07:20 | John | 1 | 0 | N | N
HUBBELL | EVP0017003001 | Y | HUBBELL , EVP0017003001 |  |  | 472.26 | 1999-10-19 07:20 | John | 1 | 0 | N | N
HUBBELL | EVP0017003001 | Y | HUBBELL , EVP0017003001 |  |  | 498.33 | 1999-10-19 07:20 | John | 1 | 0 | N | N
HUBBELL | EVP0017003001 | Y | HUBBELL , EVP0017003001 |  |  | 520.49 | 1999-10-19 07:20 | John | 1 | 0 | N | N
ABB POWER T & D | Q108SA084A | Y | ABB POWER T & D , Q108SA084A | JEA SUBSTATION | CSC Stores | 866.95 | 1997-07-31 | John | 1 | 0 | N | N
ABB POWER T & D | Q108SA084A | Y | ABB POWER T & D , Q108SA084A |  |  | 875.8 | 1997-07-31 | John | 1 | 0 | N | N
ABB POWER T & D | Q108SA084A | Y | ABB POWER T & D , Q108SA084A |  |  | 1255.49 | 1997-07-31 | John | 1 | 0 | N | N
ABB POWER T & D | Q108SA084A | Y | ABB POWER T & D , Q108SA084A |  |  | 1445.34 | 1997-07-31 | John | 1 | 0 | N | N
COOPER POWER SYSTEMS | UHAA108084A5245A11 | Y | COOPER POWER SYSTEMS , UHAA108084A5245A11 | JEA SUBSTATION | CSC Stores | 866.95 | 1997-07-31 | John | 1 | 0 | N | N
COOPER POWER SYSTEMS | UHAA108084A5245A11 | Y | COOPER POWER SYSTEMS , UHAA108084A5245A11 |  |  | 875.8 | 1997-07-31 | John | 1 | 0 | N | N
COOPER POWER SYSTEMS | UHAA108084A5245A11 | Y | COOPER POWER SYSTEMS , UHAA108084A5245A11 |  |  | 1255.49 | 1997-07-31 | John | 1 | 0 | N | N
COOPER POWER SYSTEMS | UHAA108084A5245A11 | Y | COOPER POWER SYSTEMS , UHAA108084A5245A11 |  |  | 1445.34 | 1997-07-31 | John | 1 | 0 | N | N
COOPER POWER SYSTEMS | UHAA108084A6045A11 | Y | COOPER POWER SYSTEMS , UHAA108084A6045A11 | JEA SUBSTATION | CSC Stores | 866.95 | 1997-07-31 | John | 1 | 0 | N | N
COOPER POWER SYSTEMS | UHAA108084A6045A11 | Y | COOPER POWER SYSTEMS , UHAA108084A6045A11 |  |  | 875.8 | 1997-07-31 | John | 1 | 0 | N | N
COOPER POWER SYSTEMS | UHAA108084A6045A11 | Y | COOPER POWER SYSTEMS , UHAA108084A6045A11 |  |  | 1255.49 | 1997-07-31 | John | 1 | 0 | N | N
COOPER POWER SYSTEMS | UHAA108084A6045A11 | Y | COOPER POWER SYSTEMS , UHAA108084A6045A11 |  |  | 1445.34 | 1997-07-31 | John | 1 | 0 | N | N
GENERAL ELECTRIC CO. | 9L11XPA108AS | Y | GENERAL ELECTRIC CO. , 9L11XPA108AS | JEA SUBSTATION | CSC Stores | 866.95 | 1997-07-31 | John | 1 | 0 | N | N
GENERAL ELECTRIC CO. | 9L11XPA108AS | Y | GENERAL ELECTRIC CO. , 9L11XPA108AS |  |  | 875.8 | 1997-07-31 | John | 1 | 0 | N | N
GENERAL ELECTRIC CO. | 9L11XPA108AS | Y | GENERAL ELECTRIC CO. , 9L11XPA108AS |  |  | 1255.49 | 1997-07-31 | John | 1 | 0 | N | N
GENERAL ELECTRIC CO. | 9L11XPA108AS | Y | GENERAL ELECTRIC CO. , 9L11XPA108AS |  |  | 1445.34 | 1997-07-31 | John | 1 | 0 | N | N
HUBBELL | EVP0084003001 | Y | HUBBELL , EVP0084003001 | JEA SUBSTATION | CSC Stores | 866.95 | 1997-07-31 | John | 1 | 0 | N | N
HUBBELL | EVP0084003001 | Y | HUBBELL , EVP0084003001 |  |  | 875.8 | 1997-07-31 | John | 1 | 0 | N | N
HUBBELL | EVP0084003001 | Y | HUBBELL , EVP0084003001 |  |  | 1255.49 | 1997-07-31 | John | 1 | 0 | N | N
HUBBELL | EVP0084003001 | Y | HUBBELL , EVP0084003001 |  |  | 1445.34 | 1997-07-31 | John | 1 | 0 | N | N
ABB POWER T & D | Q180SA144B | Y | ABB POWER T & D , Q180SA144B | JEA SUBSTATION | CSC Stores | 1577.65 | 1997-07-30 | John | 1 | 0 | N | N
ABB POWER T & D | Q180SA144B | Y | ABB POWER T & D , Q180SA144B |  |  | 1616.93 | 1997-07-30 | John | 1 | 0 | N | N
ABB POWER T & D | Q180SA144B | Y | ABB POWER T & D , Q180SA144B |  |  | 1622.3 | 1997-07-30 | John | 1 | 0 | N | N
ABB POWER T & D | Q180SA144B | Y | ABB POWER T & D , Q180SA144B |  |  | 2435.77 | 1997-07-30 | John | 1 | 0 | N | N
ABB POWER T & D | Q180SA144B | Y | ABB POWER T & D , Q180SA144B |  |  | 2553.67 | 1997-07-30 | John | 1 | 0 | N | N
ABB POWER T & D | Q180SA144B | Y | ABB POWER T & D , Q180SA144B |  |  | 2872 | 1997-07-30 | John | 1 | 0 | N | N
COOPER POWER SYSTEMS | USAA180144A8645A11 | Y | COOPER POWER SYSTEMS , USAA180144A8645A11 | JEA SUBSTATION | CSC Stores | 1577.65 | 1997-07-30 | John | 1 | 0 | N | N
COOPER POWER SYSTEMS | USAA180144A8645A11 | Y | COOPER POWER SYSTEMS , USAA180144A8645A11 |  |  | 1616.93 | 1997-07-30 | John | 1 | 0 | N | N
COOPER POWER SYSTEMS | USAA180144A8645A11 | Y | COOPER POWER SYSTEMS , USAA180144A8645A11 |  |  | 1622.3 | 1997-07-30 | John | 1 | 0 | N | N
COOPER POWER SYSTEMS | USAA180144A8645A11 | Y | COOPER POWER SYSTEMS , USAA180144A8645A11 |  |  | 2435.77 | 1997-07-30 | John | 1 | 0 | N | N
COOPER POWER SYSTEMS | USAA180144A8645A11 | Y | COOPER POWER SYSTEMS , USAA180144A8645A11 |  |  | 2553.67 | 1997-07-30 | John | 1 | 0 | N | N
COOPER POWER SYSTEMS | USAA180144A8645A11 | Y | COOPER POWER SYSTEMS , USAA180144A8645A11 |  |  | 2872 | 1997-07-30 | John | 1 | 0 | N | N
GENERAL ELECTRIC | 9L11XPA180AS | Y | GENERAL ELECTRIC , 9L11XPA180AS | JEA SUBSTATION | CSC Stores | 1577.65 | 1997-07-30 | John | 1 | 0 | N | N
GENERAL ELECTRIC | 9L11XPA180AS | Y | GENERAL ELECTRIC , 9L11XPA180AS |  |  | 1616.93 | 1997-07-30 | John | 1 | 0 | N | N
GENERAL ELECTRIC | 9L11XPA180AS | Y | GENERAL ELECTRIC , 9L11XPA180AS |  |  | 1622.3 | 1997-07-30 | John | 1 | 0 | N | N
GENERAL ELECTRIC | 9L11XPA180AS | Y | GENERAL ELECTRIC , 9L11XPA180AS |  |  | 2435.77 | 1997-07-30 | John | 1 | 0 | N | N
GENERAL ELECTRIC | 9L11XPA180AS | Y | GENERAL ELECTRIC , 9L11XPA180AS |  |  | 2553.67 | 1997-07-30 | John | 1 | 0 | N | N
GENERAL ELECTRIC | 9L11XPA180AS | Y | GENERAL ELECTRIC , 9L11XPA180AS |  |  | 2872 | 1997-07-30 | John | 1 | 0 | N | N
HUBBELL | EVP014403001 | Y | HUBBELL , EVP014403001 | JEA SUBSTATION | CSC Stores | 1577.65 | 1997-07-30 | John | 1 | 0 | N | N
HUBBELL | EVP014403001 | Y | HUBBELL , EVP014403001 |  |  | 1616.93 | 1997-07-30 | John | 1 | 0 | N | N
HUBBELL | EVP014403001 | Y | HUBBELL , EVP014403001 |  |  | 1622.3 | 1997-07-30 | John | 1 | 0 | N | N
HUBBELL | EVP014403001 | Y | HUBBELL , EVP014403001 |  |  | 2435.77 | 1997-07-30 | John | 1 | 0 | N | N
HUBBELL | EVP014403001 | Y | HUBBELL , EVP014403001 |  |  | 2553.67 | 1997-07-30 | John | 1 | 0 | N | N
HUBBELL | EVP014403001 | Y | HUBBELL , EVP014403001 |  |  | 2872 | 1997-07-30 | John | 1 | 0 | N | N
ANDERSON | YBC-30 | Y | ANDERSON , YBC-30 | JEA TRANSMISSION | CSC Stores | 5.63 | 2001-12-07 16:55 | John | 25 | 0 | N | N
ANDERSON | YBC-30 | Y | ANDERSON , YBC-30 |  |  | 5.66 | 2001-12-07 16:55 | John | 25 | 0 | N | N
ANDERSON | YBC-30 | Y | ANDERSON , YBC-30 |  |  | 5.74 | 2001-12-07 16:55 | John | 25 | 0 | N | N
ANDERSON | YBC-30 | Y | ANDERSON , YBC-30 |  |  | 5.87 | 2001-12-07 16:55 | John | 25 | 0 | N | N
ANDERSON | YBC-30 | Y | ANDERSON , YBC-30 |  |  | 6.26 | 2001-12-07 16:55 | John | 25 | 0 | N | N
ANDERSON | YBC-30 | Y | ANDERSON , YBC-30 |  |  | 6.35 | 2001-12-07 16:55 | John | 25 | 0 | N | N
ANDERSON | YBC-30 | Y | ANDERSON , YBC-30 |  |  | 6.84 | 2001-12-07 16:55 | John | 25 | 0 | N | N
ANDERSON | YBC-30 | Y | ANDERSON , YBC-30 |  |  | 7.41 | 2001-12-07 16:55 | John | 25 | 0 | N | N
ANDERSON | YBC-30 | Y | ANDERSON , YBC-30 |  |  | 7.42 | 2001-12-07 16:55 | John | 25 | 0 | N | N
ANDERSON | YBC-30 | Y | ANDERSON , YBC-30 |  |  | 7.66 | 2001-12-07 16:55 | John | 25 | 0 | N | N
ANDERSON | YBC-30 | Y | ANDERSON , YBC-30 |  |  | 8.69 | 2001-12-07 16:55 | John | 25 | 0 | N | N
ANDERSON | YBC-30 | Y | ANDERSON , YBC-30 |  |  | 8.96 | 2001-12-07 16:55 | John | 25 | 0 | N | N
ANDERSON | YBC-30 | Y | ANDERSON , YBC-30 |  |  | 9.87 | 2001-12-07 16:55 | John | 25 | 0 | N | N
ANDERSON | YBC-30 | Y | ANDERSON , YBC-30 |  |  | 10.15 | 2001-12-07 16:55 | John | 25 | 0 | N | N
ANDERSON | YBC-30 | Y | ANDERSON , YBC-30 |  |  | 10.37 | 2001-12-07 16:55 | John | 25 | 0 | N | N
ANDERSON | YBC-30 | Y | ANDERSON , YBC-30 |  |  | 10.57 | 2001-12-07 16:55 | John | 25 | 0 | N | N
ANDERSON | YBC-30 | Y | ANDERSON , YBC-30 |  |  | 10.97 | 2001-12-07 16:55 | John | 25 | 0 | N | N
ANDERSON | YBC-30 | Y | ANDERSON , YBC-30 |  |  | 11 | 2001-12-07 16:55 | John | 25 | 0 | N | N
ANDERSON | YBC-30 | Y | ANDERSON , YBC-30 |  |  | 11.26 | 2001-12-07 16:55 | John | 25 | 0 | N | N
ANDERSON | YBC-30 | Y | ANDERSON , YBC-30 |  |  | 11.33 | 2001-12-07 16:55 | John | 25 | 0 | N | N
BETHEA NATIONAL | YCB-65A | Y | BETHEA NATIONAL , YCB-65A | JEA TRANSMISSION | CSC Stores | 5.63 | 2001-12-07 16:55 | John | 25 | 0 | N | N
BETHEA NATIONAL | YCB-65A | Y | BETHEA NATIONAL , YCB-65A |  |  | 5.66 | 2001-12-07 16:55 | John | 25 | 0 | N | N
BETHEA NATIONAL | YCB-65A | Y | BETHEA NATIONAL , YCB-65A |  |  | 5.74 | 2001-12-07 16:55 | John | 25 | 0 | N | N
BETHEA NATIONAL | YCB-65A | Y | BETHEA NATIONAL , YCB-65A |  |  | 5.87 | 2001-12-07 16:55 | John | 25 | 0 | N | N
BETHEA NATIONAL | YCB-65A | Y | BETHEA NATIONAL , YCB-65A |  |  | 6.26 | 2001-12-07 16:55 | John | 25 | 0 | N | N
BETHEA NATIONAL | YCB-65A | Y | BETHEA NATIONAL , YCB-65A |  |  | 6.35 | 2001-12-07 16:55 | John | 25 | 0 | N | N
BETHEA NATIONAL | YCB-65A | Y | BETHEA NATIONAL , YCB-65A |  |  | 6.84 | 2001-12-07 16:55 | John | 25 | 0 | N | N
BETHEA NATIONAL | YCB-65A | Y | BETHEA NATIONAL , YCB-65A |  |  | 7.41 | 2001-12-07 16:55 | John | 25 | 0 | N | N
BETHEA NATIONAL | YCB-65A | Y | BETHEA NATIONAL , YCB-65A |  |  | 7.42 | 2001-12-07 16:55 | John | 25 | 0 | N | N
BETHEA NATIONAL | YCB-65A | Y | BETHEA NATIONAL , YCB-65A |  |  | 7.66 | 2001-12-07 16:55 | John | 25 | 0 | N | N
BETHEA NATIONAL | YCB-65A | Y | BETHEA NATIONAL , YCB-65A |  |  | 8.69 | 2001-12-07 16:55 | John | 25 | 0 | N | N
BETHEA NATIONAL | YCB-65A | Y | BETHEA NATIONAL , YCB-65A |  |  | 8.96 | 2001-12-07 16:55 | John | 25 | 0 | N | N
BETHEA NATIONAL | YCB-65A | Y | BETHEA NATIONAL , YCB-65A |  |  | 9.87 | 2001-12-07 16:55 | John | 25 | 0 | N | N
BETHEA NATIONAL | YCB-65A | Y | BETHEA NATIONAL , YCB-65A |  |  | 10.15 | 2001-12-07 16:55 | John | 25 | 0 | N | N
BETHEA NATIONAL | YCB-65A | Y | BETHEA NATIONAL , YCB-65A |  |  | 10.37 | 2001-12-07 16:55 | John | 25 | 0 | N | N
BETHEA NATIONAL | YCB-65A | Y | BETHEA NATIONAL , YCB-65A |  |  | 10.57 | 2001-12-07 16:55 | John | 25 | 0 | N | N
BETHEA NATIONAL | YCB-65A | Y | BETHEA NATIONAL , YCB-65A |  |  | 10.97 | 2001-12-07 16:55 | John | 25 | 0 | N | N
BETHEA NATIONAL | YCB-65A | Y | BETHEA NATIONAL , YCB-65A |  |  | 11 | 2001-12-07 16:55 | John | 25 | 0 | N | N
BETHEA NATIONAL | YCB-65A | Y | BETHEA NATIONAL , YCB-65A |  |  | 11.26 | 2001-12-07 16:55 | John | 25 | 0 | N | N
BETHEA NATIONAL | YCB-65A | Y | BETHEA NATIONAL , YCB-65A |  |  | 11.33 | 2001-12-07 16:55 | John | 25 | 0 | N | N
BREWER TITCHENER CORP. | 3030HT | Y | BREWER TITCHENER CORP. , 3030HT | JEA TRANSMISSION | CSC Stores | 5.63 | 2001-12-07 16:55 | John | 25 | 0 | N | N
BREWER TITCHENER CORP. | 3030HT | Y | BREWER TITCHENER CORP. , 3030HT |  |  | 5.66 | 2001-12-07 16:55 | John | 25 | 0 | N | N
BREWER TITCHENER CORP. | 3030HT | Y | BREWER TITCHENER CORP. , 3030HT |  |  | 5.74 | 2001-12-07 16:55 | John | 25 | 0 | N | N
BREWER TITCHENER CORP. | 3030HT | Y | BREWER TITCHENER CORP. , 3030HT |  |  | 5.87 | 2001-12-07 16:55 | John | 25 | 0 | N | N
BREWER TITCHENER CORP. | 3030HT | Y | BREWER TITCHENER CORP. , 3030HT |  |  | 6.26 | 2001-12-07 16:55 | John | 25 | 0 | N | N
BREWER TITCHENER CORP. | 3030HT | Y | BREWER TITCHENER CORP. , 3030HT |  |  | 6.35 | 2001-12-07 16:55 | John | 25 | 0 | N | N
BREWER TITCHENER CORP. | 3030HT | Y | BREWER TITCHENER CORP. , 3030HT |  |  | 6.84 | 2001-12-07 16:55 | John | 25 | 0 | N | N
BREWER TITCHENER CORP. | 3030HT | Y | BREWER TITCHENER CORP. , 3030HT |  |  | 7.41 | 2001-12-07 16:55 | John | 25 | 0 | N | N
BREWER TITCHENER CORP. | 3030HT | Y | BREWER TITCHENER CORP. , 3030HT |  |  | 7.42 | 2001-12-07 16:55 | John | 25 | 0 | N | N
BREWER TITCHENER CORP. | 3030HT | Y | BREWER TITCHENER CORP. , 3030HT |  |  | 7.66 | 2001-12-07 16:55 | John | 25 | 0 | N | N
BREWER TITCHENER CORP. | 3030HT | Y | BREWER TITCHENER CORP. , 3030HT |  |  | 8.69 | 2001-12-07 16:55 | John | 25 | 0 | N | N
BREWER TITCHENER CORP. | 3030HT | Y | BREWER TITCHENER CORP. , 3030HT |  |  | 8.96 | 2001-12-07 16:55 | John | 25 | 0 | N | N
BREWER TITCHENER CORP. | 3030HT | Y | BREWER TITCHENER CORP. , 3030HT |  |  | 9.87 | 2001-12-07 16:55 | John | 25 | 0 | N | N
BREWER TITCHENER CORP. | 3030HT | Y | BREWER TITCHENER CORP. , 3030HT |  |  | 10.15 | 2001-12-07 16:55 | John | 25 | 0 | N | N
BREWER TITCHENER CORP. | 3030HT | Y | BREWER TITCHENER CORP. , 3030HT |  |  | 10.37 | 2001-12-07 16:55 | John | 25 | 0 | N | N
BREWER TITCHENER CORP. | 3030HT | Y | BREWER TITCHENER CORP. , 3030HT |  |  | 10.57 | 2001-12-07 16:55 | John | 25 | 0 | N | N
BREWER TITCHENER CORP. | 3030HT | Y | BREWER TITCHENER CORP. , 3030HT |  |  | 10.97 | 2001-12-07 16:55 | John | 25 | 0 | N | N
BREWER TITCHENER CORP. | 3030HT | Y | BREWER TITCHENER CORP. , 3030HT |  |  | 11 | 2001-12-07 16:55 | John | 25 | 0 | N | N
BREWER TITCHENER CORP. | 3030HT | Y | BREWER TITCHENER CORP. , 3030HT |  |  | 11.26 | 2001-12-07 16:55 | John | 25 | 0 | N | N
BREWER TITCHENER CORP. | 3030HT | Y | BREWER TITCHENER CORP. , 3030HT |  |  | 11.33 | 2001-12-07 16:55 | John | 25 | 0 | N | N
CONTINENTAL ELECTRIC | YCB-30-5 | Y | CONTINENTAL ELECTRIC , YCB-30-5 | JEA TRANSMISSION | CSC Stores | 5.63 | 2001-12-07 16:55 | John | 25 | 0 | N | N
CONTINENTAL ELECTRIC | YCB-30-5 | Y | CONTINENTAL ELECTRIC , YCB-30-5 |  |  | 5.66 | 2001-12-07 16:55 | John | 25 | 0 | N | N
CONTINENTAL ELECTRIC | YCB-30-5 | Y | CONTINENTAL ELECTRIC , YCB-30-5 |  |  | 5.74 | 2001-12-07 16:55 | John | 25 | 0 | N | N
CONTINENTAL ELECTRIC | YCB-30-5 | Y | CONTINENTAL ELECTRIC , YCB-30-5 |  |  | 5.87 | 2001-12-07 16:55 | John | 25 | 0 | N | N
CONTINENTAL ELECTRIC | YCB-30-5 | Y | CONTINENTAL ELECTRIC , YCB-30-5 |  |  | 6.26 | 2001-12-07 16:55 | John | 25 | 0 | N | N
CONTINENTAL ELECTRIC | YCB-30-5 | Y | CONTINENTAL ELECTRIC , YCB-30-5 |  |  | 6.35 | 2001-12-07 16:55 | John | 25 | 0 | N | N
CONTINENTAL ELECTRIC | YCB-30-5 | Y | CONTINENTAL ELECTRIC , YCB-30-5 |  |  | 6.84 | 2001-12-07 16:55 | John | 25 | 0 | N | N
CONTINENTAL ELECTRIC | YCB-30-5 | Y | CONTINENTAL ELECTRIC , YCB-30-5 |  |  | 7.41 | 2001-12-07 16:55 | John | 25 | 0 | N | N
CONTINENTAL ELECTRIC | YCB-30-5 | Y | CONTINENTAL ELECTRIC , YCB-30-5 |  |  | 7.42 | 2001-12-07 16:55 | John | 25 | 0 | N | N
CONTINENTAL ELECTRIC | YCB-30-5 | Y | CONTINENTAL ELECTRIC , YCB-30-5 |  |  | 7.66 | 2001-12-07 16:55 | John | 25 | 0 | N | N
CONTINENTAL ELECTRIC | YCB-30-5 | Y | CONTINENTAL ELECTRIC , YCB-30-5 |  |  | 8.69 | 2001-12-07 16:55 | John | 25 | 0 | N | N
CONTINENTAL ELECTRIC | YCB-30-5 | Y | CONTINENTAL ELECTRIC , YCB-30-5 |  |  | 8.96 | 2001-12-07 16:55 | John | 25 | 0 | N | N
CONTINENTAL ELECTRIC | YCB-30-5 | Y | CONTINENTAL ELECTRIC , YCB-30-5 |  |  | 9.87 | 2001-12-07 16:55 | John | 25 | 0 | N | N
CONTINENTAL ELECTRIC | YCB-30-5 | Y | CONTINENTAL ELECTRIC , YCB-30-5 |  |  | 10.15 | 2001-12-07 16:55 | John | 25 | 0 | N | N
CONTINENTAL ELECTRIC | YCB-30-5 | Y | CONTINENTAL ELECTRIC , YCB-30-5 |  |  | 10.37 | 2001-12-07 16:55 | John | 25 | 0 | N | N
CONTINENTAL ELECTRIC | YCB-30-5 | Y | CONTINENTAL ELECTRIC , YCB-30-5 |  |  | 10.57 | 2001-12-07 16:55 | John | 25 | 0 | N | N
CONTINENTAL ELECTRIC | YCB-30-5 | Y | CONTINENTAL ELECTRIC , YCB-30-5 |  |  | 10.97 | 2001-12-07 16:55 | John | 25 | 0 | N | N
CONTINENTAL ELECTRIC | YCB-30-5 | Y | CONTINENTAL ELECTRIC , YCB-30-5 |  |  | 11 | 2001-12-07 16:55 | John | 25 | 0 | N | N
CONTINENTAL ELECTRIC | YCB-30-5 | Y | CONTINENTAL ELECTRIC , YCB-30-5 |  |  | 11.26 | 2001-12-07 16:55 | John | 25 | 0 | N | N
CONTINENTAL ELECTRIC | YCB-30-5 | Y | CONTINENTAL ELECTRIC , YCB-30-5 |  |  | 11.33 | 2001-12-07 16:55 | John | 25 | 0 | N | N
FLAGG (MIF) | 13202F | Y | FLAGG (MIF) , 13202F | JEA TRANSMISSION | CSC Stores | 5.63 | 2001-12-07 16:55 | John | 25 | 0 | N | N
FLAGG (MIF) | 13202F | Y | FLAGG (MIF) , 13202F |  |  | 5.66 | 2001-12-07 16:55 | John | 25 | 0 | N | N
FLAGG (MIF) | 13202F | Y | FLAGG (MIF) , 13202F |  |  | 5.74 | 2001-12-07 16:55 | John | 25 | 0 | N | N
FLAGG (MIF) | 13202F | Y | FLAGG (MIF) , 13202F |  |  | 5.87 | 2001-12-07 16:55 | John | 25 | 0 | N | N
FLAGG (MIF) | 13202F | Y | FLAGG (MIF) , 13202F |  |  | 6.26 | 2001-12-07 16:55 | John | 25 | 0 | N | N
FLAGG (MIF) | 13202F | Y | FLAGG (MIF) , 13202F |  |  | 6.35 | 2001-12-07 16:55 | John | 25 | 0 | N | N
FLAGG (MIF) | 13202F | Y | FLAGG (MIF) , 13202F |  |  | 6.84 | 2001-12-07 16:55 | John | 25 | 0 | N | N
FLAGG (MIF) | 13202F | Y | FLAGG (MIF) , 13202F |  |  | 7.41 | 2001-12-07 16:55 | John | 25 | 0 | N | N
FLAGG (MIF) | 13202F | Y | FLAGG (MIF) , 13202F |  |  | 7.42 | 2001-12-07 16:55 | John | 25 | 0 | N | N
FLAGG (MIF) | 13202F | Y | FLAGG (MIF) , 13202F |  |  | 7.66 | 2001-12-07 16:55 | John | 25 | 0 | N | N
FLAGG (MIF) | 13202F | Y | FLAGG (MIF) , 13202F |  |  | 8.69 | 2001-12-07 16:55 | John | 25 | 0 | N | N
FLAGG (MIF) | 13202F | Y | FLAGG (MIF) , 13202F |  |  | 8.96 | 2001-12-07 16:55 | John | 25 | 0 | N | N
FLAGG (MIF) | 13202F | Y | FLAGG (MIF) , 13202F |  |  | 9.87 | 2001-12-07 16:55 | John | 25 | 0 | N | N
FLAGG (MIF) | 13202F | Y | FLAGG (MIF) , 13202F |  |  | 10.15 | 2001-12-07 16:55 | John | 25 | 0 | N | N
FLAGG (MIF) | 13202F | Y | FLAGG (MIF) , 13202F |  |  | 10.37 | 2001-12-07 16:55 | John | 25 | 0 | N | N
FLAGG (MIF) | 13202F | Y | FLAGG (MIF) , 13202F |  |  | 10.57 | 2001-12-07 16:55 | John | 25 | 0 | N | N
FLAGG (MIF) | 13202F | Y | FLAGG (MIF) , 13202F |  |  | 10.97 | 2001-12-07 16:55 | John | 25 | 0 | N | N
FLAGG (MIF) | 13202F | Y | FLAGG (MIF) , 13202F |  |  | 11 | 2001-12-07 16:55 | John | 25 | 0 | N | N
FLAGG (MIF) | 13202F | Y | FLAGG (MIF) , 13202F |  |  | 11.26 | 2001-12-07 16:55 | John | 25 | 0 | N | N
FLAGG (MIF) | 13202F | Y | FLAGG (MIF) , 13202F |  |  | 11.33 | 2001-12-07 16:55 | John | 25 | 0 | N | N
JOSLYN HI-VOLTAGE CORP. | L1386HT | Y | JOSLYN HI-VOLTAGE CORP. , L1386HT | JEA TRANSMISSION | CSC Stores | 5.63 | 2001-12-07 16:55 | John | 25 | 0 | N | N
JOSLYN HI-VOLTAGE CORP. | L1386HT | Y | JOSLYN HI-VOLTAGE CORP. , L1386HT |  |  | 5.66 | 2001-12-07 16:55 | John | 25 | 0 | N | N
JOSLYN HI-VOLTAGE CORP. | L1386HT | Y | JOSLYN HI-VOLTAGE CORP. , L1386HT |  |  | 5.74 | 2001-12-07 16:55 | John | 25 | 0 | N | N
JOSLYN HI-VOLTAGE CORP. | L1386HT | Y | JOSLYN HI-VOLTAGE CORP. , L1386HT |  |  | 5.87 | 2001-12-07 16:55 | John | 25 | 0 | N | N
JOSLYN HI-VOLTAGE CORP. | L1386HT | Y | JOSLYN HI-VOLTAGE CORP. , L1386HT |  |  | 6.26 | 2001-12-07 16:55 | John | 25 | 0 | N | N
JOSLYN HI-VOLTAGE CORP. | L1386HT | Y | JOSLYN HI-VOLTAGE CORP. , L1386HT |  |  | 6.35 | 2001-12-07 16:55 | John | 25 | 0 | N | N
JOSLYN HI-VOLTAGE CORP. | L1386HT | Y | JOSLYN HI-VOLTAGE CORP. , L1386HT |  |  | 6.84 | 2001-12-07 16:55 | John | 25 | 0 | N | N
JOSLYN HI-VOLTAGE CORP. | L1386HT | Y | JOSLYN HI-VOLTAGE CORP. , L1386HT |  |  | 7.41 | 2001-12-07 16:55 | John | 25 | 0 | N | N
JOSLYN HI-VOLTAGE CORP. | L1386HT | Y | JOSLYN HI-VOLTAGE CORP. , L1386HT |  |  | 7.42 | 2001-12-07 16:55 | John | 25 | 0 | N | N
JOSLYN HI-VOLTAGE CORP. | L1386HT | Y | JOSLYN HI-VOLTAGE CORP. , L1386HT |  |  | 7.66 | 2001-12-07 16:55 | John | 25 | 0 | N | N
JOSLYN HI-VOLTAGE CORP. | L1386HT | Y | JOSLYN HI-VOLTAGE CORP. , L1386HT |  |  | 8.69 | 2001-12-07 16:55 | John | 25 | 0 | N | N
JOSLYN HI-VOLTAGE CORP. | L1386HT | Y | JOSLYN HI-VOLTAGE CORP. , L1386HT |  |  | 8.96 | 2001-12-07 16:55 | John | 25 | 0 | N | N
JOSLYN HI-VOLTAGE CORP. | L1386HT | Y | JOSLYN HI-VOLTAGE CORP. , L1386HT |  |  | 9.87 | 2001-12-07 16:55 | John | 25 | 0 | N | N
JOSLYN HI-VOLTAGE CORP. | L1386HT | Y | JOSLYN HI-VOLTAGE CORP. , L1386HT |  |  | 10.15 | 2001-12-07 16:55 | John | 25 | 0 | N | N
JOSLYN HI-VOLTAGE CORP. | L1386HT | Y | JOSLYN HI-VOLTAGE CORP. , L1386HT |  |  | 10.37 | 2001-12-07 16:55 | John | 25 | 0 | N | N
JOSLYN HI-VOLTAGE CORP. | L1386HT | Y | JOSLYN HI-VOLTAGE CORP. , L1386HT |  |  | 10.57 | 2001-12-07 16:55 | John | 25 | 0 | N | N
JOSLYN HI-VOLTAGE CORP. | L1386HT | Y | JOSLYN HI-VOLTAGE CORP. , L1386HT |  |  | 10.97 | 2001-12-07 16:55 | John | 25 | 0 | N | N
JOSLYN HI-VOLTAGE CORP. | L1386HT | Y | JOSLYN HI-VOLTAGE CORP. , L1386HT |  |  | 11 | 2001-12-07 16:55 | John | 25 | 0 | N | N
JOSLYN HI-VOLTAGE CORP. | L1386HT | Y | JOSLYN HI-VOLTAGE CORP. , L1386HT |  |  | 11.26 | 2001-12-07 16:55 | John | 25 | 0 | N | N
JOSLYN HI-VOLTAGE CORP. | L1386HT | Y | JOSLYN HI-VOLTAGE CORP. , L1386HT |  |  | 11.33 | 2001-12-07 16:55 | John | 25 | 0 | N | N
LAPP | 7595 | Y | LAPP , 7595 | JEA TRANSMISSION | CSC Stores | 5.63 | 2001-12-07 16:55 | John | 25 | 0 | N | N
LAPP | 7595 | Y | LAPP , 7595 |  |  | 5.66 | 2001-12-07 16:55 | John | 25 | 0 | N | N
LAPP | 7595 | Y | LAPP , 7595 |  |  | 5.74 | 2001-12-07 16:55 | John | 25 | 0 | N | N
LAPP | 7595 | Y | LAPP , 7595 |  |  | 5.87 | 2001-12-07 16:55 | John | 25 | 0 | N | N
LAPP | 7595 | Y | LAPP , 7595 |  |  | 6.26 | 2001-12-07 16:55 | John | 25 | 0 | N | N
LAPP | 7595 | Y | LAPP , 7595 |  |  | 6.35 | 2001-12-07 16:55 | John | 25 | 0 | N | N
LAPP | 7595 | Y | LAPP , 7595 |  |  | 6.84 | 2001-12-07 16:55 | John | 25 | 0 | N | N
LAPP | 7595 | Y | LAPP , 7595 |  |  | 7.41 | 2001-12-07 16:55 | John | 25 | 0 | N | N
LAPP | 7595 | Y | LAPP , 7595 |  |  | 7.42 | 2001-12-07 16:55 | John | 25 | 0 | N | N
LAPP | 7595 | Y | LAPP , 7595 |  |  | 7.66 | 2001-12-07 16:55 | John | 25 | 0 | N | N
LAPP | 7595 | Y | LAPP , 7595 |  |  | 8.69 | 2001-12-07 16:55 | John | 25 | 0 | N | N
LAPP | 7595 | Y | LAPP , 7595 |  |  | 8.96 | 2001-12-07 16:55 | John | 25 | 0 | N | N
LAPP | 7595 | Y | LAPP , 7595 |  |  | 9.87 | 2001-12-07 16:55 | John | 25 | 0 | N | N
LAPP | 7595 | Y | LAPP , 7595 |  |  | 10.15 | 2001-12-07 16:55 | John | 25 | 0 | N | N
LAPP | 7595 | Y | LAPP , 7595 |  |  | 10.37 | 2001-12-07 16:55 | John | 25 | 0 | N | N
LAPP | 7595 | Y | LAPP , 7595 |  |  | 10.57 | 2001-12-07 16:55 | John | 25 | 0 | N | N
LAPP | 7595 | Y | LAPP , 7595 |  |  | 10.97 | 2001-12-07 16:55 | John | 25 | 0 | N | N
LAPP | 7595 | Y | LAPP , 7595 |  |  | 11 | 2001-12-07 16:55 | John | 25 | 0 | N | N
LAPP | 7595 | Y | LAPP , 7595 |  |  | 11.26 | 2001-12-07 16:55 | John | 25 | 0 | N | N
LAPP | 7595 | Y | LAPP , 7595 |  |  | 11.33 | 2001-12-07 16:55 | John | 25 | 0 | N | N
LINDSEY | 3089 | Y | LINDSEY , 3089 | JEA TRANSMISSION | CSC Stores | 5.63 | 2001-12-07 16:55 | John | 25 | 0 | N | N
LINDSEY | 3089 | Y | LINDSEY , 3089 |  |  | 5.66 | 2001-12-07 16:55 | John | 25 | 0 | N | N
LINDSEY | 3089 | Y | LINDSEY , 3089 |  |  | 5.74 | 2001-12-07 16:55 | John | 25 | 0 | N | N
LINDSEY | 3089 | Y | LINDSEY , 3089 |  |  | 5.87 | 2001-12-07 16:55 | John | 25 | 0 | N | N
LINDSEY | 3089 | Y | LINDSEY , 3089 |  |  | 6.26 | 2001-12-07 16:55 | John | 25 | 0 | N | N
LINDSEY | 3089 | Y | LINDSEY , 3089 |  |  | 6.35 | 2001-12-07 16:55 | John | 25 | 0 | N | N
LINDSEY | 3089 | Y | LINDSEY , 3089 |  |  | 6.84 | 2001-12-07 16:55 | John | 25 | 0 | N | N
LINDSEY | 3089 | Y | LINDSEY , 3089 |  |  | 7.41 | 2001-12-07 16:55 | John | 25 | 0 | N | N
LINDSEY | 3089 | Y | LINDSEY , 3089 |  |  | 7.42 | 2001-12-07 16:55 | John | 25 | 0 | N | N
LINDSEY | 3089 | Y | LINDSEY , 3089 |  |  | 7.66 | 2001-12-07 16:55 | John | 25 | 0 | N | N
LINDSEY | 3089 | Y | LINDSEY , 3089 |  |  | 8.69 | 2001-12-07 16:55 | John | 25 | 0 | N | N
LINDSEY | 3089 | Y | LINDSEY , 3089 |  |  | 8.96 | 2001-12-07 16:55 | John | 25 | 0 | N | N
LINDSEY | 3089 | Y | LINDSEY , 3089 |  |  | 9.87 | 2001-12-07 16:55 | John | 25 | 0 | N | N
LINDSEY | 3089 | Y | LINDSEY , 3089 |  |  | 10.15 | 2001-12-07 16:55 | John | 25 | 0 | N | N
LINDSEY | 3089 | Y | LINDSEY , 3089 |  |  | 10.37 | 2001-12-07 16:55 | John | 25 | 0 | N | N
LINDSEY | 3089 | Y | LINDSEY , 3089 |  |  | 10.57 | 2001-12-07 16:55 | John | 25 | 0 | N | N
LINDSEY | 3089 | Y | LINDSEY , 3089 |  |  | 10.97 | 2001-12-07 16:55 | John | 25 | 0 | N | N
LINDSEY | 3089 | Y | LINDSEY , 3089 |  |  | 11 | 2001-12-07 16:55 | John | 25 | 0 | N | N
LINDSEY | 3089 | Y | LINDSEY , 3089 |  |  | 11.26 | 2001-12-07 16:55 | John | 25 | 0 | N | N
LINDSEY | 3089 | Y | LINDSEY , 3089 |  |  | 11.33 | 2001-12-07 16:55 | John | 25 | 0 | N | N
MC GRAW EDISON | WBT3030HT | Y | MC GRAW EDISON , WBT3030HT | JEA TRANSMISSION | CSC Stores | 5.63 | 2001-12-07 16:55 | John | 25 | 0 | N | N
MC GRAW EDISON | WBT3030HT | Y | MC GRAW EDISON , WBT3030HT |  |  | 5.66 | 2001-12-07 16:55 | John | 25 | 0 | N | N
MC GRAW EDISON | WBT3030HT | Y | MC GRAW EDISON , WBT3030HT |  |  | 5.74 | 2001-12-07 16:55 | John | 25 | 0 | N | N
MC GRAW EDISON | WBT3030HT | Y | MC GRAW EDISON , WBT3030HT |  |  | 5.87 | 2001-12-07 16:55 | John | 25 | 0 | N | N
MC GRAW EDISON | WBT3030HT | Y | MC GRAW EDISON , WBT3030HT |  |  | 6.26 | 2001-12-07 16:55 | John | 25 | 0 | N | N
MC GRAW EDISON | WBT3030HT | Y | MC GRAW EDISON , WBT3030HT |  |  | 6.35 | 2001-12-07 16:55 | John | 25 | 0 | N | N
MC GRAW EDISON | WBT3030HT | Y | MC GRAW EDISON , WBT3030HT |  |  | 6.84 | 2001-12-07 16:55 | John | 25 | 0 | N | N
MC GRAW EDISON | WBT3030HT | Y | MC GRAW EDISON , WBT3030HT |  |  | 7.41 | 2001-12-07 16:55 | John | 25 | 0 | N | N
MC GRAW EDISON | WBT3030HT | Y | MC GRAW EDISON , WBT3030HT |  |  | 7.42 | 2001-12-07 16:55 | John | 25 | 0 | N | N
MC GRAW EDISON | WBT3030HT | Y | MC GRAW EDISON , WBT3030HT |  |  | 7.66 | 2001-12-07 16:55 | John | 25 | 0 | N | N
MC GRAW EDISON | WBT3030HT | Y | MC GRAW EDISON , WBT3030HT |  |  | 8.69 | 2001-12-07 16:55 | John | 25 | 0 | N | N
MC GRAW EDISON | WBT3030HT | Y | MC GRAW EDISON , WBT3030HT |  |  | 8.96 | 2001-12-07 16:55 | John | 25 | 0 | N | N
MC GRAW EDISON | WBT3030HT | Y | MC GRAW EDISON , WBT3030HT |  |  | 9.87 | 2001-12-07 16:55 | John | 25 | 0 | N | N
MC GRAW EDISON | WBT3030HT | Y | MC GRAW EDISON , WBT3030HT |  |  | 10.15 | 2001-12-07 16:55 | John | 25 | 0 | N | N
MC GRAW EDISON | WBT3030HT | Y | MC GRAW EDISON , WBT3030HT |  |  | 10.37 | 2001-12-07 16:55 | John | 25 | 0 | N | N
MC GRAW EDISON | WBT3030HT | Y | MC GRAW EDISON , WBT3030HT |  |  | 10.57 | 2001-12-07 16:55 | John | 25 | 0 | N | N
MC GRAW EDISON | WBT3030HT | Y | MC GRAW EDISON , WBT3030HT |  |  | 10.97 | 2001-12-07 16:55 | John | 25 | 0 | N | N
MC GRAW EDISON | WBT3030HT | Y | MC GRAW EDISON , WBT3030HT |  |  | 11 | 2001-12-07 16:55 | John | 25 | 0 | N | N
MC GRAW EDISON | WBT3030HT | Y | MC GRAW EDISON , WBT3030HT |  |  | 11.26 | 2001-12-07 16:55 | John | 25 | 0 | N | N
MC GRAW EDISON | WBT3030HT | Y | MC GRAW EDISON , WBT3030HT |  |  | 11.33 | 2001-12-07 16:55 | John | 25 | 0 | N | N
RELIABLE POWER PRODUCTS | YCB-65 | Y | RELIABLE POWER PRODUCTS , YCB-65 | JEA TRANSMISSION | CSC Stores | 5.63 | 2001-12-07 16:55 | John | 25 | 0 | N | N
RELIABLE POWER PRODUCTS | YCB-65 | Y | RELIABLE POWER PRODUCTS , YCB-65 |  |  | 5.66 | 2001-12-07 16:55 | John | 25 | 0 | N | N
RELIABLE POWER PRODUCTS | YCB-65 | Y | RELIABLE POWER PRODUCTS , YCB-65 |  |  | 5.74 | 2001-12-07 16:55 | John | 25 | 0 | N | N
RELIABLE POWER PRODUCTS | YCB-65 | Y | RELIABLE POWER PRODUCTS , YCB-65 |  |  | 5.87 | 2001-12-07 16:55 | John | 25 | 0 | N | N
RELIABLE POWER PRODUCTS | YCB-65 | Y | RELIABLE POWER PRODUCTS , YCB-65 |  |  | 6.26 | 2001-12-07 16:55 | John | 25 | 0 | N | N
RELIABLE POWER PRODUCTS | YCB-65 | Y | RELIABLE POWER PRODUCTS , YCB-65 |  |  | 6.35 | 2001-12-07 16:55 | John | 25 | 0 | N | N
RELIABLE POWER PRODUCTS | YCB-65 | Y | RELIABLE POWER PRODUCTS , YCB-65 |  |  | 6.84 | 2001-12-07 16:55 | John | 25 | 0 | N | N
RELIABLE POWER PRODUCTS | YCB-65 | Y | RELIABLE POWER PRODUCTS , YCB-65 |  |  | 7.41 | 2001-12-07 16:55 | John | 25 | 0 | N | N
RELIABLE POWER PRODUCTS | YCB-65 | Y | RELIABLE POWER PRODUCTS , YCB-65 |  |  | 7.42 | 2001-12-07 16:55 | John | 25 | 0 | N | N
RELIABLE POWER PRODUCTS | YCB-65 | Y | RELIABLE POWER PRODUCTS , YCB-65 |  |  | 7.66 | 2001-12-07 16:55 | John | 25 | 0 | N | N
RELIABLE POWER PRODUCTS | YCB-65 | Y | RELIABLE POWER PRODUCTS , YCB-65 |  |  | 8.69 | 2001-12-07 16:55 | John | 25 | 0 | N | N
RELIABLE POWER PRODUCTS | YCB-65 | Y | RELIABLE POWER PRODUCTS , YCB-65 |  |  | 8.96 | 2001-12-07 16:55 | John | 25 | 0 | N | N
RELIABLE POWER PRODUCTS | YCB-65 | Y | RELIABLE POWER PRODUCTS , YCB-65 |  |  | 9.87 | 2001-12-07 16:55 | John | 25 | 0 | N | N
RELIABLE POWER PRODUCTS | YCB-65 | Y | RELIABLE POWER PRODUCTS , YCB-65 |  |  | 10.15 | 2001-12-07 16:55 | John | 25 | 0 | N | N
RELIABLE POWER PRODUCTS | YCB-65 | Y | RELIABLE POWER PRODUCTS , YCB-65 |  |  | 10.37 | 2001-12-07 16:55 | John | 25 | 0 | N | N
RELIABLE POWER PRODUCTS | YCB-65 | Y | RELIABLE POWER PRODUCTS , YCB-65 |  |  | 10.57 | 2001-12-07 16:55 | John | 25 | 0 | N | N
RELIABLE POWER PRODUCTS | YCB-65 | Y | RELIABLE POWER PRODUCTS , YCB-65 |  |  | 10.97 | 2001-12-07 16:55 | John | 25 | 0 | N | N
RELIABLE POWER PRODUCTS | YCB-65 | Y | RELIABLE POWER PRODUCTS , YCB-65 |  |  | 11 | 2001-12-07 16:55 | John | 25 | 0 | N | N
RELIABLE POWER PRODUCTS | YCB-65 | Y | RELIABLE POWER PRODUCTS , YCB-65 |  |  | 11.26 | 2001-12-07 16:55 | John | 25 | 0 | N | N
RELIABLE POWER PRODUCTS | YCB-65 | Y | RELIABLE POWER PRODUCTS , YCB-65 |  |  | 11.33 | 2001-12-07 16:55 | John | 25 | 0 | N | N
ADVANCED STEEL FABRICATION | ASF-D03 | Y | ADVANCED STEEL FABRICATION , ASF-D03 | JEA TRANSMISSION | CSC Stores | 39.58 | 2001-12-11 08:42 | John | 25 | 0 | N | Y
ADVANCED STEEL FABRICATION | ASF-D03 | Y | ADVANCED STEEL FABRICATION , ASF-D03 |  |  | 41.19 | 2001-12-11 08:42 | John | 25 | 0 | N | Y
ADVANCED STEEL FABRICATION | ASF-D03 | Y | ADVANCED STEEL FABRICATION , ASF-D03 |  |  | 41.62 | 2001-12-11 08:42 | John | 25 | 0 | N | Y
ADVANCED STEEL FABRICATION | ASF-D03 | Y | ADVANCED STEEL FABRICATION , ASF-D03 |  |  | 41.98 | 2001-12-11 08:42 | John | 25 | 0 | N | Y
ADVANCED STEEL FABRICATION | ASF-D03 | Y | ADVANCED STEEL FABRICATION , ASF-D03 |  |  | 43 | 2001-12-11 08:42 | John | 25 | 0 | N | Y
ADVANCED STEEL FABRICATION | ASF-D03 | Y | ADVANCED STEEL FABRICATION , ASF-D03 |  |  | 64.47 | 2001-12-11 08:42 | John | 25 | 0 | N | Y
ADVANCED STEEL FABRICATION | ASF-D03 | Y | ADVANCED STEEL FABRICATION , ASF-D03 |  |  | 68.87 | 2001-12-11 08:42 | John | 25 | 0 | N | Y
ADVANCED STEEL FABRICATION | ASF-D03 | Y | ADVANCED STEEL FABRICATION , ASF-D03 |  |  | 80.69 | 2001-12-11 08:42 | John | 25 | 0 | N | Y
ADVANCED STEEL FABRICATION | ASF-D03 | Y | ADVANCED STEEL FABRICATION , ASF-D03 |  |  | 86.15 | 2001-12-11 08:42 | John | 25 | 0 | N | Y
ADVANCED STEEL FABRICATION | ASF-D03 | Y | ADVANCED STEEL FABRICATION , ASF-D03 |  |  | 87.06 | 2001-12-11 08:42 | John | 25 | 0 | N | Y
ADVANCED STEEL FABRICATION | ASF-D03 | Y | ADVANCED STEEL FABRICATION , ASF-D03 |  |  | 91 | 2001-12-11 08:42 | John | 25 | 0 | N | Y
ADVANCED STEEL FABRICATION | ASF-D03 | Y | ADVANCED STEEL FABRICATION , ASF-D03 |  |  | 96.72 | 2001-12-11 08:42 | John | 25 | 0 | N | Y
ADVANCED STEEL FABRICATION | ASF-D03 | Y | ADVANCED STEEL FABRICATION , ASF-D03 |  |  | 97.73 | 2001-12-11 08:42 | John | 25 | 0 | N | Y
ADVANCED STEEL FABRICATION | ASF-D03 | Y | ADVANCED STEEL FABRICATION , ASF-D03 |  |  | 98.28 | 2001-12-11 08:42 | John | 25 | 0 | N | Y
ADVANCED STEEL FABRICATION | ASF-D03 | Y | ADVANCED STEEL FABRICATION , ASF-D03 |  |  | 101.22 | 2001-12-11 08:42 | John | 25 | 0 | N | Y
ADVANCED STEEL FABRICATION | ASF-D03 | Y | ADVANCED STEEL FABRICATION , ASF-D03 |  |  | 104.27 | 2001-12-11 08:42 | John | 25 | 0 | N | Y
ADVANCED STEEL FABRICATION | ASF-D03 | Y | ADVANCED STEEL FABRICATION , ASF-D03 |  |  | 108.97 | 2001-12-11 08:42 | John | 25 | 0 | N | Y
ADVANCED STEEL FABRICATION | ASF-D03 | Y | ADVANCED STEEL FABRICATION , ASF-D03 |  |  | 109.87 | 2001-12-11 08:42 | John | 25 | 0 | N | Y
ADVANCED STEEL FABRICATION | ASF-D03 | Y | ADVANCED STEEL FABRICATION , ASF-D03 |  |  | 110.9 | 2001-12-11 08:42 | John | 25 | 0 | N | Y
ADVANCED STEEL FABRICATION | ASF-D03 | Y | ADVANCED STEEL FABRICATION , ASF-D03 |  |  | 111.13 | 2001-12-11 08:42 | John | 25 | 0 | N | Y
ADVANCED STEEL FABRICATION | ASF-D03 | Y | ADVANCED STEEL FABRICATION , ASF-D03 |  |  | 113.1 | 2001-12-11 08:42 | John | 25 | 0 | N | Y
ADVANCED STEEL FABRICATION | ASF-D03 | Y | ADVANCED STEEL FABRICATION , ASF-D03 |  | Storm Stores | 0 | 2022-09-23 09:10 | John |  | 0 | N | Y
ADVANCED STEEL FABRICATION | ASF-D03 | Y | ADVANCED STEEL FABRICATION , ASF-D03 |  |  | 113.2 | 2022-09-23 09:10 | John |  | 0 | N | Y
ADVANCED STEEL FABRICATION | ASF-D03 | Y | ADVANCED STEEL FABRICATION , ASF-D03 |  |  | 113.23 | 2022-09-23 09:10 | John |  | 0 | N | Y
ADVANCED STEEL FABRICATION | ASF-D03 | Y | ADVANCED STEEL FABRICATION , ASF-D03 |  |  | 113.27 | 2022-09-23 09:10 | John |  | 0 | N | Y
ATLAS POWER PRODUCTS | APP-15 | Y | ATLAS POWER PRODUCTS , APP-15 | JEA TRANSMISSION | CSC Stores | 39.58 | 2001-12-11 08:42 | John | 25 | 0 | N | Y
ATLAS POWER PRODUCTS | APP-15 | Y | ATLAS POWER PRODUCTS , APP-15 |  |  | 41.19 | 2001-12-11 08:42 | John | 25 | 0 | N | Y
ATLAS POWER PRODUCTS | APP-15 | Y | ATLAS POWER PRODUCTS , APP-15 |  |  | 41.62 | 2001-12-11 08:42 | John | 25 | 0 | N | Y
ATLAS POWER PRODUCTS | APP-15 | Y | ATLAS POWER PRODUCTS , APP-15 |  |  | 41.98 | 2001-12-11 08:42 | John | 25 | 0 | N | Y
ATLAS POWER PRODUCTS | APP-15 | Y | ATLAS POWER PRODUCTS , APP-15 |  |  | 43 | 2001-12-11 08:42 | John | 25 | 0 | N | Y
ATLAS POWER PRODUCTS | APP-15 | Y | ATLAS POWER PRODUCTS , APP-15 |  |  | 64.47 | 2001-12-11 08:42 | John | 25 | 0 | N | Y
ATLAS POWER PRODUCTS | APP-15 | Y | ATLAS POWER PRODUCTS , APP-15 |  |  | 68.87 | 2001-12-11 08:42 | John | 25 | 0 | N | Y
ATLAS POWER PRODUCTS | APP-15 | Y | ATLAS POWER PRODUCTS , APP-15 |  |  | 80.69 | 2001-12-11 08:42 | John | 25 | 0 | N | Y
ATLAS POWER PRODUCTS | APP-15 | Y | ATLAS POWER PRODUCTS , APP-15 |  |  | 86.15 | 2001-12-11 08:42 | John | 25 | 0 | N | Y
ATLAS POWER PRODUCTS | APP-15 | Y | ATLAS POWER PRODUCTS , APP-15 |  |  | 87.06 | 2001-12-11 08:42 | John | 25 | 0 | N | Y
ATLAS POWER PRODUCTS | APP-15 | Y | ATLAS POWER PRODUCTS , APP-15 |  |  | 91 | 2001-12-11 08:42 | John | 25 | 0 | N | Y
ATLAS POWER PRODUCTS | APP-15 | Y | ATLAS POWER PRODUCTS , APP-15 |  |  | 96.72 | 2001-12-11 08:42 | John | 25 | 0 | N | Y
ATLAS POWER PRODUCTS | APP-15 | Y | ATLAS POWER PRODUCTS , APP-15 |  |  | 97.73 | 2001-12-11 08:42 | John | 25 | 0 | N | Y
ATLAS POWER PRODUCTS | APP-15 | Y | ATLAS POWER PRODUCTS , APP-15 |  |  | 98.28 | 2001-12-11 08:42 | John | 25 | 0 | N | Y
ATLAS POWER PRODUCTS | APP-15 | Y | ATLAS POWER PRODUCTS , APP-15 |  |  | 101.22 | 2001-12-11 08:42 | John | 25 | 0 | N | Y
ATLAS POWER PRODUCTS | APP-15 | Y | ATLAS POWER PRODUCTS , APP-15 |  |  | 104.27 | 2001-12-11 08:42 | John | 25 | 0 | N | Y
ATLAS POWER PRODUCTS | APP-15 | Y | ATLAS POWER PRODUCTS , APP-15 |  |  | 108.97 | 2001-12-11 08:42 | John | 25 | 0 | N | Y
ATLAS POWER PRODUCTS | APP-15 | Y | ATLAS POWER PRODUCTS , APP-15 |  |  | 109.87 | 2001-12-11 08:42 | John | 25 | 0 | N | Y
ATLAS POWER PRODUCTS | APP-15 | Y | ATLAS POWER PRODUCTS , APP-15 |  |  | 110.9 | 2001-12-11 08:42 | John | 25 | 0 | N | Y
ATLAS POWER PRODUCTS | APP-15 | Y | ATLAS POWER PRODUCTS , APP-15 |  |  | 111.13 | 2001-12-11 08:42 | John | 25 | 0 | N | Y
ATLAS POWER PRODUCTS | APP-15 | Y | ATLAS POWER PRODUCTS , APP-15 |  |  | 113.1 | 2001-12-11 08:42 | John | 25 | 0 | N | Y
ATLAS POWER PRODUCTS | APP-15 | Y | ATLAS POWER PRODUCTS , APP-15 |  | Storm Stores | 0 | 2022-09-23 09:10 | John |  | 0 | N | Y
ATLAS POWER PRODUCTS | APP-15 | Y | ATLAS POWER PRODUCTS , APP-15 |  |  | 113.2 | 2022-09-23 09:10 | John |  | 0 | N | Y
ATLAS POWER PRODUCTS | APP-15 | Y | ATLAS POWER PRODUCTS , APP-15 |  |  | 113.23 | 2022-09-23 09:10 | John |  | 0 | N | Y
ATLAS POWER PRODUCTS | APP-15 | Y | ATLAS POWER PRODUCTS , APP-15 |  |  | 113.27 | 2022-09-23 09:10 | John |  | 0 | N | Y
CONTINENTAL ELECTRIC | SF-CB-40 | Y | CONTINENTAL ELECTRIC , SF-CB-40 | JEA TRANSMISSION | CSC Stores | 39.58 | 2001-12-11 08:42 | John | 25 | 0 | N | Y
CONTINENTAL ELECTRIC | SF-CB-40 | Y | CONTINENTAL ELECTRIC , SF-CB-40 |  |  | 41.19 | 2001-12-11 08:42 | John | 25 | 0 | N | Y
CONTINENTAL ELECTRIC | SF-CB-40 | Y | CONTINENTAL ELECTRIC , SF-CB-40 |  |  | 41.62 | 2001-12-11 08:42 | John | 25 | 0 | N | Y
CONTINENTAL ELECTRIC | SF-CB-40 | Y | CONTINENTAL ELECTRIC , SF-CB-40 |  |  | 41.98 | 2001-12-11 08:42 | John | 25 | 0 | N | Y
CONTINENTAL ELECTRIC | SF-CB-40 | Y | CONTINENTAL ELECTRIC , SF-CB-40 |  |  | 43 | 2001-12-11 08:42 | John | 25 | 0 | N | Y
CONTINENTAL ELECTRIC | SF-CB-40 | Y | CONTINENTAL ELECTRIC , SF-CB-40 |  |  | 64.47 | 2001-12-11 08:42 | John | 25 | 0 | N | Y
CONTINENTAL ELECTRIC | SF-CB-40 | Y | CONTINENTAL ELECTRIC , SF-CB-40 |  |  | 68.87 | 2001-12-11 08:42 | John | 25 | 0 | N | Y
CONTINENTAL ELECTRIC | SF-CB-40 | Y | CONTINENTAL ELECTRIC , SF-CB-40 |  |  | 80.69 | 2001-12-11 08:42 | John | 25 | 0 | N | Y
CONTINENTAL ELECTRIC | SF-CB-40 | Y | CONTINENTAL ELECTRIC , SF-CB-40 |  |  | 86.15 | 2001-12-11 08:42 | John | 25 | 0 | N | Y
CONTINENTAL ELECTRIC | SF-CB-40 | Y | CONTINENTAL ELECTRIC , SF-CB-40 |  |  | 87.06 | 2001-12-11 08:42 | John | 25 | 0 | N | Y
CONTINENTAL ELECTRIC | SF-CB-40 | Y | CONTINENTAL ELECTRIC , SF-CB-40 |  |  | 91 | 2001-12-11 08:42 | John | 25 | 0 | N | Y
CONTINENTAL ELECTRIC | SF-CB-40 | Y | CONTINENTAL ELECTRIC , SF-CB-40 |  |  | 96.72 | 2001-12-11 08:42 | John | 25 | 0 | N | Y
CONTINENTAL ELECTRIC | SF-CB-40 | Y | CONTINENTAL ELECTRIC , SF-CB-40 |  |  | 97.73 | 2001-12-11 08:42 | John | 25 | 0 | N | Y
CONTINENTAL ELECTRIC | SF-CB-40 | Y | CONTINENTAL ELECTRIC , SF-CB-40 |  |  | 98.28 | 2001-12-11 08:42 | John | 25 | 0 | N | Y
CONTINENTAL ELECTRIC | SF-CB-40 | Y | CONTINENTAL ELECTRIC , SF-CB-40 |  |  | 101.22 | 2001-12-11 08:42 | John | 25 | 0 | N | Y
CONTINENTAL ELECTRIC | SF-CB-40 | Y | CONTINENTAL ELECTRIC , SF-CB-40 |  |  | 104.27 | 2001-12-11 08:42 | John | 25 | 0 | N | Y
CONTINENTAL ELECTRIC | SF-CB-40 | Y | CONTINENTAL ELECTRIC , SF-CB-40 |  |  | 108.97 | 2001-12-11 08:42 | John | 25 | 0 | N | Y
CONTINENTAL ELECTRIC | SF-CB-40 | Y | CONTINENTAL ELECTRIC , SF-CB-40 |  |  | 109.87 | 2001-12-11 08:42 | John | 25 | 0 | N | Y
CONTINENTAL ELECTRIC | SF-CB-40 | Y | CONTINENTAL ELECTRIC , SF-CB-40 |  |  | 110.9 | 2001-12-11 08:42 | John | 25 | 0 | N | Y
CONTINENTAL ELECTRIC | SF-CB-40 | Y | CONTINENTAL ELECTRIC , SF-CB-40 |  |  | 111.13 | 2001-12-11 08:42 | John | 25 | 0 | N | Y
CONTINENTAL ELECTRIC | SF-CB-40 | Y | CONTINENTAL ELECTRIC , SF-CB-40 |  |  | 113.1 | 2001-12-11 08:42 | John | 25 | 0 | N | Y
CONTINENTAL ELECTRIC | SF-CB-40 | Y | CONTINENTAL ELECTRIC , SF-CB-40 |  | Storm Stores | 0 | 2022-09-23 09:10 | John |  | 0 | N | Y
CONTINENTAL ELECTRIC | SF-CB-40 | Y | CONTINENTAL ELECTRIC , SF-CB-40 |  |  | 113.2 | 2022-09-23 09:10 | John |  | 0 | N | Y
CONTINENTAL ELECTRIC | SF-CB-40 | Y | CONTINENTAL ELECTRIC , SF-CB-40 |  |  | 113.23 | 2022-09-23 09:10 | John |  | 0 | N | Y
CONTINENTAL ELECTRIC | SF-CB-40 | Y | CONTINENTAL ELECTRIC , SF-CB-40 |  |  | 113.27 | 2022-09-23 09:10 | John |  | 0 | N | Y
DIVERSIFIED PRODUCTS MFG CO. | V-930 | Y | DIVERSIFIED PRODUCTS MFG CO. , V-930 | JEA TRANSMISSION | CSC Stores | 39.58 | 2001-12-11 08:42 | John | 25 | 0 | N | Y
DIVERSIFIED PRODUCTS MFG CO. | V-930 | Y | DIVERSIFIED PRODUCTS MFG CO. , V-930 |  |  | 41.19 | 2001-12-11 08:42 | John | 25 | 0 | N | Y
DIVERSIFIED PRODUCTS MFG CO. | V-930 | Y | DIVERSIFIED PRODUCTS MFG CO. , V-930 |  |  | 41.62 | 2001-12-11 08:42 | John | 25 | 0 | N | Y
DIVERSIFIED PRODUCTS MFG CO. | V-930 | Y | DIVERSIFIED PRODUCTS MFG CO. , V-930 |  |  | 41.98 | 2001-12-11 08:42 | John | 25 | 0 | N | Y
DIVERSIFIED PRODUCTS MFG CO. | V-930 | Y | DIVERSIFIED PRODUCTS MFG CO. , V-930 |  |  | 43 | 2001-12-11 08:42 | John | 25 | 0 | N | Y
DIVERSIFIED PRODUCTS MFG CO. | V-930 | Y | DIVERSIFIED PRODUCTS MFG CO. , V-930 |  |  | 64.47 | 2001-12-11 08:42 | John | 25 | 0 | N | Y
DIVERSIFIED PRODUCTS MFG CO. | V-930 | Y | DIVERSIFIED PRODUCTS MFG CO. , V-930 |  |  | 68.87 | 2001-12-11 08:42 | John | 25 | 0 | N | Y
DIVERSIFIED PRODUCTS MFG CO. | V-930 | Y | DIVERSIFIED PRODUCTS MFG CO. , V-930 |  |  | 80.69 | 2001-12-11 08:42 | John | 25 | 0 | N | Y
DIVERSIFIED PRODUCTS MFG CO. | V-930 | Y | DIVERSIFIED PRODUCTS MFG CO. , V-930 |  |  | 86.15 | 2001-12-11 08:42 | John | 25 | 0 | N | Y
DIVERSIFIED PRODUCTS MFG CO. | V-930 | Y | DIVERSIFIED PRODUCTS MFG CO. , V-930 |  |  | 87.06 | 2001-12-11 08:42 | John | 25 | 0 | N | Y
DIVERSIFIED PRODUCTS MFG CO. | V-930 | Y | DIVERSIFIED PRODUCTS MFG CO. , V-930 |  |  | 91 | 2001-12-11 08:42 | John | 25 | 0 | N | Y
DIVERSIFIED PRODUCTS MFG CO. | V-930 | Y | DIVERSIFIED PRODUCTS MFG CO. , V-930 |  |  | 96.72 | 2001-12-11 08:42 | John | 25 | 0 | N | Y
DIVERSIFIED PRODUCTS MFG CO. | V-930 | Y | DIVERSIFIED PRODUCTS MFG CO. , V-930 |  |  | 97.73 | 2001-12-11 08:42 | John | 25 | 0 | N | Y
DIVERSIFIED PRODUCTS MFG CO. | V-930 | Y | DIVERSIFIED PRODUCTS MFG CO. , V-930 |  |  | 98.28 | 2001-12-11 08:42 | John | 25 | 0 | N | Y
DIVERSIFIED PRODUCTS MFG CO. | V-930 | Y | DIVERSIFIED PRODUCTS MFG CO. , V-930 |  |  | 101.22 | 2001-12-11 08:42 | John | 25 | 0 | N | Y
DIVERSIFIED PRODUCTS MFG CO. | V-930 | Y | DIVERSIFIED PRODUCTS MFG CO. , V-930 |  |  | 104.27 | 2001-12-11 08:42 | John | 25 | 0 | N | Y
DIVERSIFIED PRODUCTS MFG CO. | V-930 | Y | DIVERSIFIED PRODUCTS MFG CO. , V-930 |  |  | 108.97 | 2001-12-11 08:42 | John | 25 | 0 | N | Y
DIVERSIFIED PRODUCTS MFG CO. | V-930 | Y | DIVERSIFIED PRODUCTS MFG CO. , V-930 |  |  | 109.87 | 2001-12-11 08:42 | John | 25 | 0 | N | Y
DIVERSIFIED PRODUCTS MFG CO. | V-930 | Y | DIVERSIFIED PRODUCTS MFG CO. , V-930 |  |  | 110.9 | 2001-12-11 08:42 | John | 25 | 0 | N | Y
DIVERSIFIED PRODUCTS MFG CO. | V-930 | Y | DIVERSIFIED PRODUCTS MFG CO. , V-930 |  |  | 111.13 | 2001-12-11 08:42 | John | 25 | 0 | N | Y
DIVERSIFIED PRODUCTS MFG CO. | V-930 | Y | DIVERSIFIED PRODUCTS MFG CO. , V-930 |  |  | 113.1 | 2001-12-11 08:42 | John | 25 | 0 | N | Y
DIVERSIFIED PRODUCTS MFG CO. | V-930 | Y | DIVERSIFIED PRODUCTS MFG CO. , V-930 |  | Storm Stores | 0 | 2022-09-23 09:10 | John |  | 0 | N | Y
DIVERSIFIED PRODUCTS MFG CO. | V-930 | Y | DIVERSIFIED PRODUCTS MFG CO. , V-930 |  |  | 113.2 | 2022-09-23 09:10 | John |  | 0 | N | Y
DIVERSIFIED PRODUCTS MFG CO. | V-930 | Y | DIVERSIFIED PRODUCTS MFG CO. , V-930 |  |  | 113.23 | 2022-09-23 09:10 | John |  | 0 | N | Y
DIVERSIFIED PRODUCTS MFG CO. | V-930 | Y | DIVERSIFIED PRODUCTS MFG CO. , V-930 |  |  | 113.27 | 2022-09-23 09:10 | John |  | 0 | N | Y
DIXIE ELECTRIC | L-1311 | Y | DIXIE ELECTRIC , L-1311 | JEA TRANSMISSION | CSC Stores | 39.58 | 2001-12-11 08:42 | John | 25 | 0 | N | Y
DIXIE ELECTRIC | L-1311 | Y | DIXIE ELECTRIC , L-1311 |  |  | 41.19 | 2001-12-11 08:42 | John | 25 | 0 | N | Y
DIXIE ELECTRIC | L-1311 | Y | DIXIE ELECTRIC , L-1311 |  |  | 41.62 | 2001-12-11 08:42 | John | 25 | 0 | N | Y
DIXIE ELECTRIC | L-1311 | Y | DIXIE ELECTRIC , L-1311 |  |  | 41.98 | 2001-12-11 08:42 | John | 25 | 0 | N | Y
DIXIE ELECTRIC | L-1311 | Y | DIXIE ELECTRIC , L-1311 |  |  | 43 | 2001-12-11 08:42 | John | 25 | 0 | N | Y
DIXIE ELECTRIC | L-1311 | Y | DIXIE ELECTRIC , L-1311 |  |  | 64.47 | 2001-12-11 08:42 | John | 25 | 0 | N | Y
DIXIE ELECTRIC | L-1311 | Y | DIXIE ELECTRIC , L-1311 |  |  | 68.87 | 2001-12-11 08:42 | John | 25 | 0 | N | Y
DIXIE ELECTRIC | L-1311 | Y | DIXIE ELECTRIC , L-1311 |  |  | 80.69 | 2001-12-11 08:42 | John | 25 | 0 | N | Y
DIXIE ELECTRIC | L-1311 | Y | DIXIE ELECTRIC , L-1311 |  |  | 86.15 | 2001-12-11 08:42 | John | 25 | 0 | N | Y
DIXIE ELECTRIC | L-1311 | Y | DIXIE ELECTRIC , L-1311 |  |  | 87.06 | 2001-12-11 08:42 | John | 25 | 0 | N | Y
DIXIE ELECTRIC | L-1311 | Y | DIXIE ELECTRIC , L-1311 |  |  | 91 | 2001-12-11 08:42 | John | 25 | 0 | N | Y
DIXIE ELECTRIC | L-1311 | Y | DIXIE ELECTRIC , L-1311 |  |  | 96.72 | 2001-12-11 08:42 | John | 25 | 0 | N | Y
DIXIE ELECTRIC | L-1311 | Y | DIXIE ELECTRIC , L-1311 |  |  | 97.73 | 2001-12-11 08:42 | John | 25 | 0 | N | Y
DIXIE ELECTRIC | L-1311 | Y | DIXIE ELECTRIC , L-1311 |  |  | 98.28 | 2001-12-11 08:42 | John | 25 | 0 | N | Y
DIXIE ELECTRIC | L-1311 | Y | DIXIE ELECTRIC , L-1311 |  |  | 101.22 | 2001-12-11 08:42 | John | 25 | 0 | N | Y
DIXIE ELECTRIC | L-1311 | Y | DIXIE ELECTRIC , L-1311 |  |  | 104.27 | 2001-12-11 08:42 | John | 25 | 0 | N | Y
DIXIE ELECTRIC | L-1311 | Y | DIXIE ELECTRIC , L-1311 |  |  | 108.97 | 2001-12-11 08:42 | John | 25 | 0 | N | Y
DIXIE ELECTRIC | L-1311 | Y | DIXIE ELECTRIC , L-1311 |  |  | 109.87 | 2001-12-11 08:42 | John | 25 | 0 | N | Y
DIXIE ELECTRIC | L-1311 | Y | DIXIE ELECTRIC , L-1311 |  |  | 110.9 | 2001-12-11 08:42 | John | 25 | 0 | N | Y
DIXIE ELECTRIC | L-1311 | Y | DIXIE ELECTRIC , L-1311 |  |  | 111.13 | 2001-12-11 08:42 | John | 25 | 0 | N | Y
DIXIE ELECTRIC | L-1311 | Y | DIXIE ELECTRIC , L-1311 |  |  | 113.1 | 2001-12-11 08:42 | John | 25 | 0 | N | Y
DIXIE ELECTRIC | L-1311 | Y | DIXIE ELECTRIC , L-1311 |  | Storm Stores | 0 | 2022-09-23 09:10 | John |  | 0 | N | Y
DIXIE ELECTRIC | L-1311 | Y | DIXIE ELECTRIC , L-1311 |  |  | 113.2 | 2022-09-23 09:10 | John |  | 0 | N | Y
DIXIE ELECTRIC | L-1311 | Y | DIXIE ELECTRIC , L-1311 |  |  | 113.23 | 2022-09-23 09:10 | John |  | 0 | N | Y
DIXIE ELECTRIC | L-1311 | Y | DIXIE ELECTRIC , L-1311 |  |  | 113.27 | 2022-09-23 09:10 | John |  | 0 | N | Y
FABRICATED METALS | SB-40 | Y | FABRICATED METALS , SB-40 | JEA TRANSMISSION | CSC Stores | 39.58 | 2001-12-11 08:42 | John | 25 | 0 | N | Y
FABRICATED METALS | SB-40 | Y | FABRICATED METALS , SB-40 |  |  | 41.19 | 2001-12-11 08:42 | John | 25 | 0 | N | Y
FABRICATED METALS | SB-40 | Y | FABRICATED METALS , SB-40 |  |  | 41.62 | 2001-12-11 08:42 | John | 25 | 0 | N | Y
FABRICATED METALS | SB-40 | Y | FABRICATED METALS , SB-40 |  |  | 41.98 | 2001-12-11 08:42 | John | 25 | 0 | N | Y
FABRICATED METALS | SB-40 | Y | FABRICATED METALS , SB-40 |  |  | 43 | 2001-12-11 08:42 | John | 25 | 0 | N | Y
FABRICATED METALS | SB-40 | Y | FABRICATED METALS , SB-40 |  |  | 64.47 | 2001-12-11 08:42 | John | 25 | 0 | N | Y
FABRICATED METALS | SB-40 | Y | FABRICATED METALS , SB-40 |  |  | 68.87 | 2001-12-11 08:42 | John | 25 | 0 | N | Y
FABRICATED METALS | SB-40 | Y | FABRICATED METALS , SB-40 |  |  | 80.69 | 2001-12-11 08:42 | John | 25 | 0 | N | Y
FABRICATED METALS | SB-40 | Y | FABRICATED METALS , SB-40 |  |  | 86.15 | 2001-12-11 08:42 | John | 25 | 0 | N | Y
FABRICATED METALS | SB-40 | Y | FABRICATED METALS , SB-40 |  |  | 87.06 | 2001-12-11 08:42 | John | 25 | 0 | N | Y
FABRICATED METALS | SB-40 | Y | FABRICATED METALS , SB-40 |  |  | 91 | 2001-12-11 08:42 | John | 25 | 0 | N | Y
FABRICATED METALS | SB-40 | Y | FABRICATED METALS , SB-40 |  |  | 96.72 | 2001-12-11 08:42 | John | 25 | 0 | N | Y
FABRICATED METALS | SB-40 | Y | FABRICATED METALS , SB-40 |  |  | 97.73 | 2001-12-11 08:42 | John | 25 | 0 | N | Y
FABRICATED METALS | SB-40 | Y | FABRICATED METALS , SB-40 |  |  | 98.28 | 2001-12-11 08:42 | John | 25 | 0 | N | Y
FABRICATED METALS | SB-40 | Y | FABRICATED METALS , SB-40 |  |  | 101.22 | 2001-12-11 08:42 | John | 25 | 0 | N | Y
FABRICATED METALS | SB-40 | Y | FABRICATED METALS , SB-40 |  |  | 104.27 | 2001-12-11 08:42 | John | 25 | 0 | N | Y
FABRICATED METALS | SB-40 | Y | FABRICATED METALS , SB-40 |  |  | 108.97 | 2001-12-11 08:42 | John | 25 | 0 | N | Y
FABRICATED METALS | SB-40 | Y | FABRICATED METALS , SB-40 |  |  | 109.87 | 2001-12-11 08:42 | John | 25 | 0 | N | Y
FABRICATED METALS | SB-40 | Y | FABRICATED METALS , SB-40 |  |  | 110.9 | 2001-12-11 08:42 | John | 25 | 0 | N | Y
FABRICATED METALS | SB-40 | Y | FABRICATED METALS , SB-40 |  |  | 111.13 | 2001-12-11 08:42 | John | 25 | 0 | N | Y
FABRICATED METALS | SB-40 | Y | FABRICATED METALS , SB-40 |  |  | 113.1 | 2001-12-11 08:42 | John | 25 | 0 | N | Y
FABRICATED METALS | SB-40 | Y | FABRICATED METALS , SB-40 |  | Storm Stores | 0 | 2022-09-23 09:10 | John |  | 0 | N | Y
FABRICATED METALS | SB-40 | Y | FABRICATED METALS , SB-40 |  |  | 113.2 | 2022-09-23 09:10 | John |  | 0 | N | Y
FABRICATED METALS | SB-40 | Y | FABRICATED METALS , SB-40 |  |  | 113.23 | 2022-09-23 09:10 | John |  | 0 | N | Y
FABRICATED METALS | SB-40 | Y | FABRICATED METALS , SB-40 |  |  | 113.27 | 2022-09-23 09:10 | John |  | 0 | N | Y
HUGHES BROTHERS | B2214.2B | Y | HUGHES BROTHERS , B2214.2B | JEA TRANSMISSION | CSC Stores | 39.58 | 2001-12-11 08:42 | John | 25 | 0 | N | Y
HUGHES BROTHERS | B2214.2B | Y | HUGHES BROTHERS , B2214.2B |  |  | 41.19 | 2001-12-11 08:42 | John | 25 | 0 | N | Y
HUGHES BROTHERS | B2214.2B | Y | HUGHES BROTHERS , B2214.2B |  |  | 41.62 | 2001-12-11 08:42 | John | 25 | 0 | N | Y
HUGHES BROTHERS | B2214.2B | Y | HUGHES BROTHERS , B2214.2B |  |  | 41.98 | 2001-12-11 08:42 | John | 25 | 0 | N | Y
HUGHES BROTHERS | B2214.2B | Y | HUGHES BROTHERS , B2214.2B |  |  | 43 | 2001-12-11 08:42 | John | 25 | 0 | N | Y
HUGHES BROTHERS | B2214.2B | Y | HUGHES BROTHERS , B2214.2B |  |  | 64.47 | 2001-12-11 08:42 | John | 25 | 0 | N | Y
HUGHES BROTHERS | B2214.2B | Y | HUGHES BROTHERS , B2214.2B |  |  | 68.87 | 2001-12-11 08:42 | John | 25 | 0 | N | Y
HUGHES BROTHERS | B2214.2B | Y | HUGHES BROTHERS , B2214.2B |  |  | 80.69 | 2001-12-11 08:42 | John | 25 | 0 | N | Y
HUGHES BROTHERS | B2214.2B | Y | HUGHES BROTHERS , B2214.2B |  |  | 86.15 | 2001-12-11 08:42 | John | 25 | 0 | N | Y
HUGHES BROTHERS | B2214.2B | Y | HUGHES BROTHERS , B2214.2B |  |  | 87.06 | 2001-12-11 08:42 | John | 25 | 0 | N | Y
HUGHES BROTHERS | B2214.2B | Y | HUGHES BROTHERS , B2214.2B |  |  | 91 | 2001-12-11 08:42 | John | 25 | 0 | N | Y
HUGHES BROTHERS | B2214.2B | Y | HUGHES BROTHERS , B2214.2B |  |  | 96.72 | 2001-12-11 08:42 | John | 25 | 0 | N | Y
HUGHES BROTHERS | B2214.2B | Y | HUGHES BROTHERS , B2214.2B |  |  | 97.73 | 2001-12-11 08:42 | John | 25 | 0 | N | Y
HUGHES BROTHERS | B2214.2B | Y | HUGHES BROTHERS , B2214.2B |  |  | 98.28 | 2001-12-11 08:42 | John | 25 | 0 | N | Y
HUGHES BROTHERS | B2214.2B | Y | HUGHES BROTHERS , B2214.2B |  |  | 101.22 | 2001-12-11 08:42 | John | 25 | 0 | N | Y
HUGHES BROTHERS | B2214.2B | Y | HUGHES BROTHERS , B2214.2B |  |  | 104.27 | 2001-12-11 08:42 | John | 25 | 0 | N | Y
HUGHES BROTHERS | B2214.2B | Y | HUGHES BROTHERS , B2214.2B |  |  | 108.97 | 2001-12-11 08:42 | John | 25 | 0 | N | Y
HUGHES BROTHERS | B2214.2B | Y | HUGHES BROTHERS , B2214.2B |  |  | 109.87 | 2001-12-11 08:42 | John | 25 | 0 | N | Y
HUGHES BROTHERS | B2214.2B | Y | HUGHES BROTHERS , B2214.2B |  |  | 110.9 | 2001-12-11 08:42 | John | 25 | 0 | N | Y
HUGHES BROTHERS | B2214.2B | Y | HUGHES BROTHERS , B2214.2B |  |  | 111.13 | 2001-12-11 08:42 | John | 25 | 0 | N | Y
HUGHES BROTHERS | B2214.2B | Y | HUGHES BROTHERS , B2214.2B |  |  | 113.1 | 2001-12-11 08:42 | John | 25 | 0 | N | Y
HUGHES BROTHERS | B2214.2B | Y | HUGHES BROTHERS , B2214.2B |  | Storm Stores | 0 | 2022-09-23 09:10 | John |  | 0 | N | Y
HUGHES BROTHERS | B2214.2B | Y | HUGHES BROTHERS , B2214.2B |  |  | 113.2 | 2022-09-23 09:10 | John |  | 0 | N | Y
HUGHES BROTHERS | B2214.2B | Y | HUGHES BROTHERS , B2214.2B |  |  | 113.23 | 2022-09-23 09:10 | John |  | 0 | N | Y
HUGHES BROTHERS | B2214.2B | Y | HUGHES BROTHERS , B2214.2B |  |  | 113.27 | 2022-09-23 09:10 | John |  | 0 | N | Y
JOSLYN HI-VOLTAGE CORP. | J26366 | Y | JOSLYN HI-VOLTAGE CORP. , J26366 | JEA TRANSMISSION | CSC Stores | 39.58 | 2001-12-11 08:42 | John | 25 | 0 | N | Y
JOSLYN HI-VOLTAGE CORP. | J26366 | Y | JOSLYN HI-VOLTAGE CORP. , J26366 |  |  | 41.19 | 2001-12-11 08:42 | John | 25 | 0 | N | Y
JOSLYN HI-VOLTAGE CORP. | J26366 | Y | JOSLYN HI-VOLTAGE CORP. , J26366 |  |  | 41.62 | 2001-12-11 08:42 | John | 25 | 0 | N | Y
JOSLYN HI-VOLTAGE CORP. | J26366 | Y | JOSLYN HI-VOLTAGE CORP. , J26366 |  |  | 41.98 | 2001-12-11 08:42 | John | 25 | 0 | N | Y
JOSLYN HI-VOLTAGE CORP. | J26366 | Y | JOSLYN HI-VOLTAGE CORP. , J26366 |  |  | 43 | 2001-12-11 08:42 | John | 25 | 0 | N | Y
JOSLYN HI-VOLTAGE CORP. | J26366 | Y | JOSLYN HI-VOLTAGE CORP. , J26366 |  |  | 64.47 | 2001-12-11 08:42 | John | 25 | 0 | N | Y
JOSLYN HI-VOLTAGE CORP. | J26366 | Y | JOSLYN HI-VOLTAGE CORP. , J26366 |  |  | 68.87 | 2001-12-11 08:42 | John | 25 | 0 | N | Y
JOSLYN HI-VOLTAGE CORP. | J26366 | Y | JOSLYN HI-VOLTAGE CORP. , J26366 |  |  | 80.69 | 2001-12-11 08:42 | John | 25 | 0 | N | Y
JOSLYN HI-VOLTAGE CORP. | J26366 | Y | JOSLYN HI-VOLTAGE CORP. , J26366 |  |  | 86.15 | 2001-12-11 08:42 | John | 25 | 0 | N | Y
JOSLYN HI-VOLTAGE CORP. | J26366 | Y | JOSLYN HI-VOLTAGE CORP. , J26366 |  |  | 87.06 | 2001-12-11 08:42 | John | 25 | 0 | N | Y
JOSLYN HI-VOLTAGE CORP. | J26366 | Y | JOSLYN HI-VOLTAGE CORP. , J26366 |  |  | 91 | 2001-12-11 08:42 | John | 25 | 0 | N | Y
JOSLYN HI-VOLTAGE CORP. | J26366 | Y | JOSLYN HI-VOLTAGE CORP. , J26366 |  |  | 96.72 | 2001-12-11 08:42 | John | 25 | 0 | N | Y
JOSLYN HI-VOLTAGE CORP. | J26366 | Y | JOSLYN HI-VOLTAGE CORP. , J26366 |  |  | 97.73 | 2001-12-11 08:42 | John | 25 | 0 | N | Y
JOSLYN HI-VOLTAGE CORP. | J26366 | Y | JOSLYN HI-VOLTAGE CORP. , J26366 |  |  | 98.28 | 2001-12-11 08:42 | John | 25 | 0 | N | Y
JOSLYN HI-VOLTAGE CORP. | J26366 | Y | JOSLYN HI-VOLTAGE CORP. , J26366 |  |  | 101.22 | 2001-12-11 08:42 | John | 25 | 0 | N | Y
JOSLYN HI-VOLTAGE CORP. | J26366 | Y | JOSLYN HI-VOLTAGE CORP. , J26366 |  |  | 104.27 | 2001-12-11 08:42 | John | 25 | 0 | N | Y
JOSLYN HI-VOLTAGE CORP. | J26366 | Y | JOSLYN HI-VOLTAGE CORP. , J26366 |  |  | 108.97 | 2001-12-11 08:42 | John | 25 | 0 | N | Y
JOSLYN HI-VOLTAGE CORP. | J26366 | Y | JOSLYN HI-VOLTAGE CORP. , J26366 |  |  | 109.87 | 2001-12-11 08:42 | John | 25 | 0 | N | Y
JOSLYN HI-VOLTAGE CORP. | J26366 | Y | JOSLYN HI-VOLTAGE CORP. , J26366 |  |  | 110.9 | 2001-12-11 08:42 | John | 25 | 0 | N | Y
JOSLYN HI-VOLTAGE CORP. | J26366 | Y | JOSLYN HI-VOLTAGE CORP. , J26366 |  |  | 111.13 | 2001-12-11 08:42 | John | 25 | 0 | N | Y
JOSLYN HI-VOLTAGE CORP. | J26366 | Y | JOSLYN HI-VOLTAGE CORP. , J26366 |  |  | 113.1 | 2001-12-11 08:42 | John | 25 | 0 | N | Y
JOSLYN HI-VOLTAGE CORP. | J26366 | Y | JOSLYN HI-VOLTAGE CORP. , J26366 |  | Storm Stores | 0 | 2022-09-23 09:10 | John |  | 0 | N | Y
JOSLYN HI-VOLTAGE CORP. | J26366 | Y | JOSLYN HI-VOLTAGE CORP. , J26366 |  |  | 113.2 | 2022-09-23 09:10 | John |  | 0 | N | Y
JOSLYN HI-VOLTAGE CORP. | J26366 | Y | JOSLYN HI-VOLTAGE CORP. , J26366 |  |  | 113.23 | 2022-09-23 09:10 | John |  | 0 | N | Y
JOSLYN HI-VOLTAGE CORP. | J26366 | Y | JOSLYN HI-VOLTAGE CORP. , J26366 |  |  | 113.27 | 2022-09-23 09:10 | John |  | 0 | N | Y
UNITED UTILITY PRODUCTS | UUP-221 | Y | UNITED UTILITY PRODUCTS , UUP-221 | JEA TRANSMISSION | CSC Stores | 39.58 | 2001-12-11 08:42 | John | 25 | 0 | N | Y
UNITED UTILITY PRODUCTS | UUP-221 | Y | UNITED UTILITY PRODUCTS , UUP-221 |  |  | 41.19 | 2001-12-11 08:42 | John | 25 | 0 | N | Y
UNITED UTILITY PRODUCTS | UUP-221 | Y | UNITED UTILITY PRODUCTS , UUP-221 |  |  | 41.62 | 2001-12-11 08:42 | John | 25 | 0 | N | Y
UNITED UTILITY PRODUCTS | UUP-221 | Y | UNITED UTILITY PRODUCTS , UUP-221 |  |  | 41.98 | 2001-12-11 08:42 | John | 25 | 0 | N | Y
UNITED UTILITY PRODUCTS | UUP-221 | Y | UNITED UTILITY PRODUCTS , UUP-221 |  |  | 43 | 2001-12-11 08:42 | John | 25 | 0 | N | Y
UNITED UTILITY PRODUCTS | UUP-221 | Y | UNITED UTILITY PRODUCTS , UUP-221 |  |  | 64.47 | 2001-12-11 08:42 | John | 25 | 0 | N | Y
UNITED UTILITY PRODUCTS | UUP-221 | Y | UNITED UTILITY PRODUCTS , UUP-221 |  |  | 68.87 | 2001-12-11 08:42 | John | 25 | 0 | N | Y
UNITED UTILITY PRODUCTS | UUP-221 | Y | UNITED UTILITY PRODUCTS , UUP-221 |  |  | 80.69 | 2001-12-11 08:42 | John | 25 | 0 | N | Y
UNITED UTILITY PRODUCTS | UUP-221 | Y | UNITED UTILITY PRODUCTS , UUP-221 |  |  | 86.15 | 2001-12-11 08:42 | John | 25 | 0 | N | Y
UNITED UTILITY PRODUCTS | UUP-221 | Y | UNITED UTILITY PRODUCTS , UUP-221 |  |  | 87.06 | 2001-12-11 08:42 | John | 25 | 0 | N | Y
UNITED UTILITY PRODUCTS | UUP-221 | Y | UNITED UTILITY PRODUCTS , UUP-221 |  |  | 91 | 2001-12-11 08:42 | John | 25 | 0 | N | Y
UNITED UTILITY PRODUCTS | UUP-221 | Y | UNITED UTILITY PRODUCTS , UUP-221 |  |  | 96.72 | 2001-12-11 08:42 | John | 25 | 0 | N | Y
UNITED UTILITY PRODUCTS | UUP-221 | Y | UNITED UTILITY PRODUCTS , UUP-221 |  |  | 97.73 | 2001-12-11 08:42 | John | 25 | 0 | N | Y
UNITED UTILITY PRODUCTS | UUP-221 | Y | UNITED UTILITY PRODUCTS , UUP-221 |  |  | 98.28 | 2001-12-11 08:42 | John | 25 | 0 | N | Y
UNITED UTILITY PRODUCTS | UUP-221 | Y | UNITED UTILITY PRODUCTS , UUP-221 |  |  | 101.22 | 2001-12-11 08:42 | John | 25 | 0 | N | Y
UNITED UTILITY PRODUCTS | UUP-221 | Y | UNITED UTILITY PRODUCTS , UUP-221 |  |  | 104.27 | 2001-12-11 08:42 | John | 25 | 0 | N | Y
UNITED UTILITY PRODUCTS | UUP-221 | Y | UNITED UTILITY PRODUCTS , UUP-221 |  |  | 108.97 | 2001-12-11 08:42 | John | 25 | 0 | N | Y
UNITED UTILITY PRODUCTS | UUP-221 | Y | UNITED UTILITY PRODUCTS , UUP-221 |  |  | 109.87 | 2001-12-11 08:42 | John | 25 | 0 | N | Y
UNITED UTILITY PRODUCTS | UUP-221 | Y | UNITED UTILITY PRODUCTS , UUP-221 |  |  | 110.9 | 2001-12-11 08:42 | John | 25 | 0 | N | Y
UNITED UTILITY PRODUCTS | UUP-221 | Y | UNITED UTILITY PRODUCTS , UUP-221 |  |  | 111.13 | 2001-12-11 08:42 | John | 25 | 0 | N | Y
UNITED UTILITY PRODUCTS | UUP-221 | Y | UNITED UTILITY PRODUCTS , UUP-221 |  |  | 113.1 | 2001-12-11 08:42 | John | 25 | 0 | N | Y
UNITED UTILITY PRODUCTS | UUP-221 | Y | UNITED UTILITY PRODUCTS , UUP-221 |  | Storm Stores | 0 | 2022-09-23 09:10 | John |  | 0 | N | Y
UNITED UTILITY PRODUCTS | UUP-221 | Y | UNITED UTILITY PRODUCTS , UUP-221 |  |  | 113.2 | 2022-09-23 09:10 | John |  | 0 | N | Y
UNITED UTILITY PRODUCTS | UUP-221 | Y | UNITED UTILITY PRODUCTS , UUP-221 |  |  | 113.23 | 2022-09-23 09:10 | John |  | 0 | N | Y
UNITED UTILITY PRODUCTS | UUP-221 | Y | UNITED UTILITY PRODUCTS , UUP-221 |  |  | 113.27 | 2022-09-23 09:10 | John |  | 0 | N | Y
UNIVERSAL ELECTRIC | B-1098 | Y | UNIVERSAL ELECTRIC , B-1098 | JEA TRANSMISSION | CSC Stores | 39.58 | 2001-12-11 08:42 | John | 25 | 0 | N | Y
UNIVERSAL ELECTRIC | B-1098 | Y | UNIVERSAL ELECTRIC , B-1098 |  |  | 41.19 | 2001-12-11 08:42 | John | 25 | 0 | N | Y
UNIVERSAL ELECTRIC | B-1098 | Y | UNIVERSAL ELECTRIC , B-1098 |  |  | 41.62 | 2001-12-11 08:42 | John | 25 | 0 | N | Y
UNIVERSAL ELECTRIC | B-1098 | Y | UNIVERSAL ELECTRIC , B-1098 |  |  | 41.98 | 2001-12-11 08:42 | John | 25 | 0 | N | Y
UNIVERSAL ELECTRIC | B-1098 | Y | UNIVERSAL ELECTRIC , B-1098 |  |  | 43 | 2001-12-11 08:42 | John | 25 | 0 | N | Y
UNIVERSAL ELECTRIC | B-1098 | Y | UNIVERSAL ELECTRIC , B-1098 |  |  | 64.47 | 2001-12-11 08:42 | John | 25 | 0 | N | Y
UNIVERSAL ELECTRIC | B-1098 | Y | UNIVERSAL ELECTRIC , B-1098 |  |  | 68.87 | 2001-12-11 08:42 | John | 25 | 0 | N | Y
UNIVERSAL ELECTRIC | B-1098 | Y | UNIVERSAL ELECTRIC , B-1098 |  |  | 80.69 | 2001-12-11 08:42 | John | 25 | 0 | N | Y
UNIVERSAL ELECTRIC | B-1098 | Y | UNIVERSAL ELECTRIC , B-1098 |  |  | 86.15 | 2001-12-11 08:42 | John | 25 | 0 | N | Y
UNIVERSAL ELECTRIC | B-1098 | Y | UNIVERSAL ELECTRIC , B-1098 |  |  | 87.06 | 2001-12-11 08:42 | John | 25 | 0 | N | Y
UNIVERSAL ELECTRIC | B-1098 | Y | UNIVERSAL ELECTRIC , B-1098 |  |  | 91 | 2001-12-11 08:42 | John | 25 | 0 | N | Y
UNIVERSAL ELECTRIC | B-1098 | Y | UNIVERSAL ELECTRIC , B-1098 |  |  | 96.72 | 2001-12-11 08:42 | John | 25 | 0 | N | Y
UNIVERSAL ELECTRIC | B-1098 | Y | UNIVERSAL ELECTRIC , B-1098 |  |  | 97.73 | 2001-12-11 08:42 | John | 25 | 0 | N | Y
UNIVERSAL ELECTRIC | B-1098 | Y | UNIVERSAL ELECTRIC , B-1098 |  |  | 98.28 | 2001-12-11 08:42 | John | 25 | 0 | N | Y
UNIVERSAL ELECTRIC | B-1098 | Y | UNIVERSAL ELECTRIC , B-1098 |  |  | 101.22 | 2001-12-11 08:42 | John | 25 | 0 | N | Y
UNIVERSAL ELECTRIC | B-1098 | Y | UNIVERSAL ELECTRIC , B-1098 |  |  | 104.27 | 2001-12-11 08:42 | John | 25 | 0 | N | Y
UNIVERSAL ELECTRIC | B-1098 | Y | UNIVERSAL ELECTRIC , B-1098 |  |  | 108.97 | 2001-12-11 08:42 | John | 25 | 0 | N | Y
UNIVERSAL ELECTRIC | B-1098 | Y | UNIVERSAL ELECTRIC , B-1098 |  |  | 109.87 | 2001-12-11 08:42 | John | 25 | 0 | N | Y
UNIVERSAL ELECTRIC | B-1098 | Y | UNIVERSAL ELECTRIC , B-1098 |  |  | 110.9 | 2001-12-11 08:42 | John | 25 | 0 | N | Y
UNIVERSAL ELECTRIC | B-1098 | Y | UNIVERSAL ELECTRIC , B-1098 |  |  | 111.13 | 2001-12-11 08:42 | John | 25 | 0 | N | Y
UNIVERSAL ELECTRIC | B-1098 | Y | UNIVERSAL ELECTRIC , B-1098 |  |  | 113.1 | 2001-12-11 08:42 | John | 25 | 0 | N | Y
UNIVERSAL ELECTRIC | B-1098 | Y | UNIVERSAL ELECTRIC , B-1098 |  | Storm Stores | 0 | 2022-09-23 09:10 | John |  | 0 | N | Y
UNIVERSAL ELECTRIC | B-1098 | Y | UNIVERSAL ELECTRIC , B-1098 |  |  | 113.2 | 2022-09-23 09:10 | John |  | 0 | N | Y
UNIVERSAL ELECTRIC | B-1098 | Y | UNIVERSAL ELECTRIC , B-1098 |  |  | 113.23 | 2022-09-23 09:10 | John |  | 0 | N | Y
UNIVERSAL ELECTRIC | B-1098 | Y | UNIVERSAL ELECTRIC , B-1098 |  |  | 113.27 | 2022-09-23 09:10 | John |  | 0 | N | Y
ADVANCED STEEL FABRICATION | ASF-D01 | Y | ADVANCED STEEL FABRICATION , ASF-D01 | JEA OVERHEAD DISTRIBUTION | CSC Stores | 15 | 2001-12-11 08:42 | Anjanece | 100 | 200 | N | N
ADVANCED STEEL FABRICATION | ASF-D01 | Y | ADVANCED STEEL FABRICATION , ASF-D01 |  |  | 15.86 | 2001-12-11 08:42 | Anjanece | 100 | 200 | N | N
ADVANCED STEEL FABRICATION | ASF-D01 | Y | ADVANCED STEEL FABRICATION , ASF-D01 |  |  | 16.19 | 2001-12-11 08:42 | Anjanece | 100 | 200 | N | N
ADVANCED STEEL FABRICATION | ASF-D01 | Y | ADVANCED STEEL FABRICATION , ASF-D01 |  |  | 17.03 | 2001-12-11 08:42 | Anjanece | 100 | 200 | N | N
ADVANCED STEEL FABRICATION | ASF-D01 | Y | ADVANCED STEEL FABRICATION , ASF-D01 |  |  | 17.19 | 2001-12-11 08:42 | Anjanece | 100 | 200 | N | N
ADVANCED STEEL FABRICATION | ASF-D01 | Y | ADVANCED STEEL FABRICATION , ASF-D01 |  |  | 17.23 | 2001-12-11 08:42 | Anjanece | 100 | 200 | N | N
ADVANCED STEEL FABRICATION | ASF-D01 | Y | ADVANCED STEEL FABRICATION , ASF-D01 |  |  | 17.26 | 2001-12-11 08:42 | Anjanece | 100 | 200 | N | N
ADVANCED STEEL FABRICATION | ASF-D01 | Y | ADVANCED STEEL FABRICATION , ASF-D01 |  |  | 17.58 | 2001-12-11 08:42 | Anjanece | 100 | 200 | N | N
ADVANCED STEEL FABRICATION | ASF-D01 | Y | ADVANCED STEEL FABRICATION , ASF-D01 |  |  | 17.68 | 2001-12-11 08:42 | Anjanece | 100 | 200 | N | N
ADVANCED STEEL FABRICATION | ASF-D01 | Y | ADVANCED STEEL FABRICATION , ASF-D01 |  |  | 17.69 | 2001-12-11 08:42 | Anjanece | 100 | 200 | N | N
ADVANCED STEEL FABRICATION | ASF-D01 | Y | ADVANCED STEEL FABRICATION , ASF-D01 |  |  | 17.98 | 2001-12-11 08:42 | Anjanece | 100 | 200 | N | N
ADVANCED STEEL FABRICATION | ASF-D01 | Y | ADVANCED STEEL FABRICATION , ASF-D01 |  |  | 18.14 | 2001-12-11 08:42 | Anjanece | 100 | 200 | N | N
ADVANCED STEEL FABRICATION | ASF-D01 | Y | ADVANCED STEEL FABRICATION , ASF-D01 |  |  | 18.23 | 2001-12-11 08:42 | Anjanece | 100 | 200 | N | N
ADVANCED STEEL FABRICATION | ASF-D01 | Y | ADVANCED STEEL FABRICATION , ASF-D01 |  |  | 18.58 | 2001-12-11 08:42 | Anjanece | 100 | 200 | N | N
ADVANCED STEEL FABRICATION | ASF-D01 | Y | ADVANCED STEEL FABRICATION , ASF-D01 |  |  | 18.71 | 2001-12-11 08:42 | Anjanece | 100 | 200 | N | N
ADVANCED STEEL FABRICATION | ASF-D01 | Y | ADVANCED STEEL FABRICATION , ASF-D01 |  |  | 19.31 | 2001-12-11 08:42 | Anjanece | 100 | 200 | N | N
ADVANCED STEEL FABRICATION | ASF-D01 | Y | ADVANCED STEEL FABRICATION , ASF-D01 |  |  | 20 | 2001-12-11 08:42 | Anjanece | 100 | 200 | N | N
ADVANCED STEEL FABRICATION | ASF-D01 | Y | ADVANCED STEEL FABRICATION , ASF-D01 |  |  | 21.8 | 2001-12-11 08:42 | Anjanece | 100 | 200 | N | N
ADVANCED STEEL FABRICATION | ASF-D01 | Y | ADVANCED STEEL FABRICATION , ASF-D01 |  |  | 23.75 | 2001-12-11 08:42 | Anjanece | 100 | 200 | N | N
ADVANCED STEEL FABRICATION | ASF-D01 | Y | ADVANCED STEEL FABRICATION , ASF-D01 |  |  | 23.97 | 2001-12-11 08:42 | Anjanece | 100 | 200 | N | N
ADVANCED STEEL FABRICATION | ASF-D01 | Y | ADVANCED STEEL FABRICATION , ASF-D01 |  |  | 26.39 | 2001-12-11 08:42 | Anjanece | 100 | 200 | N | N
ADVANCED STEEL FABRICATION | ASF-D01 | Y | ADVANCED STEEL FABRICATION , ASF-D01 |  |  | 26.85 | 2001-12-11 08:42 | Anjanece | 100 | 200 | N | N
ADVANCED STEEL FABRICATION | ASF-D01 | Y | ADVANCED STEEL FABRICATION , ASF-D01 |  |  | 28.61 | 2001-12-11 08:42 | Anjanece | 100 | 200 | N | N
ADVANCED STEEL FABRICATION | ASF-D01 | Y | ADVANCED STEEL FABRICATION , ASF-D01 |  |  | 31.98 | 2001-12-11 08:42 | Anjanece | 100 | 200 | N | N
ADVANCED STEEL FABRICATION | ASF-D01 | Y | ADVANCED STEEL FABRICATION , ASF-D01 |  |  | 32.85 | 2001-12-11 08:42 | Anjanece | 100 | 200 | N | N
ADVANCED STEEL FABRICATION | ASF-D01 | Y | ADVANCED STEEL FABRICATION , ASF-D01 |  |  | 33.76 | 2001-12-11 08:42 | Anjanece | 100 | 200 | N | N
ADVANCED STEEL FABRICATION | ASF-D01 | Y | ADVANCED STEEL FABRICATION , ASF-D01 |  |  | 35.06 | 2001-12-11 08:42 | Anjanece | 100 | 200 | N | N
ADVANCED STEEL FABRICATION | ASF-D01 | Y | ADVANCED STEEL FABRICATION , ASF-D01 |  |  | 36.34 | 2001-12-11 08:42 | Anjanece | 100 | 200 | N | N
ADVANCED STEEL FABRICATION | ASF-D01 | Y | ADVANCED STEEL FABRICATION , ASF-D01 |  |  | 37.87 | 2001-12-11 08:42 | Anjanece | 100 | 200 | N | N
ADVANCED STEEL FABRICATION | ASF-D01 | Y | ADVANCED STEEL FABRICATION , ASF-D01 |  |  | 38.98 | 2001-12-11 08:42 | Anjanece | 100 | 200 | N | N
ADVANCED STEEL FABRICATION | ASF-D01 | Y | ADVANCED STEEL FABRICATION , ASF-D01 |  |  | 39.64 | 2001-12-11 08:42 | Anjanece | 100 | 200 | N | N
ADVANCED STEEL FABRICATION | ASF-D01 | Y | ADVANCED STEEL FABRICATION , ASF-D01 |  |  | 40.18 | 2001-12-11 08:42 | Anjanece | 100 | 200 | N | N
ADVANCED STEEL FABRICATION | ASF-D01 | Y | ADVANCED STEEL FABRICATION , ASF-D01 |  |  | 40.38 | 2001-12-11 08:42 | Anjanece | 100 | 200 | N | N
ADVANCED STEEL FABRICATION | ASF-D01 | Y | ADVANCED STEEL FABRICATION , ASF-D01 |  |  | 40.56 | 2001-12-11 08:42 | Anjanece | 100 | 200 | N | N
ADVANCED STEEL FABRICATION | ASF-D01 | Y | ADVANCED STEEL FABRICATION , ASF-D01 |  | Storm Stores | 0 | 2018-04-16 10:03 | Anjanece |  | 200 | N | N
ADVANCED STEEL FABRICATION | ASF-D01 | Y | ADVANCED STEEL FABRICATION , ASF-D01 |  |  | 15.6 | 2018-04-16 10:03 | Anjanece |  | 200 | N | N
ADVANCED STEEL FABRICATION | ASF-D01 | Y | ADVANCED STEEL FABRICATION , ASF-D01 |  |  | 17.79 | 2018-04-16 10:03 | Anjanece |  | 200 | N | N
ADVANCED STEEL FABRICATION | ASF-D01 | Y | ADVANCED STEEL FABRICATION , ASF-D01 |  |  | 22.77 | 2018-04-16 10:03 | Anjanece |  | 200 | N | N
ADVANCED STEEL FABRICATION | ASF-D01 | Y | ADVANCED STEEL FABRICATION , ASF-D01 |  |  | 23.1 | 2018-04-16 10:03 | Anjanece |  | 200 | N | N
ADVANCED STEEL FABRICATION | ASF-D01 | Y | ADVANCED STEEL FABRICATION , ASF-D01 |  |  | 31.77 | 2018-04-16 10:03 | Anjanece |  | 200 | N | N
ADVANCED STEEL FABRICATION | ASF-D01 | Y | ADVANCED STEEL FABRICATION , ASF-D01 |  |  | 33.16 | 2018-04-16 10:03 | Anjanece |  | 200 | N | N
ATLAS POWER PRODUCTS | APP-20 | Y | ATLAS POWER PRODUCTS , APP-20 | JEA OVERHEAD DISTRIBUTION | CSC Stores | 15 | 2001-12-11 08:42 | Anjanece | 100 | 200 | N | N
ATLAS POWER PRODUCTS | APP-20 | Y | ATLAS POWER PRODUCTS , APP-20 |  |  | 15.86 | 2001-12-11 08:42 | Anjanece | 100 | 200 | N | N
ATLAS POWER PRODUCTS | APP-20 | Y | ATLAS POWER PRODUCTS , APP-20 |  |  | 16.19 | 2001-12-11 08:42 | Anjanece | 100 | 200 | N | N
ATLAS POWER PRODUCTS | APP-20 | Y | ATLAS POWER PRODUCTS , APP-20 |  |  | 17.03 | 2001-12-11 08:42 | Anjanece | 100 | 200 | N | N
ATLAS POWER PRODUCTS | APP-20 | Y | ATLAS POWER PRODUCTS , APP-20 |  |  | 17.19 | 2001-12-11 08:42 | Anjanece | 100 | 200 | N | N
ATLAS POWER PRODUCTS | APP-20 | Y | ATLAS POWER PRODUCTS , APP-20 |  |  | 17.23 | 2001-12-11 08:42 | Anjanece | 100 | 200 | N | N
ATLAS POWER PRODUCTS | APP-20 | Y | ATLAS POWER PRODUCTS , APP-20 |  |  | 17.26 | 2001-12-11 08:42 | Anjanece | 100 | 200 | N | N
ATLAS POWER PRODUCTS | APP-20 | Y | ATLAS POWER PRODUCTS , APP-20 |  |  | 17.58 | 2001-12-11 08:42 | Anjanece | 100 | 200 | N | N
ATLAS POWER PRODUCTS | APP-20 | Y | ATLAS POWER PRODUCTS , APP-20 |  |  | 17.68 | 2001-12-11 08:42 | Anjanece | 100 | 200 | N | N
ATLAS POWER PRODUCTS | APP-20 | Y | ATLAS POWER PRODUCTS , APP-20 |  |  | 17.69 | 2001-12-11 08:42 | Anjanece | 100 | 200 | N | N
ATLAS POWER PRODUCTS | APP-20 | Y | ATLAS POWER PRODUCTS , APP-20 |  |  | 17.98 | 2001-12-11 08:42 | Anjanece | 100 | 200 | N | N
ATLAS POWER PRODUCTS | APP-20 | Y | ATLAS POWER PRODUCTS , APP-20 |  |  | 18.14 | 2001-12-11 08:42 | Anjanece | 100 | 200 | N | N
ATLAS POWER PRODUCTS | APP-20 | Y | ATLAS POWER PRODUCTS , APP-20 |  |  | 18.23 | 2001-12-11 08:42 | Anjanece | 100 | 200 | N | N
ATLAS POWER PRODUCTS | APP-20 | Y | ATLAS POWER PRODUCTS , APP-20 |  |  | 18.58 | 2001-12-11 08:42 | Anjanece | 100 | 200 | N | N
ATLAS POWER PRODUCTS | APP-20 | Y | ATLAS POWER PRODUCTS , APP-20 |  |  | 18.71 | 2001-12-11 08:42 | Anjanece | 100 | 200 | N | N
ATLAS POWER PRODUCTS | APP-20 | Y | ATLAS POWER PRODUCTS , APP-20 |  |  | 19.31 | 2001-12-11 08:42 | Anjanece | 100 | 200 | N | N
ATLAS POWER PRODUCTS | APP-20 | Y | ATLAS POWER PRODUCTS , APP-20 |  |  | 20 | 2001-12-11 08:42 | Anjanece | 100 | 200 | N | N
ATLAS POWER PRODUCTS | APP-20 | Y | ATLAS POWER PRODUCTS , APP-20 |  |  | 21.8 | 2001-12-11 08:42 | Anjanece | 100 | 200 | N | N
ATLAS POWER PRODUCTS | APP-20 | Y | ATLAS POWER PRODUCTS , APP-20 |  |  | 23.75 | 2001-12-11 08:42 | Anjanece | 100 | 200 | N | N
ATLAS POWER PRODUCTS | APP-20 | Y | ATLAS POWER PRODUCTS , APP-20 |  |  | 23.97 | 2001-12-11 08:42 | Anjanece | 100 | 200 | N | N
ATLAS POWER PRODUCTS | APP-20 | Y | ATLAS POWER PRODUCTS , APP-20 |  |  | 26.39 | 2001-12-11 08:42 | Anjanece | 100 | 200 | N | N
ATLAS POWER PRODUCTS | APP-20 | Y | ATLAS POWER PRODUCTS , APP-20 |  |  | 26.85 | 2001-12-11 08:42 | Anjanece | 100 | 200 | N | N
ATLAS POWER PRODUCTS | APP-20 | Y | ATLAS POWER PRODUCTS , APP-20 |  |  | 28.61 | 2001-12-11 08:42 | Anjanece | 100 | 200 | N | N
ATLAS POWER PRODUCTS | APP-20 | Y | ATLAS POWER PRODUCTS , APP-20 |  |  | 31.98 | 2001-12-11 08:42 | Anjanece | 100 | 200 | N | N
ATLAS POWER PRODUCTS | APP-20 | Y | ATLAS POWER PRODUCTS , APP-20 |  |  | 32.85 | 2001-12-11 08:42 | Anjanece | 100 | 200 | N | N
ATLAS POWER PRODUCTS | APP-20 | Y | ATLAS POWER PRODUCTS , APP-20 |  |  | 33.76 | 2001-12-11 08:42 | Anjanece | 100 | 200 | N | N
ATLAS POWER PRODUCTS | APP-20 | Y | ATLAS POWER PRODUCTS , APP-20 |  |  | 35.06 | 2001-12-11 08:42 | Anjanece | 100 | 200 | N | N
ATLAS POWER PRODUCTS | APP-20 | Y | ATLAS POWER PRODUCTS , APP-20 |  |  | 36.34 | 2001-12-11 08:42 | Anjanece | 100 | 200 | N | N
ATLAS POWER PRODUCTS | APP-20 | Y | ATLAS POWER PRODUCTS , APP-20 |  |  | 37.87 | 2001-12-11 08:42 | Anjanece | 100 | 200 | N | N
ATLAS POWER PRODUCTS | APP-20 | Y | ATLAS POWER PRODUCTS , APP-20 |  |  | 38.98 | 2001-12-11 08:42 | Anjanece | 100 | 200 | N | N
ATLAS POWER PRODUCTS | APP-20 | Y | ATLAS POWER PRODUCTS , APP-20 |  |  | 39.64 | 2001-12-11 08:42 | Anjanece | 100 | 200 | N | N
ATLAS POWER PRODUCTS | APP-20 | Y | ATLAS POWER PRODUCTS , APP-20 |  |  | 40.18 | 2001-12-11 08:42 | Anjanece | 100 | 200 | N | N
ATLAS POWER PRODUCTS | APP-20 | Y | ATLAS POWER PRODUCTS , APP-20 |  |  | 40.38 | 2001-12-11 08:42 | Anjanece | 100 | 200 | N | N
ATLAS POWER PRODUCTS | APP-20 | Y | ATLAS POWER PRODUCTS , APP-20 |  |  | 40.56 | 2001-12-11 08:42 | Anjanece | 100 | 200 | N | N
ATLAS POWER PRODUCTS | APP-20 | Y | ATLAS POWER PRODUCTS , APP-20 |  | Storm Stores | 0 | 2018-04-16 10:03 | Anjanece |  | 200 | N | N
ATLAS POWER PRODUCTS | APP-20 | Y | ATLAS POWER PRODUCTS , APP-20 |  |  | 15.6 | 2018-04-16 10:03 | Anjanece |  | 200 | N | N
ATLAS POWER PRODUCTS | APP-20 | Y | ATLAS POWER PRODUCTS , APP-20 |  |  | 17.79 | 2018-04-16 10:03 | Anjanece |  | 200 | N | N
ATLAS POWER PRODUCTS | APP-20 | Y | ATLAS POWER PRODUCTS , APP-20 |  |  | 22.77 | 2018-04-16 10:03 | Anjanece |  | 200 | N | N
ATLAS POWER PRODUCTS | APP-20 | Y | ATLAS POWER PRODUCTS , APP-20 |  |  | 23.1 | 2018-04-16 10:03 | Anjanece |  | 200 | N | N
ATLAS POWER PRODUCTS | APP-20 | Y | ATLAS POWER PRODUCTS , APP-20 |  |  | 31.77 | 2018-04-16 10:03 | Anjanece |  | 200 | N | N
ATLAS POWER PRODUCTS | APP-20 | Y | ATLAS POWER PRODUCTS , APP-20 |  |  | 33.16 | 2018-04-16 10:03 | Anjanece |  | 200 | N | N
CONTINENTAL ELECTRIC | SF-SB-40 | Y | CONTINENTAL ELECTRIC , SF-SB-40 | JEA OVERHEAD DISTRIBUTION | CSC Stores | 15 | 2001-12-11 08:42 | Anjanece | 100 | 200 | N | N
CONTINENTAL ELECTRIC | SF-SB-40 | Y | CONTINENTAL ELECTRIC , SF-SB-40 |  |  | 15.86 | 2001-12-11 08:42 | Anjanece | 100 | 200 | N | N
CONTINENTAL ELECTRIC | SF-SB-40 | Y | CONTINENTAL ELECTRIC , SF-SB-40 |  |  | 16.19 | 2001-12-11 08:42 | Anjanece | 100 | 200 | N | N
CONTINENTAL ELECTRIC | SF-SB-40 | Y | CONTINENTAL ELECTRIC , SF-SB-40 |  |  | 17.03 | 2001-12-11 08:42 | Anjanece | 100 | 200 | N | N
CONTINENTAL ELECTRIC | SF-SB-40 | Y | CONTINENTAL ELECTRIC , SF-SB-40 |  |  | 17.19 | 2001-12-11 08:42 | Anjanece | 100 | 200 | N | N
CONTINENTAL ELECTRIC | SF-SB-40 | Y | CONTINENTAL ELECTRIC , SF-SB-40 |  |  | 17.23 | 2001-12-11 08:42 | Anjanece | 100 | 200 | N | N
CONTINENTAL ELECTRIC | SF-SB-40 | Y | CONTINENTAL ELECTRIC , SF-SB-40 |  |  | 17.26 | 2001-12-11 08:42 | Anjanece | 100 | 200 | N | N
CONTINENTAL ELECTRIC | SF-SB-40 | Y | CONTINENTAL ELECTRIC , SF-SB-40 |  |  | 17.58 | 2001-12-11 08:42 | Anjanece | 100 | 200 | N | N
CONTINENTAL ELECTRIC | SF-SB-40 | Y | CONTINENTAL ELECTRIC , SF-SB-40 |  |  | 17.68 | 2001-12-11 08:42 | Anjanece | 100 | 200 | N | N
CONTINENTAL ELECTRIC | SF-SB-40 | Y | CONTINENTAL ELECTRIC , SF-SB-40 |  |  | 17.69 | 2001-12-11 08:42 | Anjanece | 100 | 200 | N | N
CONTINENTAL ELECTRIC | SF-SB-40 | Y | CONTINENTAL ELECTRIC , SF-SB-40 |  |  | 17.98 | 2001-12-11 08:42 | Anjanece | 100 | 200 | N | N
CONTINENTAL ELECTRIC | SF-SB-40 | Y | CONTINENTAL ELECTRIC , SF-SB-40 |  |  | 18.14 | 2001-12-11 08:42 | Anjanece | 100 | 200 | N | N
CONTINENTAL ELECTRIC | SF-SB-40 | Y | CONTINENTAL ELECTRIC , SF-SB-40 |  |  | 18.23 | 2001-12-11 08:42 | Anjanece | 100 | 200 | N | N
CONTINENTAL ELECTRIC | SF-SB-40 | Y | CONTINENTAL ELECTRIC , SF-SB-40 |  |  | 18.58 | 2001-12-11 08:42 | Anjanece | 100 | 200 | N | N
CONTINENTAL ELECTRIC | SF-SB-40 | Y | CONTINENTAL ELECTRIC , SF-SB-40 |  |  | 18.71 | 2001-12-11 08:42 | Anjanece | 100 | 200 | N | N
CONTINENTAL ELECTRIC | SF-SB-40 | Y | CONTINENTAL ELECTRIC , SF-SB-40 |  |  | 19.31 | 2001-12-11 08:42 | Anjanece | 100 | 200 | N | N
CONTINENTAL ELECTRIC | SF-SB-40 | Y | CONTINENTAL ELECTRIC , SF-SB-40 |  |  | 20 | 2001-12-11 08:42 | Anjanece | 100 | 200 | N | N
CONTINENTAL ELECTRIC | SF-SB-40 | Y | CONTINENTAL ELECTRIC , SF-SB-40 |  |  | 21.8 | 2001-12-11 08:42 | Anjanece | 100 | 200 | N | N
CONTINENTAL ELECTRIC | SF-SB-40 | Y | CONTINENTAL ELECTRIC , SF-SB-40 |  |  | 23.75 | 2001-12-11 08:42 | Anjanece | 100 | 200 | N | N
CONTINENTAL ELECTRIC | SF-SB-40 | Y | CONTINENTAL ELECTRIC , SF-SB-40 |  |  | 23.97 | 2001-12-11 08:42 | Anjanece | 100 | 200 | N | N
CONTINENTAL ELECTRIC | SF-SB-40 | Y | CONTINENTAL ELECTRIC , SF-SB-40 |  |  | 26.39 | 2001-12-11 08:42 | Anjanece | 100 | 200 | N | N
CONTINENTAL ELECTRIC | SF-SB-40 | Y | CONTINENTAL ELECTRIC , SF-SB-40 |  |  | 26.85 | 2001-12-11 08:42 | Anjanece | 100 | 200 | N | N
CONTINENTAL ELECTRIC | SF-SB-40 | Y | CONTINENTAL ELECTRIC , SF-SB-40 |  |  | 28.61 | 2001-12-11 08:42 | Anjanece | 100 | 200 | N | N
CONTINENTAL ELECTRIC | SF-SB-40 | Y | CONTINENTAL ELECTRIC , SF-SB-40 |  |  | 31.98 | 2001-12-11 08:42 | Anjanece | 100 | 200 | N | N
CONTINENTAL ELECTRIC | SF-SB-40 | Y | CONTINENTAL ELECTRIC , SF-SB-40 |  |  | 32.85 | 2001-12-11 08:42 | Anjanece | 100 | 200 | N | N
CONTINENTAL ELECTRIC | SF-SB-40 | Y | CONTINENTAL ELECTRIC , SF-SB-40 |  |  | 33.76 | 2001-12-11 08:42 | Anjanece | 100 | 200 | N | N
CONTINENTAL ELECTRIC | SF-SB-40 | Y | CONTINENTAL ELECTRIC , SF-SB-40 |  |  | 35.06 | 2001-12-11 08:42 | Anjanece | 100 | 200 | N | N
CONTINENTAL ELECTRIC | SF-SB-40 | Y | CONTINENTAL ELECTRIC , SF-SB-40 |  |  | 36.34 | 2001-12-11 08:42 | Anjanece | 100 | 200 | N | N
CONTINENTAL ELECTRIC | SF-SB-40 | Y | CONTINENTAL ELECTRIC , SF-SB-40 |  |  | 37.87 | 2001-12-11 08:42 | Anjanece | 100 | 200 | N | N
CONTINENTAL ELECTRIC | SF-SB-40 | Y | CONTINENTAL ELECTRIC , SF-SB-40 |  |  | 38.98 | 2001-12-11 08:42 | Anjanece | 100 | 200 | N | N
CONTINENTAL ELECTRIC | SF-SB-40 | Y | CONTINENTAL ELECTRIC , SF-SB-40 |  |  | 39.64 | 2001-12-11 08:42 | Anjanece | 100 | 200 | N | N
CONTINENTAL ELECTRIC | SF-SB-40 | Y | CONTINENTAL ELECTRIC , SF-SB-40 |  |  | 40.18 | 2001-12-11 08:42 | Anjanece | 100 | 200 | N | N
CONTINENTAL ELECTRIC | SF-SB-40 | Y | CONTINENTAL ELECTRIC , SF-SB-40 |  |  | 40.38 | 2001-12-11 08:42 | Anjanece | 100 | 200 | N | N
CONTINENTAL ELECTRIC | SF-SB-40 | Y | CONTINENTAL ELECTRIC , SF-SB-40 |  |  | 40.56 | 2001-12-11 08:42 | Anjanece | 100 | 200 | N | N
CONTINENTAL ELECTRIC | SF-SB-40 | Y | CONTINENTAL ELECTRIC , SF-SB-40 |  | Storm Stores | 0 | 2018-04-16 10:03 | Anjanece |  | 200 | N | N
CONTINENTAL ELECTRIC | SF-SB-40 | Y | CONTINENTAL ELECTRIC , SF-SB-40 |  |  | 15.6 | 2018-04-16 10:03 | Anjanece |  | 200 | N | N
CONTINENTAL ELECTRIC | SF-SB-40 | Y | CONTINENTAL ELECTRIC , SF-SB-40 |  |  | 17.79 | 2018-04-16 10:03 | Anjanece |  | 200 | N | N
CONTINENTAL ELECTRIC | SF-SB-40 | Y | CONTINENTAL ELECTRIC , SF-SB-40 |  |  | 22.77 | 2018-04-16 10:03 | Anjanece |  | 200 | N | N
CONTINENTAL ELECTRIC | SF-SB-40 | Y | CONTINENTAL ELECTRIC , SF-SB-40 |  |  | 23.1 | 2018-04-16 10:03 | Anjanece |  | 200 | N | N
CONTINENTAL ELECTRIC | SF-SB-40 | Y | CONTINENTAL ELECTRIC , SF-SB-40 |  |  | 31.77 | 2018-04-16 10:03 | Anjanece |  | 200 | N | N
CONTINENTAL ELECTRIC | SF-SB-40 | Y | CONTINENTAL ELECTRIC , SF-SB-40 |  |  | 33.16 | 2018-04-16 10:03 | Anjanece |  | 200 | N | N
DIVERSIFIED PRODUCTS MFG CO. | V-931-40 | Y | DIVERSIFIED PRODUCTS MFG CO. , V-931-40 | JEA OVERHEAD DISTRIBUTION | CSC Stores | 15 | 2001-12-11 08:42 | Anjanece | 100 | 200 | N | N
DIVERSIFIED PRODUCTS MFG CO. | V-931-40 | Y | DIVERSIFIED PRODUCTS MFG CO. , V-931-40 |  |  | 15.86 | 2001-12-11 08:42 | Anjanece | 100 | 200 | N | N
DIVERSIFIED PRODUCTS MFG CO. | V-931-40 | Y | DIVERSIFIED PRODUCTS MFG CO. , V-931-40 |  |  | 16.19 | 2001-12-11 08:42 | Anjanece | 100 | 200 | N | N
DIVERSIFIED PRODUCTS MFG CO. | V-931-40 | Y | DIVERSIFIED PRODUCTS MFG CO. , V-931-40 |  |  | 17.03 | 2001-12-11 08:42 | Anjanece | 100 | 200 | N | N
DIVERSIFIED PRODUCTS MFG CO. | V-931-40 | Y | DIVERSIFIED PRODUCTS MFG CO. , V-931-40 |  |  | 17.19 | 2001-12-11 08:42 | Anjanece | 100 | 200 | N | N
DIVERSIFIED PRODUCTS MFG CO. | V-931-40 | Y | DIVERSIFIED PRODUCTS MFG CO. , V-931-40 |  |  | 17.23 | 2001-12-11 08:42 | Anjanece | 100 | 200 | N | N
DIVERSIFIED PRODUCTS MFG CO. | V-931-40 | Y | DIVERSIFIED PRODUCTS MFG CO. , V-931-40 |  |  | 17.26 | 2001-12-11 08:42 | Anjanece | 100 | 200 | N | N
DIVERSIFIED PRODUCTS MFG CO. | V-931-40 | Y | DIVERSIFIED PRODUCTS MFG CO. , V-931-40 |  |  | 17.58 | 2001-12-11 08:42 | Anjanece | 100 | 200 | N | N
DIVERSIFIED PRODUCTS MFG CO. | V-931-40 | Y | DIVERSIFIED PRODUCTS MFG CO. , V-931-40 |  |  | 17.68 | 2001-12-11 08:42 | Anjanece | 100 | 200 | N | N
DIVERSIFIED PRODUCTS MFG CO. | V-931-40 | Y | DIVERSIFIED PRODUCTS MFG CO. , V-931-40 |  |  | 17.69 | 2001-12-11 08:42 | Anjanece | 100 | 200 | N | N
DIVERSIFIED PRODUCTS MFG CO. | V-931-40 | Y | DIVERSIFIED PRODUCTS MFG CO. , V-931-40 |  |  | 17.98 | 2001-12-11 08:42 | Anjanece | 100 | 200 | N | N
DIVERSIFIED PRODUCTS MFG CO. | V-931-40 | Y | DIVERSIFIED PRODUCTS MFG CO. , V-931-40 |  |  | 18.14 | 2001-12-11 08:42 | Anjanece | 100 | 200 | N | N
DIVERSIFIED PRODUCTS MFG CO. | V-931-40 | Y | DIVERSIFIED PRODUCTS MFG CO. , V-931-40 |  |  | 18.23 | 2001-12-11 08:42 | Anjanece | 100 | 200 | N | N
DIVERSIFIED PRODUCTS MFG CO. | V-931-40 | Y | DIVERSIFIED PRODUCTS MFG CO. , V-931-40 |  |  | 18.58 | 2001-12-11 08:42 | Anjanece | 100 | 200 | N | N
DIVERSIFIED PRODUCTS MFG CO. | V-931-40 | Y | DIVERSIFIED PRODUCTS MFG CO. , V-931-40 |  |  | 18.71 | 2001-12-11 08:42 | Anjanece | 100 | 200 | N | N
DIVERSIFIED PRODUCTS MFG CO. | V-931-40 | Y | DIVERSIFIED PRODUCTS MFG CO. , V-931-40 |  |  | 19.31 | 2001-12-11 08:42 | Anjanece | 100 | 200 | N | N
DIVERSIFIED PRODUCTS MFG CO. | V-931-40 | Y | DIVERSIFIED PRODUCTS MFG CO. , V-931-40 |  |  | 20 | 2001-12-11 08:42 | Anjanece | 100 | 200 | N | N
DIVERSIFIED PRODUCTS MFG CO. | V-931-40 | Y | DIVERSIFIED PRODUCTS MFG CO. , V-931-40 |  |  | 21.8 | 2001-12-11 08:42 | Anjanece | 100 | 200 | N | N
DIVERSIFIED PRODUCTS MFG CO. | V-931-40 | Y | DIVERSIFIED PRODUCTS MFG CO. , V-931-40 |  |  | 23.75 | 2001-12-11 08:42 | Anjanece | 100 | 200 | N | N
DIVERSIFIED PRODUCTS MFG CO. | V-931-40 | Y | DIVERSIFIED PRODUCTS MFG CO. , V-931-40 |  |  | 23.97 | 2001-12-11 08:42 | Anjanece | 100 | 200 | N | N
DIVERSIFIED PRODUCTS MFG CO. | V-931-40 | Y | DIVERSIFIED PRODUCTS MFG CO. , V-931-40 |  |  | 26.39 | 2001-12-11 08:42 | Anjanece | 100 | 200 | N | N
DIVERSIFIED PRODUCTS MFG CO. | V-931-40 | Y | DIVERSIFIED PRODUCTS MFG CO. , V-931-40 |  |  | 26.85 | 2001-12-11 08:42 | Anjanece | 100 | 200 | N | N
DIVERSIFIED PRODUCTS MFG CO. | V-931-40 | Y | DIVERSIFIED PRODUCTS MFG CO. , V-931-40 |  |  | 28.61 | 2001-12-11 08:42 | Anjanece | 100 | 200 | N | N
DIVERSIFIED PRODUCTS MFG CO. | V-931-40 | Y | DIVERSIFIED PRODUCTS MFG CO. , V-931-40 |  |  | 31.98 | 2001-12-11 08:42 | Anjanece | 100 | 200 | N | N
DIVERSIFIED PRODUCTS MFG CO. | V-931-40 | Y | DIVERSIFIED PRODUCTS MFG CO. , V-931-40 |  |  | 32.85 | 2001-12-11 08:42 | Anjanece | 100 | 200 | N | N
DIVERSIFIED PRODUCTS MFG CO. | V-931-40 | Y | DIVERSIFIED PRODUCTS MFG CO. , V-931-40 |  |  | 33.76 | 2001-12-11 08:42 | Anjanece | 100 | 200 | N | N
DIVERSIFIED PRODUCTS MFG CO. | V-931-40 | Y | DIVERSIFIED PRODUCTS MFG CO. , V-931-40 |  |  | 35.06 | 2001-12-11 08:42 | Anjanece | 100 | 200 | N | N
DIVERSIFIED PRODUCTS MFG CO. | V-931-40 | Y | DIVERSIFIED PRODUCTS MFG CO. , V-931-40 |  |  | 36.34 | 2001-12-11 08:42 | Anjanece | 100 | 200 | N | N
DIVERSIFIED PRODUCTS MFG CO. | V-931-40 | Y | DIVERSIFIED PRODUCTS MFG CO. , V-931-40 |  |  | 37.87 | 2001-12-11 08:42 | Anjanece | 100 | 200 | N | N
DIVERSIFIED PRODUCTS MFG CO. | V-931-40 | Y | DIVERSIFIED PRODUCTS MFG CO. , V-931-40 |  |  | 38.98 | 2001-12-11 08:42 | Anjanece | 100 | 200 | N | N
DIVERSIFIED PRODUCTS MFG CO. | V-931-40 | Y | DIVERSIFIED PRODUCTS MFG CO. , V-931-40 |  |  | 39.64 | 2001-12-11 08:42 | Anjanece | 100 | 200 | N | N
DIVERSIFIED PRODUCTS MFG CO. | V-931-40 | Y | DIVERSIFIED PRODUCTS MFG CO. , V-931-40 |  |  | 40.18 | 2001-12-11 08:42 | Anjanece | 100 | 200 | N | N
DIVERSIFIED PRODUCTS MFG CO. | V-931-40 | Y | DIVERSIFIED PRODUCTS MFG CO. , V-931-40 |  |  | 40.38 | 2001-12-11 08:42 | Anjanece | 100 | 200 | N | N
DIVERSIFIED PRODUCTS MFG CO. | V-931-40 | Y | DIVERSIFIED PRODUCTS MFG CO. , V-931-40 |  |  | 40.56 | 2001-12-11 08:42 | Anjanece | 100 | 200 | N | N
DIVERSIFIED PRODUCTS MFG CO. | V-931-40 | Y | DIVERSIFIED PRODUCTS MFG CO. , V-931-40 |  | Storm Stores | 0 | 2018-04-16 10:03 | Anjanece |  | 200 | N | N
DIVERSIFIED PRODUCTS MFG CO. | V-931-40 | Y | DIVERSIFIED PRODUCTS MFG CO. , V-931-40 |  |  | 15.6 | 2018-04-16 10:03 | Anjanece |  | 200 | N | N
DIVERSIFIED PRODUCTS MFG CO. | V-931-40 | Y | DIVERSIFIED PRODUCTS MFG CO. , V-931-40 |  |  | 17.79 | 2018-04-16 10:03 | Anjanece |  | 200 | N | N
DIVERSIFIED PRODUCTS MFG CO. | V-931-40 | Y | DIVERSIFIED PRODUCTS MFG CO. , V-931-40 |  |  | 22.77 | 2018-04-16 10:03 | Anjanece |  | 200 | N | N
DIVERSIFIED PRODUCTS MFG CO. | V-931-40 | Y | DIVERSIFIED PRODUCTS MFG CO. , V-931-40 |  |  | 23.1 | 2018-04-16 10:03 | Anjanece |  | 200 | N | N
DIVERSIFIED PRODUCTS MFG CO. | V-931-40 | Y | DIVERSIFIED PRODUCTS MFG CO. , V-931-40 |  |  | 31.77 | 2018-04-16 10:03 | Anjanece |  | 200 | N | N
DIVERSIFIED PRODUCTS MFG CO. | V-931-40 | Y | DIVERSIFIED PRODUCTS MFG CO. , V-931-40 |  |  | 33.16 | 2018-04-16 10:03 | Anjanece |  | 200 | N | N
DIXIE ELECTRIC | L-1313 | Y | DIXIE ELECTRIC , L-1313 | JEA OVERHEAD DISTRIBUTION | CSC Stores | 15 | 2001-12-11 08:42 | Anjanece | 100 | 200 | N | N
DIXIE ELECTRIC | L-1313 | Y | DIXIE ELECTRIC , L-1313 |  |  | 15.86 | 2001-12-11 08:42 | Anjanece | 100 | 200 | N | N
DIXIE ELECTRIC | L-1313 | Y | DIXIE ELECTRIC , L-1313 |  |  | 16.19 | 2001-12-11 08:42 | Anjanece | 100 | 200 | N | N
DIXIE ELECTRIC | L-1313 | Y | DIXIE ELECTRIC , L-1313 |  |  | 17.03 | 2001-12-11 08:42 | Anjanece | 100 | 200 | N | N
DIXIE ELECTRIC | L-1313 | Y | DIXIE ELECTRIC , L-1313 |  |  | 17.19 | 2001-12-11 08:42 | Anjanece | 100 | 200 | N | N
DIXIE ELECTRIC | L-1313 | Y | DIXIE ELECTRIC , L-1313 |  |  | 17.23 | 2001-12-11 08:42 | Anjanece | 100 | 200 | N | N
DIXIE ELECTRIC | L-1313 | Y | DIXIE ELECTRIC , L-1313 |  |  | 17.26 | 2001-12-11 08:42 | Anjanece | 100 | 200 | N | N
DIXIE ELECTRIC | L-1313 | Y | DIXIE ELECTRIC , L-1313 |  |  | 17.58 | 2001-12-11 08:42 | Anjanece | 100 | 200 | N | N
DIXIE ELECTRIC | L-1313 | Y | DIXIE ELECTRIC , L-1313 |  |  | 17.68 | 2001-12-11 08:42 | Anjanece | 100 | 200 | N | N
DIXIE ELECTRIC | L-1313 | Y | DIXIE ELECTRIC , L-1313 |  |  | 17.69 | 2001-12-11 08:42 | Anjanece | 100 | 200 | N | N
DIXIE ELECTRIC | L-1313 | Y | DIXIE ELECTRIC , L-1313 |  |  | 17.98 | 2001-12-11 08:42 | Anjanece | 100 | 200 | N | N
DIXIE ELECTRIC | L-1313 | Y | DIXIE ELECTRIC , L-1313 |  |  | 18.14 | 2001-12-11 08:42 | Anjanece | 100 | 200 | N | N
DIXIE ELECTRIC | L-1313 | Y | DIXIE ELECTRIC , L-1313 |  |  | 18.23 | 2001-12-11 08:42 | Anjanece | 100 | 200 | N | N
DIXIE ELECTRIC | L-1313 | Y | DIXIE ELECTRIC , L-1313 |  |  | 18.58 | 2001-12-11 08:42 | Anjanece | 100 | 200 | N | N
DIXIE ELECTRIC | L-1313 | Y | DIXIE ELECTRIC , L-1313 |  |  | 18.71 | 2001-12-11 08:42 | Anjanece | 100 | 200 | N | N
DIXIE ELECTRIC | L-1313 | Y | DIXIE ELECTRIC , L-1313 |  |  | 19.31 | 2001-12-11 08:42 | Anjanece | 100 | 200 | N | N
DIXIE ELECTRIC | L-1313 | Y | DIXIE ELECTRIC , L-1313 |  |  | 20 | 2001-12-11 08:42 | Anjanece | 100 | 200 | N | N
DIXIE ELECTRIC | L-1313 | Y | DIXIE ELECTRIC , L-1313 |  |  | 21.8 | 2001-12-11 08:42 | Anjanece | 100 | 200 | N | N
DIXIE ELECTRIC | L-1313 | Y | DIXIE ELECTRIC , L-1313 |  |  | 23.75 | 2001-12-11 08:42 | Anjanece | 100 | 200 | N | N
DIXIE ELECTRIC | L-1313 | Y | DIXIE ELECTRIC , L-1313 |  |  | 23.97 | 2001-12-11 08:42 | Anjanece | 100 | 200 | N | N
DIXIE ELECTRIC | L-1313 | Y | DIXIE ELECTRIC , L-1313 |  |  | 26.39 | 2001-12-11 08:42 | Anjanece | 100 | 200 | N | N
DIXIE ELECTRIC | L-1313 | Y | DIXIE ELECTRIC , L-1313 |  |  | 26.85 | 2001-12-11 08:42 | Anjanece | 100 | 200 | N | N
DIXIE ELECTRIC | L-1313 | Y | DIXIE ELECTRIC , L-1313 |  |  | 28.61 | 2001-12-11 08:42 | Anjanece | 100 | 200 | N | N
DIXIE ELECTRIC | L-1313 | Y | DIXIE ELECTRIC , L-1313 |  |  | 31.98 | 2001-12-11 08:42 | Anjanece | 100 | 200 | N | N
DIXIE ELECTRIC | L-1313 | Y | DIXIE ELECTRIC , L-1313 |  |  | 32.85 | 2001-12-11 08:42 | Anjanece | 100 | 200 | N | N
DIXIE ELECTRIC | L-1313 | Y | DIXIE ELECTRIC , L-1313 |  |  | 33.76 | 2001-12-11 08:42 | Anjanece | 100 | 200 | N | N
DIXIE ELECTRIC | L-1313 | Y | DIXIE ELECTRIC , L-1313 |  |  | 35.06 | 2001-12-11 08:42 | Anjanece | 100 | 200 | N | N
DIXIE ELECTRIC | L-1313 | Y | DIXIE ELECTRIC , L-1313 |  |  | 36.34 | 2001-12-11 08:42 | Anjanece | 100 | 200 | N | N
DIXIE ELECTRIC | L-1313 | Y | DIXIE ELECTRIC , L-1313 |  |  | 37.87 | 2001-12-11 08:42 | Anjanece | 100 | 200 | N | N
DIXIE ELECTRIC | L-1313 | Y | DIXIE ELECTRIC , L-1313 |  |  | 38.98 | 2001-12-11 08:42 | Anjanece | 100 | 200 | N | N
DIXIE ELECTRIC | L-1313 | Y | DIXIE ELECTRIC , L-1313 |  |  | 39.64 | 2001-12-11 08:42 | Anjanece | 100 | 200 | N | N
DIXIE ELECTRIC | L-1313 | Y | DIXIE ELECTRIC , L-1313 |  |  | 40.18 | 2001-12-11 08:42 | Anjanece | 100 | 200 | N | N
DIXIE ELECTRIC | L-1313 | Y | DIXIE ELECTRIC , L-1313 |  |  | 40.38 | 2001-12-11 08:42 | Anjanece | 100 | 200 | N | N
DIXIE ELECTRIC | L-1313 | Y | DIXIE ELECTRIC , L-1313 |  |  | 40.56 | 2001-12-11 08:42 | Anjanece | 100 | 200 | N | N
DIXIE ELECTRIC | L-1313 | Y | DIXIE ELECTRIC , L-1313 |  | Storm Stores | 0 | 2018-04-16 10:03 | Anjanece |  | 200 | N | N
DIXIE ELECTRIC | L-1313 | Y | DIXIE ELECTRIC , L-1313 |  |  | 15.6 | 2018-04-16 10:03 | Anjanece |  | 200 | N | N
DIXIE ELECTRIC | L-1313 | Y | DIXIE ELECTRIC , L-1313 |  |  | 17.79 | 2018-04-16 10:03 | Anjanece |  | 200 | N | N
DIXIE ELECTRIC | L-1313 | Y | DIXIE ELECTRIC , L-1313 |  |  | 22.77 | 2018-04-16 10:03 | Anjanece |  | 200 | N | N
DIXIE ELECTRIC | L-1313 | Y | DIXIE ELECTRIC , L-1313 |  |  | 23.1 | 2018-04-16 10:03 | Anjanece |  | 200 | N | N
DIXIE ELECTRIC | L-1313 | Y | DIXIE ELECTRIC , L-1313 |  |  | 31.77 | 2018-04-16 10:03 | Anjanece |  | 200 | N | N
DIXIE ELECTRIC | L-1313 | Y | DIXIE ELECTRIC , L-1313 |  |  | 33.16 | 2018-04-16 10:03 | Anjanece |  | 200 | N | N
FABRICATED METALS | SWBX-40-2 | Y | FABRICATED METALS , SWBX-40-2 | JEA OVERHEAD DISTRIBUTION | CSC Stores | 15 | 2001-12-11 08:42 | Anjanece | 100 | 200 | N | N
FABRICATED METALS | SWBX-40-2 | Y | FABRICATED METALS , SWBX-40-2 |  |  | 15.86 | 2001-12-11 08:42 | Anjanece | 100 | 200 | N | N
FABRICATED METALS | SWBX-40-2 | Y | FABRICATED METALS , SWBX-40-2 |  |  | 16.19 | 2001-12-11 08:42 | Anjanece | 100 | 200 | N | N
FABRICATED METALS | SWBX-40-2 | Y | FABRICATED METALS , SWBX-40-2 |  |  | 17.03 | 2001-12-11 08:42 | Anjanece | 100 | 200 | N | N
FABRICATED METALS | SWBX-40-2 | Y | FABRICATED METALS , SWBX-40-2 |  |  | 17.19 | 2001-12-11 08:42 | Anjanece | 100 | 200 | N | N
FABRICATED METALS | SWBX-40-2 | Y | FABRICATED METALS , SWBX-40-2 |  |  | 17.23 | 2001-12-11 08:42 | Anjanece | 100 | 200 | N | N
FABRICATED METALS | SWBX-40-2 | Y | FABRICATED METALS , SWBX-40-2 |  |  | 17.26 | 2001-12-11 08:42 | Anjanece | 100 | 200 | N | N
FABRICATED METALS | SWBX-40-2 | Y | FABRICATED METALS , SWBX-40-2 |  |  | 17.58 | 2001-12-11 08:42 | Anjanece | 100 | 200 | N | N
FABRICATED METALS | SWBX-40-2 | Y | FABRICATED METALS , SWBX-40-2 |  |  | 17.68 | 2001-12-11 08:42 | Anjanece | 100 | 200 | N | N
FABRICATED METALS | SWBX-40-2 | Y | FABRICATED METALS , SWBX-40-2 |  |  | 17.69 | 2001-12-11 08:42 | Anjanece | 100 | 200 | N | N
FABRICATED METALS | SWBX-40-2 | Y | FABRICATED METALS , SWBX-40-2 |  |  | 17.98 | 2001-12-11 08:42 | Anjanece | 100 | 200 | N | N
FABRICATED METALS | SWBX-40-2 | Y | FABRICATED METALS , SWBX-40-2 |  |  | 18.14 | 2001-12-11 08:42 | Anjanece | 100 | 200 | N | N
FABRICATED METALS | SWBX-40-2 | Y | FABRICATED METALS , SWBX-40-2 |  |  | 18.23 | 2001-12-11 08:42 | Anjanece | 100 | 200 | N | N
FABRICATED METALS | SWBX-40-2 | Y | FABRICATED METALS , SWBX-40-2 |  |  | 18.58 | 2001-12-11 08:42 | Anjanece | 100 | 200 | N | N
FABRICATED METALS | SWBX-40-2 | Y | FABRICATED METALS , SWBX-40-2 |  |  | 18.71 | 2001-12-11 08:42 | Anjanece | 100 | 200 | N | N
FABRICATED METALS | SWBX-40-2 | Y | FABRICATED METALS , SWBX-40-2 |  |  | 19.31 | 2001-12-11 08:42 | Anjanece | 100 | 200 | N | N
FABRICATED METALS | SWBX-40-2 | Y | FABRICATED METALS , SWBX-40-2 |  |  | 20 | 2001-12-11 08:42 | Anjanece | 100 | 200 | N | N
FABRICATED METALS | SWBX-40-2 | Y | FABRICATED METALS , SWBX-40-2 |  |  | 21.8 | 2001-12-11 08:42 | Anjanece | 100 | 200 | N | N
FABRICATED METALS | SWBX-40-2 | Y | FABRICATED METALS , SWBX-40-2 |  |  | 23.75 | 2001-12-11 08:42 | Anjanece | 100 | 200 | N | N
FABRICATED METALS | SWBX-40-2 | Y | FABRICATED METALS , SWBX-40-2 |  |  | 23.97 | 2001-12-11 08:42 | Anjanece | 100 | 200 | N | N
FABRICATED METALS | SWBX-40-2 | Y | FABRICATED METALS , SWBX-40-2 |  |  | 26.39 | 2001-12-11 08:42 | Anjanece | 100 | 200 | N | N
FABRICATED METALS | SWBX-40-2 | Y | FABRICATED METALS , SWBX-40-2 |  |  | 26.85 | 2001-12-11 08:42 | Anjanece | 100 | 200 | N | N
FABRICATED METALS | SWBX-40-2 | Y | FABRICATED METALS , SWBX-40-2 |  |  | 28.61 | 2001-12-11 08:42 | Anjanece | 100 | 200 | N | N
FABRICATED METALS | SWBX-40-2 | Y | FABRICATED METALS , SWBX-40-2 |  |  | 31.98 | 2001-12-11 08:42 | Anjanece | 100 | 200 | N | N
FABRICATED METALS | SWBX-40-2 | Y | FABRICATED METALS , SWBX-40-2 |  |  | 32.85 | 2001-12-11 08:42 | Anjanece | 100 | 200 | N | N
FABRICATED METALS | SWBX-40-2 | Y | FABRICATED METALS , SWBX-40-2 |  |  | 33.76 | 2001-12-11 08:42 | Anjanece | 100 | 200 | N | N
FABRICATED METALS | SWBX-40-2 | Y | FABRICATED METALS , SWBX-40-2 |  |  | 35.06 | 2001-12-11 08:42 | Anjanece | 100 | 200 | N | N
FABRICATED METALS | SWBX-40-2 | Y | FABRICATED METALS , SWBX-40-2 |  |  | 36.34 | 2001-12-11 08:42 | Anjanece | 100 | 200 | N | N
FABRICATED METALS | SWBX-40-2 | Y | FABRICATED METALS , SWBX-40-2 |  |  | 37.87 | 2001-12-11 08:42 | Anjanece | 100 | 200 | N | N
FABRICATED METALS | SWBX-40-2 | Y | FABRICATED METALS , SWBX-40-2 |  |  | 38.98 | 2001-12-11 08:42 | Anjanece | 100 | 200 | N | N
FABRICATED METALS | SWBX-40-2 | Y | FABRICATED METALS , SWBX-40-2 |  |  | 39.64 | 2001-12-11 08:42 | Anjanece | 100 | 200 | N | N
FABRICATED METALS | SWBX-40-2 | Y | FABRICATED METALS , SWBX-40-2 |  |  | 40.18 | 2001-12-11 08:42 | Anjanece | 100 | 200 | N | N
FABRICATED METALS | SWBX-40-2 | Y | FABRICATED METALS , SWBX-40-2 |  |  | 40.38 | 2001-12-11 08:42 | Anjanece | 100 | 200 | N | N
FABRICATED METALS | SWBX-40-2 | Y | FABRICATED METALS , SWBX-40-2 |  |  | 40.56 | 2001-12-11 08:42 | Anjanece | 100 | 200 | N | N
FABRICATED METALS | SWBX-40-2 | Y | FABRICATED METALS , SWBX-40-2 |  | Storm Stores | 0 | 2018-04-16 10:03 | Anjanece |  | 200 | N | N
FABRICATED METALS | SWBX-40-2 | Y | FABRICATED METALS , SWBX-40-2 |  |  | 15.6 | 2018-04-16 10:03 | Anjanece |  | 200 | N | N
FABRICATED METALS | SWBX-40-2 | Y | FABRICATED METALS , SWBX-40-2 |  |  | 17.79 | 2018-04-16 10:03 | Anjanece |  | 200 | N | N
FABRICATED METALS | SWBX-40-2 | Y | FABRICATED METALS , SWBX-40-2 |  |  | 22.77 | 2018-04-16 10:03 | Anjanece |  | 200 | N | N
FABRICATED METALS | SWBX-40-2 | Y | FABRICATED METALS , SWBX-40-2 |  |  | 23.1 | 2018-04-16 10:03 | Anjanece |  | 200 | N | N
FABRICATED METALS | SWBX-40-2 | Y | FABRICATED METALS , SWBX-40-2 |  |  | 31.77 | 2018-04-16 10:03 | Anjanece |  | 200 | N | N
FABRICATED METALS | SWBX-40-2 | Y | FABRICATED METALS , SWBX-40-2 |  |  | 33.16 | 2018-04-16 10:03 | Anjanece |  | 200 | N | N
JOSLYN HI-VOLTAGE CORP. | J26367.1 | Y | JOSLYN HI-VOLTAGE CORP. , J26367.1 | JEA OVERHEAD DISTRIBUTION | CSC Stores | 15 | 2001-12-11 08:42 | Anjanece | 100 | 200 | N | N
JOSLYN HI-VOLTAGE CORP. | J26367.1 | Y | JOSLYN HI-VOLTAGE CORP. , J26367.1 |  |  | 15.86 | 2001-12-11 08:42 | Anjanece | 100 | 200 | N | N
JOSLYN HI-VOLTAGE CORP. | J26367.1 | Y | JOSLYN HI-VOLTAGE CORP. , J26367.1 |  |  | 16.19 | 2001-12-11 08:42 | Anjanece | 100 | 200 | N | N
JOSLYN HI-VOLTAGE CORP. | J26367.1 | Y | JOSLYN HI-VOLTAGE CORP. , J26367.1 |  |  | 17.03 | 2001-12-11 08:42 | Anjanece | 100 | 200 | N | N
JOSLYN HI-VOLTAGE CORP. | J26367.1 | Y | JOSLYN HI-VOLTAGE CORP. , J26367.1 |  |  | 17.19 | 2001-12-11 08:42 | Anjanece | 100 | 200 | N | N
JOSLYN HI-VOLTAGE CORP. | J26367.1 | Y | JOSLYN HI-VOLTAGE CORP. , J26367.1 |  |  | 17.23 | 2001-12-11 08:42 | Anjanece | 100 | 200 | N | N
JOSLYN HI-VOLTAGE CORP. | J26367.1 | Y | JOSLYN HI-VOLTAGE CORP. , J26367.1 |  |  | 17.26 | 2001-12-11 08:42 | Anjanece | 100 | 200 | N | N
JOSLYN HI-VOLTAGE CORP. | J26367.1 | Y | JOSLYN HI-VOLTAGE CORP. , J26367.1 |  |  | 17.58 | 2001-12-11 08:42 | Anjanece | 100 | 200 | N | N
JOSLYN HI-VOLTAGE CORP. | J26367.1 | Y | JOSLYN HI-VOLTAGE CORP. , J26367.1 |  |  | 17.68 | 2001-12-11 08:42 | Anjanece | 100 | 200 | N | N
JOSLYN HI-VOLTAGE CORP. | J26367.1 | Y | JOSLYN HI-VOLTAGE CORP. , J26367.1 |  |  | 17.69 | 2001-12-11 08:42 | Anjanece | 100 | 200 | N | N
JOSLYN HI-VOLTAGE CORP. | J26367.1 | Y | JOSLYN HI-VOLTAGE CORP. , J26367.1 |  |  | 17.98 | 2001-12-11 08:42 | Anjanece | 100 | 200 | N | N
JOSLYN HI-VOLTAGE CORP. | J26367.1 | Y | JOSLYN HI-VOLTAGE CORP. , J26367.1 |  |  | 18.14 | 2001-12-11 08:42 | Anjanece | 100 | 200 | N | N
JOSLYN HI-VOLTAGE CORP. | J26367.1 | Y | JOSLYN HI-VOLTAGE CORP. , J26367.1 |  |  | 18.23 | 2001-12-11 08:42 | Anjanece | 100 | 200 | N | N
JOSLYN HI-VOLTAGE CORP. | J26367.1 | Y | JOSLYN HI-VOLTAGE CORP. , J26367.1 |  |  | 18.58 | 2001-12-11 08:42 | Anjanece | 100 | 200 | N | N
JOSLYN HI-VOLTAGE CORP. | J26367.1 | Y | JOSLYN HI-VOLTAGE CORP. , J26367.1 |  |  | 18.71 | 2001-12-11 08:42 | Anjanece | 100 | 200 | N | N
JOSLYN HI-VOLTAGE CORP. | J26367.1 | Y | JOSLYN HI-VOLTAGE CORP. , J26367.1 |  |  | 19.31 | 2001-12-11 08:42 | Anjanece | 100 | 200 | N | N
JOSLYN HI-VOLTAGE CORP. | J26367.1 | Y | JOSLYN HI-VOLTAGE CORP. , J26367.1 |  |  | 20 | 2001-12-11 08:42 | Anjanece | 100 | 200 | N | N
JOSLYN HI-VOLTAGE CORP. | J26367.1 | Y | JOSLYN HI-VOLTAGE CORP. , J26367.1 |  |  | 21.8 | 2001-12-11 08:42 | Anjanece | 100 | 200 | N | N
JOSLYN HI-VOLTAGE CORP. | J26367.1 | Y | JOSLYN HI-VOLTAGE CORP. , J26367.1 |  |  | 23.75 | 2001-12-11 08:42 | Anjanece | 100 | 200 | N | N
JOSLYN HI-VOLTAGE CORP. | J26367.1 | Y | JOSLYN HI-VOLTAGE CORP. , J26367.1 |  |  | 23.97 | 2001-12-11 08:42 | Anjanece | 100 | 200 | N | N
JOSLYN HI-VOLTAGE CORP. | J26367.1 | Y | JOSLYN HI-VOLTAGE CORP. , J26367.1 |  |  | 26.39 | 2001-12-11 08:42 | Anjanece | 100 | 200 | N | N
JOSLYN HI-VOLTAGE CORP. | J26367.1 | Y | JOSLYN HI-VOLTAGE CORP. , J26367.1 |  |  | 26.85 | 2001-12-11 08:42 | Anjanece | 100 | 200 | N | N
JOSLYN HI-VOLTAGE CORP. | J26367.1 | Y | JOSLYN HI-VOLTAGE CORP. , J26367.1 |  |  | 28.61 | 2001-12-11 08:42 | Anjanece | 100 | 200 | N | N
JOSLYN HI-VOLTAGE CORP. | J26367.1 | Y | JOSLYN HI-VOLTAGE CORP. , J26367.1 |  |  | 31.98 | 2001-12-11 08:42 | Anjanece | 100 | 200 | N | N
JOSLYN HI-VOLTAGE CORP. | J26367.1 | Y | JOSLYN HI-VOLTAGE CORP. , J26367.1 |  |  | 32.85 | 2001-12-11 08:42 | Anjanece | 100 | 200 | N | N
JOSLYN HI-VOLTAGE CORP. | J26367.1 | Y | JOSLYN HI-VOLTAGE CORP. , J26367.1 |  |  | 33.76 | 2001-12-11 08:42 | Anjanece | 100 | 200 | N | N
JOSLYN HI-VOLTAGE CORP. | J26367.1 | Y | JOSLYN HI-VOLTAGE CORP. , J26367.1 |  |  | 35.06 | 2001-12-11 08:42 | Anjanece | 100 | 200 | N | N
JOSLYN HI-VOLTAGE CORP. | J26367.1 | Y | JOSLYN HI-VOLTAGE CORP. , J26367.1 |  |  | 36.34 | 2001-12-11 08:42 | Anjanece | 100 | 200 | N | N
JOSLYN HI-VOLTAGE CORP. | J26367.1 | Y | JOSLYN HI-VOLTAGE CORP. , J26367.1 |  |  | 37.87 | 2001-12-11 08:42 | Anjanece | 100 | 200 | N | N
JOSLYN HI-VOLTAGE CORP. | J26367.1 | Y | JOSLYN HI-VOLTAGE CORP. , J26367.1 |  |  | 38.98 | 2001-12-11 08:42 | Anjanece | 100 | 200 | N | N
JOSLYN HI-VOLTAGE CORP. | J26367.1 | Y | JOSLYN HI-VOLTAGE CORP. , J26367.1 |  |  | 39.64 | 2001-12-11 08:42 | Anjanece | 100 | 200 | N | N
JOSLYN HI-VOLTAGE CORP. | J26367.1 | Y | JOSLYN HI-VOLTAGE CORP. , J26367.1 |  |  | 40.18 | 2001-12-11 08:42 | Anjanece | 100 | 200 | N | N
JOSLYN HI-VOLTAGE CORP. | J26367.1 | Y | JOSLYN HI-VOLTAGE CORP. , J26367.1 |  |  | 40.38 | 2001-12-11 08:42 | Anjanece | 100 | 200 | N | N
JOSLYN HI-VOLTAGE CORP. | J26367.1 | Y | JOSLYN HI-VOLTAGE CORP. , J26367.1 |  |  | 40.56 | 2001-12-11 08:42 | Anjanece | 100 | 200 | N | N
JOSLYN HI-VOLTAGE CORP. | J26367.1 | Y | JOSLYN HI-VOLTAGE CORP. , J26367.1 |  | Storm Stores | 0 | 2018-04-16 10:03 | Anjanece |  | 200 | N | N
JOSLYN HI-VOLTAGE CORP. | J26367.1 | Y | JOSLYN HI-VOLTAGE CORP. , J26367.1 |  |  | 15.6 | 2018-04-16 10:03 | Anjanece |  | 200 | N | N
JOSLYN HI-VOLTAGE CORP. | J26367.1 | Y | JOSLYN HI-VOLTAGE CORP. , J26367.1 |  |  | 17.79 | 2018-04-16 10:03 | Anjanece |  | 200 | N | N
JOSLYN HI-VOLTAGE CORP. | J26367.1 | Y | JOSLYN HI-VOLTAGE CORP. , J26367.1 |  |  | 22.77 | 2018-04-16 10:03 | Anjanece |  | 200 | N | N
JOSLYN HI-VOLTAGE CORP. | J26367.1 | Y | JOSLYN HI-VOLTAGE CORP. , J26367.1 |  |  | 23.1 | 2018-04-16 10:03 | Anjanece |  | 200 | N | N
JOSLYN HI-VOLTAGE CORP. | J26367.1 | Y | JOSLYN HI-VOLTAGE CORP. , J26367.1 |  |  | 31.77 | 2018-04-16 10:03 | Anjanece |  | 200 | N | N
JOSLYN HI-VOLTAGE CORP. | J26367.1 | Y | JOSLYN HI-VOLTAGE CORP. , J26367.1 |  |  | 33.16 | 2018-04-16 10:03 | Anjanece |  | 200 | N | N
UNITED UTILITY PRODUCTS | UUP-226 | Y | UNITED UTILITY PRODUCTS , UUP-226 | JEA OVERHEAD DISTRIBUTION | CSC Stores | 15 | 2001-12-11 08:42 | Anjanece | 100 | 200 | N | N
UNITED UTILITY PRODUCTS | UUP-226 | Y | UNITED UTILITY PRODUCTS , UUP-226 |  |  | 15.86 | 2001-12-11 08:42 | Anjanece | 100 | 200 | N | N
UNITED UTILITY PRODUCTS | UUP-226 | Y | UNITED UTILITY PRODUCTS , UUP-226 |  |  | 16.19 | 2001-12-11 08:42 | Anjanece | 100 | 200 | N | N
UNITED UTILITY PRODUCTS | UUP-226 | Y | UNITED UTILITY PRODUCTS , UUP-226 |  |  | 17.03 | 2001-12-11 08:42 | Anjanece | 100 | 200 | N | N
UNITED UTILITY PRODUCTS | UUP-226 | Y | UNITED UTILITY PRODUCTS , UUP-226 |  |  | 17.19 | 2001-12-11 08:42 | Anjanece | 100 | 200 | N | N
UNITED UTILITY PRODUCTS | UUP-226 | Y | UNITED UTILITY PRODUCTS , UUP-226 |  |  | 17.23 | 2001-12-11 08:42 | Anjanece | 100 | 200 | N | N
UNITED UTILITY PRODUCTS | UUP-226 | Y | UNITED UTILITY PRODUCTS , UUP-226 |  |  | 17.26 | 2001-12-11 08:42 | Anjanece | 100 | 200 | N | N
UNITED UTILITY PRODUCTS | UUP-226 | Y | UNITED UTILITY PRODUCTS , UUP-226 |  |  | 17.58 | 2001-12-11 08:42 | Anjanece | 100 | 200 | N | N
UNITED UTILITY PRODUCTS | UUP-226 | Y | UNITED UTILITY PRODUCTS , UUP-226 |  |  | 17.68 | 2001-12-11 08:42 | Anjanece | 100 | 200 | N | N
UNITED UTILITY PRODUCTS | UUP-226 | Y | UNITED UTILITY PRODUCTS , UUP-226 |  |  | 17.69 | 2001-12-11 08:42 | Anjanece | 100 | 200 | N | N
UNITED UTILITY PRODUCTS | UUP-226 | Y | UNITED UTILITY PRODUCTS , UUP-226 |  |  | 17.98 | 2001-12-11 08:42 | Anjanece | 100 | 200 | N | N
UNITED UTILITY PRODUCTS | UUP-226 | Y | UNITED UTILITY PRODUCTS , UUP-226 |  |  | 18.14 | 2001-12-11 08:42 | Anjanece | 100 | 200 | N | N
UNITED UTILITY PRODUCTS | UUP-226 | Y | UNITED UTILITY PRODUCTS , UUP-226 |  |  | 18.23 | 2001-12-11 08:42 | Anjanece | 100 | 200 | N | N
UNITED UTILITY PRODUCTS | UUP-226 | Y | UNITED UTILITY PRODUCTS , UUP-226 |  |  | 18.58 | 2001-12-11 08:42 | Anjanece | 100 | 200 | N | N
UNITED UTILITY PRODUCTS | UUP-226 | Y | UNITED UTILITY PRODUCTS , UUP-226 |  |  | 18.71 | 2001-12-11 08:42 | Anjanece | 100 | 200 | N | N
UNITED UTILITY PRODUCTS | UUP-226 | Y | UNITED UTILITY PRODUCTS , UUP-226 |  |  | 19.31 | 2001-12-11 08:42 | Anjanece | 100 | 200 | N | N
UNITED UTILITY PRODUCTS | UUP-226 | Y | UNITED UTILITY PRODUCTS , UUP-226 |  |  | 20 | 2001-12-11 08:42 | Anjanece | 100 | 200 | N | N
UNITED UTILITY PRODUCTS | UUP-226 | Y | UNITED UTILITY PRODUCTS , UUP-226 |  |  | 21.8 | 2001-12-11 08:42 | Anjanece | 100 | 200 | N | N
UNITED UTILITY PRODUCTS | UUP-226 | Y | UNITED UTILITY PRODUCTS , UUP-226 |  |  | 23.75 | 2001-12-11 08:42 | Anjanece | 100 | 200 | N | N
UNITED UTILITY PRODUCTS | UUP-226 | Y | UNITED UTILITY PRODUCTS , UUP-226 |  |  | 23.97 | 2001-12-11 08:42 | Anjanece | 100 | 200 | N | N
UNITED UTILITY PRODUCTS | UUP-226 | Y | UNITED UTILITY PRODUCTS , UUP-226 |  |  | 26.39 | 2001-12-11 08:42 | Anjanece | 100 | 200 | N | N
UNITED UTILITY PRODUCTS | UUP-226 | Y | UNITED UTILITY PRODUCTS , UUP-226 |  |  | 26.85 | 2001-12-11 08:42 | Anjanece | 100 | 200 | N | N
UNITED UTILITY PRODUCTS | UUP-226 | Y | UNITED UTILITY PRODUCTS , UUP-226 |  |  | 28.61 | 2001-12-11 08:42 | Anjanece | 100 | 200 | N | N
UNITED UTILITY PRODUCTS | UUP-226 | Y | UNITED UTILITY PRODUCTS , UUP-226 |  |  | 31.98 | 2001-12-11 08:42 | Anjanece | 100 | 200 | N | N
UNITED UTILITY PRODUCTS | UUP-226 | Y | UNITED UTILITY PRODUCTS , UUP-226 |  |  | 32.85 | 2001-12-11 08:42 | Anjanece | 100 | 200 | N | N
UNITED UTILITY PRODUCTS | UUP-226 | Y | UNITED UTILITY PRODUCTS , UUP-226 |  |  | 33.76 | 2001-12-11 08:42 | Anjanece | 100 | 200 | N | N
UNITED UTILITY PRODUCTS | UUP-226 | Y | UNITED UTILITY PRODUCTS , UUP-226 |  |  | 35.06 | 2001-12-11 08:42 | Anjanece | 100 | 200 | N | N
UNITED UTILITY PRODUCTS | UUP-226 | Y | UNITED UTILITY PRODUCTS , UUP-226 |  |  | 36.34 | 2001-12-11 08:42 | Anjanece | 100 | 200 | N | N
UNITED UTILITY PRODUCTS | UUP-226 | Y | UNITED UTILITY PRODUCTS , UUP-226 |  |  | 37.87 | 2001-12-11 08:42 | Anjanece | 100 | 200 | N | N
UNITED UTILITY PRODUCTS | UUP-226 | Y | UNITED UTILITY PRODUCTS , UUP-226 |  |  | 38.98 | 2001-12-11 08:42 | Anjanece | 100 | 200 | N | N
UNITED UTILITY PRODUCTS | UUP-226 | Y | UNITED UTILITY PRODUCTS , UUP-226 |  |  | 39.64 | 2001-12-11 08:42 | Anjanece | 100 | 200 | N | N
UNITED UTILITY PRODUCTS | UUP-226 | Y | UNITED UTILITY PRODUCTS , UUP-226 |  |  | 40.18 | 2001-12-11 08:42 | Anjanece | 100 | 200 | N | N
UNITED UTILITY PRODUCTS | UUP-226 | Y | UNITED UTILITY PRODUCTS , UUP-226 |  |  | 40.38 | 2001-12-11 08:42 | Anjanece | 100 | 200 | N | N
UNITED UTILITY PRODUCTS | UUP-226 | Y | UNITED UTILITY PRODUCTS , UUP-226 |  |  | 40.56 | 2001-12-11 08:42 | Anjanece | 100 | 200 | N | N
UNITED UTILITY PRODUCTS | UUP-226 | Y | UNITED UTILITY PRODUCTS , UUP-226 |  | Storm Stores | 0 | 2018-04-16 10:03 | Anjanece |  | 200 | N | N
UNITED UTILITY PRODUCTS | UUP-226 | Y | UNITED UTILITY PRODUCTS , UUP-226 |  |  | 15.6 | 2018-04-16 10:03 | Anjanece |  | 200 | N | N
UNITED UTILITY PRODUCTS | UUP-226 | Y | UNITED UTILITY PRODUCTS , UUP-226 |  |  | 17.79 | 2018-04-16 10:03 | Anjanece |  | 200 | N | N
UNITED UTILITY PRODUCTS | UUP-226 | Y | UNITED UTILITY PRODUCTS , UUP-226 |  |  | 22.77 | 2018-04-16 10:03 | Anjanece |  | 200 | N | N
UNITED UTILITY PRODUCTS | UUP-226 | Y | UNITED UTILITY PRODUCTS , UUP-226 |  |  | 23.1 | 2018-04-16 10:03 | Anjanece |  | 200 | N | N
UNITED UTILITY PRODUCTS | UUP-226 | Y | UNITED UTILITY PRODUCTS , UUP-226 |  |  | 31.77 | 2018-04-16 10:03 | Anjanece |  | 200 | N | N
UNITED UTILITY PRODUCTS | UUP-226 | Y | UNITED UTILITY PRODUCTS , UUP-226 |  |  | 33.16 | 2018-04-16 10:03 | Anjanece |  | 200 | N | N
UNIVERSAL ELECTRIC | B1249 | Y | UNIVERSAL ELECTRIC , B1249 | JEA OVERHEAD DISTRIBUTION | CSC Stores | 15 | 2001-12-11 08:42 | Anjanece | 100 | 200 | N | N
UNIVERSAL ELECTRIC | B1249 | Y | UNIVERSAL ELECTRIC , B1249 |  |  | 15.86 | 2001-12-11 08:42 | Anjanece | 100 | 200 | N | N
UNIVERSAL ELECTRIC | B1249 | Y | UNIVERSAL ELECTRIC , B1249 |  |  | 16.19 | 2001-12-11 08:42 | Anjanece | 100 | 200 | N | N
UNIVERSAL ELECTRIC | B1249 | Y | UNIVERSAL ELECTRIC , B1249 |  |  | 17.03 | 2001-12-11 08:42 | Anjanece | 100 | 200 | N | N
UNIVERSAL ELECTRIC | B1249 | Y | UNIVERSAL ELECTRIC , B1249 |  |  | 17.19 | 2001-12-11 08:42 | Anjanece | 100 | 200 | N | N
UNIVERSAL ELECTRIC | B1249 | Y | UNIVERSAL ELECTRIC , B1249 |  |  | 17.23 | 2001-12-11 08:42 | Anjanece | 100 | 200 | N | N
UNIVERSAL ELECTRIC | B1249 | Y | UNIVERSAL ELECTRIC , B1249 |  |  | 17.26 | 2001-12-11 08:42 | Anjanece | 100 | 200 | N | N
UNIVERSAL ELECTRIC | B1249 | Y | UNIVERSAL ELECTRIC , B1249 |  |  | 17.58 | 2001-12-11 08:42 | Anjanece | 100 | 200 | N | N
UNIVERSAL ELECTRIC | B1249 | Y | UNIVERSAL ELECTRIC , B1249 |  |  | 17.68 | 2001-12-11 08:42 | Anjanece | 100 | 200 | N | N
UNIVERSAL ELECTRIC | B1249 | Y | UNIVERSAL ELECTRIC , B1249 |  |  | 17.69 | 2001-12-11 08:42 | Anjanece | 100 | 200 | N | N
UNIVERSAL ELECTRIC | B1249 | Y | UNIVERSAL ELECTRIC , B1249 |  |  | 17.98 | 2001-12-11 08:42 | Anjanece | 100 | 200 | N | N
UNIVERSAL ELECTRIC | B1249 | Y | UNIVERSAL ELECTRIC , B1249 |  |  | 18.14 | 2001-12-11 08:42 | Anjanece | 100 | 200 | N | N
UNIVERSAL ELECTRIC | B1249 | Y | UNIVERSAL ELECTRIC , B1249 |  |  | 18.23 | 2001-12-11 08:42 | Anjanece | 100 | 200 | N | N
UNIVERSAL ELECTRIC | B1249 | Y | UNIVERSAL ELECTRIC , B1249 |  |  | 18.58 | 2001-12-11 08:42 | Anjanece | 100 | 200 | N | N
UNIVERSAL ELECTRIC | B1249 | Y | UNIVERSAL ELECTRIC , B1249 |  |  | 18.71 | 2001-12-11 08:42 | Anjanece | 100 | 200 | N | N
UNIVERSAL ELECTRIC | B1249 | Y | UNIVERSAL ELECTRIC , B1249 |  |  | 19.31 | 2001-12-11 08:42 | Anjanece | 100 | 200 | N | N
UNIVERSAL ELECTRIC | B1249 | Y | UNIVERSAL ELECTRIC , B1249 |  |  | 20 | 2001-12-11 08:42 | Anjanece | 100 | 200 | N | N
UNIVERSAL ELECTRIC | B1249 | Y | UNIVERSAL ELECTRIC , B1249 |  |  | 21.8 | 2001-12-11 08:42 | Anjanece | 100 | 200 | N | N
UNIVERSAL ELECTRIC | B1249 | Y | UNIVERSAL ELECTRIC , B1249 |  |  | 23.75 | 2001-12-11 08:42 | Anjanece | 100 | 200 | N | N
UNIVERSAL ELECTRIC | B1249 | Y | UNIVERSAL ELECTRIC , B1249 |  |  | 23.97 | 2001-12-11 08:42 | Anjanece | 100 | 200 | N | N
UNIVERSAL ELECTRIC | B1249 | Y | UNIVERSAL ELECTRIC , B1249 |  |  | 26.39 | 2001-12-11 08:42 | Anjanece | 100 | 200 | N | N
UNIVERSAL ELECTRIC | B1249 | Y | UNIVERSAL ELECTRIC , B1249 |  |  | 26.85 | 2001-12-11 08:42 | Anjanece | 100 | 200 | N | N
UNIVERSAL ELECTRIC | B1249 | Y | UNIVERSAL ELECTRIC , B1249 |  |  | 28.61 | 2001-12-11 08:42 | Anjanece | 100 | 200 | N | N
UNIVERSAL ELECTRIC | B1249 | Y | UNIVERSAL ELECTRIC , B1249 |  |  | 31.98 | 2001-12-11 08:42 | Anjanece | 100 | 200 | N | N
UNIVERSAL ELECTRIC | B1249 | Y | UNIVERSAL ELECTRIC , B1249 |  |  | 32.85 | 2001-12-11 08:42 | Anjanece | 100 | 200 | N | N
UNIVERSAL ELECTRIC | B1249 | Y | UNIVERSAL ELECTRIC , B1249 |  |  | 33.76 | 2001-12-11 08:42 | Anjanece | 100 | 200 | N | N
UNIVERSAL ELECTRIC | B1249 | Y | UNIVERSAL ELECTRIC , B1249 |  |  | 35.06 | 2001-12-11 08:42 | Anjanece | 100 | 200 | N | N
UNIVERSAL ELECTRIC | B1249 | Y | UNIVERSAL ELECTRIC , B1249 |  |  | 36.34 | 2001-12-11 08:42 | Anjanece | 100 | 200 | N | N
UNIVERSAL ELECTRIC | B1249 | Y | UNIVERSAL ELECTRIC , B1249 |  |  | 37.87 | 2001-12-11 08:42 | Anjanece | 100 | 200 | N | N
UNIVERSAL ELECTRIC | B1249 | Y | UNIVERSAL ELECTRIC , B1249 |  |  | 38.98 | 2001-12-11 08:42 | Anjanece | 100 | 200 | N | N
UNIVERSAL ELECTRIC | B1249 | Y | UNIVERSAL ELECTRIC , B1249 |  |  | 39.64 | 2001-12-11 08:42 | Anjanece | 100 | 200 | N | N
UNIVERSAL ELECTRIC | B1249 | Y | UNIVERSAL ELECTRIC , B1249 |  |  | 40.18 | 2001-12-11 08:42 | Anjanece | 100 | 200 | N | N
UNIVERSAL ELECTRIC | B1249 | Y | UNIVERSAL ELECTRIC , B1249 |  |  | 40.38 | 2001-12-11 08:42 | Anjanece | 100 | 200 | N | N
UNIVERSAL ELECTRIC | B1249 | Y | UNIVERSAL ELECTRIC , B1249 |  |  | 40.56 | 2001-12-11 08:42 | Anjanece | 100 | 200 | N | N
UNIVERSAL ELECTRIC | B1249 | Y | UNIVERSAL ELECTRIC , B1249 |  | Storm Stores | 0 | 2018-04-16 10:03 | Anjanece |  | 200 | N | N
UNIVERSAL ELECTRIC | B1249 | Y | UNIVERSAL ELECTRIC , B1249 |  |  | 15.6 | 2018-04-16 10:03 | Anjanece |  | 200 | N | N
UNIVERSAL ELECTRIC | B1249 | Y | UNIVERSAL ELECTRIC , B1249 |  |  | 17.79 | 2018-04-16 10:03 | Anjanece |  | 200 | N | N
UNIVERSAL ELECTRIC | B1249 | Y | UNIVERSAL ELECTRIC , B1249 |  |  | 22.77 | 2018-04-16 10:03 | Anjanece |  | 200 | N | N
UNIVERSAL ELECTRIC | B1249 | Y | UNIVERSAL ELECTRIC , B1249 |  |  | 23.1 | 2018-04-16 10:03 | Anjanece |  | 200 | N | N
UNIVERSAL ELECTRIC | B1249 | Y | UNIVERSAL ELECTRIC , B1249 |  |  | 31.77 | 2018-04-16 10:03 | Anjanece |  | 200 | N | N
UNIVERSAL ELECTRIC | B1249 | Y | UNIVERSAL ELECTRIC , B1249 |  |  | 33.16 | 2018-04-16 10:03 | Anjanece |  | 200 | N | N
HUBBELL POWER SYSTEMS, INC. | PSC2060980 | Y | HUBBELL POWER SYSTEMS, INC. , PSC2060980 | JEA OVERHEAD DISTRIBUTION | CSC Stores | 8 | 2001-12-11 08:43 | Anjanece | 10 | 200 | N | N
HUBBELL POWER SYSTEMS, INC. | PSC2060980 | Y | HUBBELL POWER SYSTEMS, INC. , PSC2060980 |  |  | 8.02 | 2001-12-11 08:43 | Anjanece | 10 | 200 | N | N
HUBBELL POWER SYSTEMS, INC. | PSC2060980 | Y | HUBBELL POWER SYSTEMS, INC. , PSC2060980 |  |  | 8.08 | 2001-12-11 08:43 | Anjanece | 10 | 200 | N | N
HUBBELL POWER SYSTEMS, INC. | PSC2060980 | Y | HUBBELL POWER SYSTEMS, INC. , PSC2060980 |  |  | 8.15 | 2001-12-11 08:43 | Anjanece | 10 | 200 | N | N
HUBBELL POWER SYSTEMS, INC. | PSC2060980 | Y | HUBBELL POWER SYSTEMS, INC. , PSC2060980 |  |  | 8.42 | 2001-12-11 08:43 | Anjanece | 10 | 200 | N | N
HUBBELL POWER SYSTEMS, INC. | PSC2060980 | Y | HUBBELL POWER SYSTEMS, INC. , PSC2060980 |  |  | 8.43 | 2001-12-11 08:43 | Anjanece | 10 | 200 | N | N
HUBBELL POWER SYSTEMS, INC. | PSC2060980 | Y | HUBBELL POWER SYSTEMS, INC. , PSC2060980 |  |  | 8.45 | 2001-12-11 08:43 | Anjanece | 10 | 200 | N | N
HUBBELL POWER SYSTEMS, INC. | PSC2060980 | Y | HUBBELL POWER SYSTEMS, INC. , PSC2060980 |  |  | 8.51 | 2001-12-11 08:43 | Anjanece | 10 | 200 | N | N
HUBBELL POWER SYSTEMS, INC. | PSC2060980 | Y | HUBBELL POWER SYSTEMS, INC. , PSC2060980 |  |  | 8.52 | 2001-12-11 08:43 | Anjanece | 10 | 200 | N | N
HUBBELL POWER SYSTEMS, INC. | PSC2060980 | Y | HUBBELL POWER SYSTEMS, INC. , PSC2060980 |  |  | 8.75 | 2001-12-11 08:43 | Anjanece | 10 | 200 | N | N
HUBBELL POWER SYSTEMS, INC. | PSC2060980 | Y | HUBBELL POWER SYSTEMS, INC. , PSC2060980 |  |  | 8.77 | 2001-12-11 08:43 | Anjanece | 10 | 200 | N | N
HUBBELL POWER SYSTEMS, INC. | PSC2060980 | Y | HUBBELL POWER SYSTEMS, INC. , PSC2060980 |  |  | 9.21 | 2001-12-11 08:43 | Anjanece | 10 | 200 | N | N
HUBBELL POWER SYSTEMS, INC. | PSC2060980 | Y | HUBBELL POWER SYSTEMS, INC. , PSC2060980 |  |  | 9.58 | 2001-12-11 08:43 | Anjanece | 10 | 200 | N | N
HUBBELL POWER SYSTEMS, INC. | PSC2060980 | Y | HUBBELL POWER SYSTEMS, INC. , PSC2060980 |  |  | 9.61 | 2001-12-11 08:43 | Anjanece | 10 | 200 | N | N
HUBBELL POWER SYSTEMS, INC. | PSC2060980 | Y | HUBBELL POWER SYSTEMS, INC. , PSC2060980 |  |  | 9.96 | 2001-12-11 08:43 | Anjanece | 10 | 200 | N | N
HUBBELL POWER SYSTEMS, INC. | PSC2060980 | Y | HUBBELL POWER SYSTEMS, INC. , PSC2060980 |  |  | 9.98 | 2001-12-11 08:43 | Anjanece | 10 | 200 | N | N
HUBBELL POWER SYSTEMS, INC. | PSC2060980 | Y | HUBBELL POWER SYSTEMS, INC. , PSC2060980 |  |  | 10.36 | 2001-12-11 08:43 | Anjanece | 10 | 200 | N | N
HUBBELL POWER SYSTEMS, INC. | PSC2060980 | Y | HUBBELL POWER SYSTEMS, INC. , PSC2060980 |  |  | 10.42 | 2001-12-11 08:43 | Anjanece | 10 | 200 | N | N
HUBBELL POWER SYSTEMS, INC. | PSC2060980 | Y | HUBBELL POWER SYSTEMS, INC. , PSC2060980 |  |  | 10.46 | 2001-12-11 08:43 | Anjanece | 10 | 200 | N | N
HUBBELL POWER SYSTEMS, INC. | PSC2060980 | Y | HUBBELL POWER SYSTEMS, INC. , PSC2060980 |  |  | 10.47 | 2001-12-11 08:43 | Anjanece | 10 | 200 | N | N
HUBBELL POWER SYSTEMS, INC. | PSC2060980 | Y | HUBBELL POWER SYSTEMS, INC. , PSC2060980 |  |  | 10.48 | 2001-12-11 08:43 | Anjanece | 10 | 200 | N | N
HUBBELL POWER SYSTEMS, INC. | PSC2060980 | Y | HUBBELL POWER SYSTEMS, INC. , PSC2060980 |  |  | 14.22 | 2001-12-11 08:43 | Anjanece | 10 | 200 | N | N
HUBBELL POWER SYSTEMS, INC. | PSC2060980 | Y | HUBBELL POWER SYSTEMS, INC. , PSC2060980 |  |  | 14.3 | 2001-12-11 08:43 | Anjanece | 10 | 200 | N | N
HUBBELL POWER SYSTEMS, INC. | PSC2060980 | Y | HUBBELL POWER SYSTEMS, INC. , PSC2060980 |  |  | 16.03 | 2001-12-11 08:43 | Anjanece | 10 | 200 | N | N
HUBBELL POWER SYSTEMS, INC. | PSC2060980 | Y | HUBBELL POWER SYSTEMS, INC. , PSC2060980 |  |  | 17.47 | 2001-12-11 08:43 | Anjanece | 10 | 200 | N | N
HUBBELL POWER SYSTEMS, INC. | PSC2060980 | Y | HUBBELL POWER SYSTEMS, INC. , PSC2060980 |  |  | 17.61 | 2001-12-11 08:43 | Anjanece | 10 | 200 | N | N
HUBBELL POWER SYSTEMS, INC. | PSC2060980 | Y | HUBBELL POWER SYSTEMS, INC. , PSC2060980 |  |  | 17.82 | 2001-12-11 08:43 | Anjanece | 10 | 200 | N | N
HUBBELL POWER SYSTEMS, INC. | PSC2060980 | Y | HUBBELL POWER SYSTEMS, INC. , PSC2060980 |  |  | 17.9 | 2001-12-11 08:43 | Anjanece | 10 | 200 | N | N
HUBBELL POWER SYSTEMS, INC. | PSC2060980 | Y | HUBBELL POWER SYSTEMS, INC. , PSC2060980 |  |  | 18.2 | 2001-12-11 08:43 | Anjanece | 10 | 200 | N | N
HUBBELL POWER SYSTEMS, INC. | PSC2060980 | Y | HUBBELL POWER SYSTEMS, INC. , PSC2060980 |  |  | 18.33 | 2001-12-11 08:43 | Anjanece | 10 | 200 | N | N
HUBBELL POWER SYSTEMS, INC. | PSC2060980 | Y | HUBBELL POWER SYSTEMS, INC. , PSC2060980 |  |  | 18.46 | 2001-12-11 08:43 | Anjanece | 10 | 200 | N | N
HUBBELL POWER SYSTEMS, INC. | PSC2060980 | Y | HUBBELL POWER SYSTEMS, INC. , PSC2060980 |  |  | 18.57 | 2001-12-11 08:43 | Anjanece | 10 | 200 | N | N
HUBBELL POWER SYSTEMS, INC. | PSC2060980 | Y | HUBBELL POWER SYSTEMS, INC. , PSC2060980 |  |  | 18.61 | 2001-12-11 08:43 | Anjanece | 10 | 200 | N | N
HUBBELL POWER SYSTEMS, INC. | PSC2060980 | Y | HUBBELL POWER SYSTEMS, INC. , PSC2060980 |  |  | 18.68 | 2001-12-11 08:43 | Anjanece | 10 | 200 | N | N
HUBBELL POWER SYSTEMS, INC. | PSC2060980 | Y | HUBBELL POWER SYSTEMS, INC. , PSC2060980 |  |  | 18.73 | 2001-12-11 08:43 | Anjanece | 10 | 200 | N | N
HUBBELL POWER SYSTEMS, INC. | PSC2060980 | Y | HUBBELL POWER SYSTEMS, INC. , PSC2060980 |  | Storm Stores | 0 | 2018-04-16 10:04 | Anjanece | 10 | 200 | N | N
HUBBELL POWER SYSTEMS, INC. | PSC2060980 | Y | HUBBELL POWER SYSTEMS, INC. , PSC2060980 |  |  | 8.42 | 2018-04-16 10:04 | Anjanece | 10 | 200 | N | N
HUBBELL POWER SYSTEMS, INC. | PSC2060980 | Y | HUBBELL POWER SYSTEMS, INC. , PSC2060980 |  |  | 14.05 | 2018-04-16 10:04 | Anjanece | 10 | 200 | N | N
HUBBELL POWER SYSTEMS, INC. | PSC2060980 | Y | HUBBELL POWER SYSTEMS, INC. , PSC2060980 |  |  | 16.31 | 2018-04-16 10:04 | Anjanece | 10 | 200 | N | N
HUBBELL POWER SYSTEMS, INC. | PSC2060980 | Y | HUBBELL POWER SYSTEMS, INC. , PSC2060980 |  |  | 17.15 | 2018-04-16 10:04 | Anjanece | 10 | 200 | N | N
ADVANCED STEEL FABRICATION | ASF-D04 | Y | ADVANCED STEEL FABRICATION , ASF-D04 | JEA OVERHEAD DISTRIBUTION | CSC Stores | 18.14 | 2001-12-11 08:44 | Anjanece | 1 | 0 | N | N
ADVANCED STEEL FABRICATION | ASF-D04 | Y | ADVANCED STEEL FABRICATION , ASF-D04 |  |  | 18.74 | 2001-12-11 08:44 | Anjanece | 1 | 0 | N | N
ADVANCED STEEL FABRICATION | ASF-D04 | Y | ADVANCED STEEL FABRICATION , ASF-D04 |  |  | 20.17 | 2001-12-11 08:44 | Anjanece | 1 | 0 | N | N
ADVANCED STEEL FABRICATION | ASF-D04 | Y | ADVANCED STEEL FABRICATION , ASF-D04 |  |  | 20.9 | 2001-12-11 08:44 | Anjanece | 1 | 0 | N | N
ADVANCED STEEL FABRICATION | ASF-D04 | Y | ADVANCED STEEL FABRICATION , ASF-D04 |  |  | 22 | 2001-12-11 08:44 | Anjanece | 1 | 0 | N | N
ADVANCED STEEL FABRICATION | ASF-D04 | Y | ADVANCED STEEL FABRICATION , ASF-D04 |  |  | 22.61 | 2001-12-11 08:44 | Anjanece | 1 | 0 | N | N
ADVANCED STEEL FABRICATION | ASF-D04 | Y | ADVANCED STEEL FABRICATION , ASF-D04 |  |  | 28.31 | 2001-12-11 08:44 | Anjanece | 1 | 0 | N | N
ADVANCED STEEL FABRICATION | ASF-D04 | Y | ADVANCED STEEL FABRICATION , ASF-D04 |  |  | 30.82 | 2001-12-11 08:44 | Anjanece | 1 | 0 | N | N
ADVANCED STEEL FABRICATION | ASF-D04 | Y | ADVANCED STEEL FABRICATION , ASF-D04 |  |  | 31.91 | 2001-12-11 08:44 | Anjanece | 1 | 0 | N | N
ADVANCED STEEL FABRICATION | ASF-D04 | Y | ADVANCED STEEL FABRICATION , ASF-D04 |  |  | 32.9 | 2001-12-11 08:44 | Anjanece | 1 | 0 | N | N
ADVANCED STEEL FABRICATION | ASF-D04 | Y | ADVANCED STEEL FABRICATION , ASF-D04 |  |  | 33.61 | 2001-12-11 08:44 | Anjanece | 1 | 0 | N | N
ADVANCED STEEL FABRICATION | ASF-D04 | Y | ADVANCED STEEL FABRICATION , ASF-D04 |  |  | 34.18 | 2001-12-11 08:44 | Anjanece | 1 | 0 | N | N
ATLAS POWER PRODUCTS | APP-3155 | Y | ATLAS POWER PRODUCTS , APP-3155 | JEA OVERHEAD DISTRIBUTION | CSC Stores | 18.14 | 2001-12-11 08:44 | Anjanece | 1 | 0 | N | N
ATLAS POWER PRODUCTS | APP-3155 | Y | ATLAS POWER PRODUCTS , APP-3155 |  |  | 18.74 | 2001-12-11 08:44 | Anjanece | 1 | 0 | N | N
ATLAS POWER PRODUCTS | APP-3155 | Y | ATLAS POWER PRODUCTS , APP-3155 |  |  | 20.17 | 2001-12-11 08:44 | Anjanece | 1 | 0 | N | N
ATLAS POWER PRODUCTS | APP-3155 | Y | ATLAS POWER PRODUCTS , APP-3155 |  |  | 20.9 | 2001-12-11 08:44 | Anjanece | 1 | 0 | N | N
ATLAS POWER PRODUCTS | APP-3155 | Y | ATLAS POWER PRODUCTS , APP-3155 |  |  | 22 | 2001-12-11 08:44 | Anjanece | 1 | 0 | N | N
ATLAS POWER PRODUCTS | APP-3155 | Y | ATLAS POWER PRODUCTS , APP-3155 |  |  | 22.61 | 2001-12-11 08:44 | Anjanece | 1 | 0 | N | N
ATLAS POWER PRODUCTS | APP-3155 | Y | ATLAS POWER PRODUCTS , APP-3155 |  |  | 28.31 | 2001-12-11 08:44 | Anjanece | 1 | 0 | N | N
ATLAS POWER PRODUCTS | APP-3155 | Y | ATLAS POWER PRODUCTS , APP-3155 |  |  | 30.82 | 2001-12-11 08:44 | Anjanece | 1 | 0 | N | N
ATLAS POWER PRODUCTS | APP-3155 | Y | ATLAS POWER PRODUCTS , APP-3155 |  |  | 31.91 | 2001-12-11 08:44 | Anjanece | 1 | 0 | N | N
ATLAS POWER PRODUCTS | APP-3155 | Y | ATLAS POWER PRODUCTS , APP-3155 |  |  | 32.9 | 2001-12-11 08:44 | Anjanece | 1 | 0 | N | N
ATLAS POWER PRODUCTS | APP-3155 | Y | ATLAS POWER PRODUCTS , APP-3155 |  |  | 33.61 | 2001-12-11 08:44 | Anjanece | 1 | 0 | N | N
ATLAS POWER PRODUCTS | APP-3155 | Y | ATLAS POWER PRODUCTS , APP-3155 |  |  | 34.18 | 2001-12-11 08:44 | Anjanece | 1 | 0 | N | N
DIXIE METAL PRODUCTS, INC. | 1217 | Y | DIXIE METAL PRODUCTS, INC. , 1217 | JEA OVERHEAD DISTRIBUTION | CSC Stores | 18.14 | 2001-12-11 08:44 | Anjanece | 1 | 0 | N | N
DIXIE METAL PRODUCTS, INC. | 1217 | Y | DIXIE METAL PRODUCTS, INC. , 1217 |  |  | 18.74 | 2001-12-11 08:44 | Anjanece | 1 | 0 | N | N
DIXIE METAL PRODUCTS, INC. | 1217 | Y | DIXIE METAL PRODUCTS, INC. , 1217 |  |  | 20.17 | 2001-12-11 08:44 | Anjanece | 1 | 0 | N | N
DIXIE METAL PRODUCTS, INC. | 1217 | Y | DIXIE METAL PRODUCTS, INC. , 1217 |  |  | 20.9 | 2001-12-11 08:44 | Anjanece | 1 | 0 | N | N
DIXIE METAL PRODUCTS, INC. | 1217 | Y | DIXIE METAL PRODUCTS, INC. , 1217 |  |  | 22 | 2001-12-11 08:44 | Anjanece | 1 | 0 | N | N
DIXIE METAL PRODUCTS, INC. | 1217 | Y | DIXIE METAL PRODUCTS, INC. , 1217 |  |  | 22.61 | 2001-12-11 08:44 | Anjanece | 1 | 0 | N | N
DIXIE METAL PRODUCTS, INC. | 1217 | Y | DIXIE METAL PRODUCTS, INC. , 1217 |  |  | 28.31 | 2001-12-11 08:44 | Anjanece | 1 | 0 | N | N
DIXIE METAL PRODUCTS, INC. | 1217 | Y | DIXIE METAL PRODUCTS, INC. , 1217 |  |  | 30.82 | 2001-12-11 08:44 | Anjanece | 1 | 0 | N | N
DIXIE METAL PRODUCTS, INC. | 1217 | Y | DIXIE METAL PRODUCTS, INC. , 1217 |  |  | 31.91 | 2001-12-11 08:44 | Anjanece | 1 | 0 | N | N
DIXIE METAL PRODUCTS, INC. | 1217 | Y | DIXIE METAL PRODUCTS, INC. , 1217 |  |  | 32.9 | 2001-12-11 08:44 | Anjanece | 1 | 0 | N | N
DIXIE METAL PRODUCTS, INC. | 1217 | Y | DIXIE METAL PRODUCTS, INC. , 1217 |  |  | 33.61 | 2001-12-11 08:44 | Anjanece | 1 | 0 | N | N
DIXIE METAL PRODUCTS, INC. | 1217 | Y | DIXIE METAL PRODUCTS, INC. , 1217 |  |  | 34.18 | 2001-12-11 08:44 | Anjanece | 1 | 0 | N | N
FABRICATED METALS | WCAB-1P-J | Y | FABRICATED METALS , WCAB-1P-J | JEA OVERHEAD DISTRIBUTION | CSC Stores | 18.14 | 2001-12-11 08:44 | Anjanece | 1 | 0 | N | N
FABRICATED METALS | WCAB-1P-J | Y | FABRICATED METALS , WCAB-1P-J |  |  | 18.74 | 2001-12-11 08:44 | Anjanece | 1 | 0 | N | N
FABRICATED METALS | WCAB-1P-J | Y | FABRICATED METALS , WCAB-1P-J |  |  | 20.17 | 2001-12-11 08:44 | Anjanece | 1 | 0 | N | N
FABRICATED METALS | WCAB-1P-J | Y | FABRICATED METALS , WCAB-1P-J |  |  | 20.9 | 2001-12-11 08:44 | Anjanece | 1 | 0 | N | N
FABRICATED METALS | WCAB-1P-J | Y | FABRICATED METALS , WCAB-1P-J |  |  | 22 | 2001-12-11 08:44 | Anjanece | 1 | 0 | N | N
FABRICATED METALS | WCAB-1P-J | Y | FABRICATED METALS , WCAB-1P-J |  |  | 22.61 | 2001-12-11 08:44 | Anjanece | 1 | 0 | N | N
FABRICATED METALS | WCAB-1P-J | Y | FABRICATED METALS , WCAB-1P-J |  |  | 28.31 | 2001-12-11 08:44 | Anjanece | 1 | 0 | N | N
FABRICATED METALS | WCAB-1P-J | Y | FABRICATED METALS , WCAB-1P-J |  |  | 30.82 | 2001-12-11 08:44 | Anjanece | 1 | 0 | N | N
FABRICATED METALS | WCAB-1P-J | Y | FABRICATED METALS , WCAB-1P-J |  |  | 31.91 | 2001-12-11 08:44 | Anjanece | 1 | 0 | N | N
FABRICATED METALS | WCAB-1P-J | Y | FABRICATED METALS , WCAB-1P-J |  |  | 32.9 | 2001-12-11 08:44 | Anjanece | 1 | 0 | N | N
FABRICATED METALS | WCAB-1P-J | Y | FABRICATED METALS , WCAB-1P-J |  |  | 33.61 | 2001-12-11 08:44 | Anjanece | 1 | 0 | N | N
FABRICATED METALS | WCAB-1P-J | Y | FABRICATED METALS , WCAB-1P-J |  |  | 34.18 | 2001-12-11 08:44 | Anjanece | 1 | 0 | N | N
MACLEAN POWER SYSTEMS | SF-MB-1018 | Y | MACLEAN POWER SYSTEMS , SF-MB-1018 | JEA OVERHEAD DISTRIBUTION | CSC Stores | 18.14 | 2001-12-11 08:44 | Anjanece | 1 | 0 | N | N
MACLEAN POWER SYSTEMS | SF-MB-1018 | Y | MACLEAN POWER SYSTEMS , SF-MB-1018 |  |  | 18.74 | 2001-12-11 08:44 | Anjanece | 1 | 0 | N | N
MACLEAN POWER SYSTEMS | SF-MB-1018 | Y | MACLEAN POWER SYSTEMS , SF-MB-1018 |  |  | 20.17 | 2001-12-11 08:44 | Anjanece | 1 | 0 | N | N
MACLEAN POWER SYSTEMS | SF-MB-1018 | Y | MACLEAN POWER SYSTEMS , SF-MB-1018 |  |  | 20.9 | 2001-12-11 08:44 | Anjanece | 1 | 0 | N | N
MACLEAN POWER SYSTEMS | SF-MB-1018 | Y | MACLEAN POWER SYSTEMS , SF-MB-1018 |  |  | 22 | 2001-12-11 08:44 | Anjanece | 1 | 0 | N | N
MACLEAN POWER SYSTEMS | SF-MB-1018 | Y | MACLEAN POWER SYSTEMS , SF-MB-1018 |  |  | 22.61 | 2001-12-11 08:44 | Anjanece | 1 | 0 | N | N
MACLEAN POWER SYSTEMS | SF-MB-1018 | Y | MACLEAN POWER SYSTEMS , SF-MB-1018 |  |  | 28.31 | 2001-12-11 08:44 | Anjanece | 1 | 0 | N | N
MACLEAN POWER SYSTEMS | SF-MB-1018 | Y | MACLEAN POWER SYSTEMS , SF-MB-1018 |  |  | 30.82 | 2001-12-11 08:44 | Anjanece | 1 | 0 | N | N
MACLEAN POWER SYSTEMS | SF-MB-1018 | Y | MACLEAN POWER SYSTEMS , SF-MB-1018 |  |  | 31.91 | 2001-12-11 08:44 | Anjanece | 1 | 0 | N | N
MACLEAN POWER SYSTEMS | SF-MB-1018 | Y | MACLEAN POWER SYSTEMS , SF-MB-1018 |  |  | 32.9 | 2001-12-11 08:44 | Anjanece | 1 | 0 | N | N
MACLEAN POWER SYSTEMS | SF-MB-1018 | Y | MACLEAN POWER SYSTEMS , SF-MB-1018 |  |  | 33.61 | 2001-12-11 08:44 | Anjanece | 1 | 0 | N | N
MACLEAN POWER SYSTEMS | SF-MB-1018 | Y | MACLEAN POWER SYSTEMS , SF-MB-1018 |  |  | 34.18 | 2001-12-11 08:44 | Anjanece | 1 | 0 | N | N
UNITED UTILITY PRODUCTS | UUP-215 | Y | UNITED UTILITY PRODUCTS , UUP-215 | JEA OVERHEAD DISTRIBUTION | CSC Stores | 18.14 | 2001-12-11 08:44 | Anjanece | 1 | 0 | N | N
UNITED UTILITY PRODUCTS | UUP-215 | Y | UNITED UTILITY PRODUCTS , UUP-215 |  |  | 18.74 | 2001-12-11 08:44 | Anjanece | 1 | 0 | N | N
UNITED UTILITY PRODUCTS | UUP-215 | Y | UNITED UTILITY PRODUCTS , UUP-215 |  |  | 20.17 | 2001-12-11 08:44 | Anjanece | 1 | 0 | N | N
UNITED UTILITY PRODUCTS | UUP-215 | Y | UNITED UTILITY PRODUCTS , UUP-215 |  |  | 20.9 | 2001-12-11 08:44 | Anjanece | 1 | 0 | N | N
UNITED UTILITY PRODUCTS | UUP-215 | Y | UNITED UTILITY PRODUCTS , UUP-215 |  |  | 22 | 2001-12-11 08:44 | Anjanece | 1 | 0 | N | N
UNITED UTILITY PRODUCTS | UUP-215 | Y | UNITED UTILITY PRODUCTS , UUP-215 |  |  | 22.61 | 2001-12-11 08:44 | Anjanece | 1 | 0 | N | N
UNITED UTILITY PRODUCTS | UUP-215 | Y | UNITED UTILITY PRODUCTS , UUP-215 |  |  | 28.31 | 2001-12-11 08:44 | Anjanece | 1 | 0 | N | N
UNITED UTILITY PRODUCTS | UUP-215 | Y | UNITED UTILITY PRODUCTS , UUP-215 |  |  | 30.82 | 2001-12-11 08:44 | Anjanece | 1 | 0 | N | N
UNITED UTILITY PRODUCTS | UUP-215 | Y | UNITED UTILITY PRODUCTS , UUP-215 |  |  | 31.91 | 2001-12-11 08:44 | Anjanece | 1 | 0 | N | N
UNITED UTILITY PRODUCTS | UUP-215 | Y | UNITED UTILITY PRODUCTS , UUP-215 |  |  | 32.9 | 2001-12-11 08:44 | Anjanece | 1 | 0 | N | N
UNITED UTILITY PRODUCTS | UUP-215 | Y | UNITED UTILITY PRODUCTS , UUP-215 |  |  | 33.61 | 2001-12-11 08:44 | Anjanece | 1 | 0 | N | N
UNITED UTILITY PRODUCTS | UUP-215 | Y | UNITED UTILITY PRODUCTS , UUP-215 |  |  | 34.18 | 2001-12-11 08:44 | Anjanece | 1 | 0 | N | N
UTILITIES SERVICE | 35936 | Y | UTILITIES SERVICE , 35936 | JEA OVERHEAD DISTRIBUTION | CSC Stores | 18.14 | 2001-12-11 08:44 | Anjanece | 1 | 0 | N | N
UTILITIES SERVICE | 35936 | Y | UTILITIES SERVICE , 35936 |  |  | 18.74 | 2001-12-11 08:44 | Anjanece | 1 | 0 | N | N
UTILITIES SERVICE | 35936 | Y | UTILITIES SERVICE , 35936 |  |  | 20.17 | 2001-12-11 08:44 | Anjanece | 1 | 0 | N | N
UTILITIES SERVICE | 35936 | Y | UTILITIES SERVICE , 35936 |  |  | 20.9 | 2001-12-11 08:44 | Anjanece | 1 | 0 | N | N
UTILITIES SERVICE | 35936 | Y | UTILITIES SERVICE , 35936 |  |  | 22 | 2001-12-11 08:44 | Anjanece | 1 | 0 | N | N
UTILITIES SERVICE | 35936 | Y | UTILITIES SERVICE , 35936 |  |  | 22.61 | 2001-12-11 08:44 | Anjanece | 1 | 0 | N | N
UTILITIES SERVICE | 35936 | Y | UTILITIES SERVICE , 35936 |  |  | 28.31 | 2001-12-11 08:44 | Anjanece | 1 | 0 | N | N
UTILITIES SERVICE | 35936 | Y | UTILITIES SERVICE , 35936 |  |  | 30.82 | 2001-12-11 08:44 | Anjanece | 1 | 0 | N | N
UTILITIES SERVICE | 35936 | Y | UTILITIES SERVICE , 35936 |  |  | 31.91 | 2001-12-11 08:44 | Anjanece | 1 | 0 | N | N
UTILITIES SERVICE | 35936 | Y | UTILITIES SERVICE , 35936 |  |  | 32.9 | 2001-12-11 08:44 | Anjanece | 1 | 0 | N | N
UTILITIES SERVICE | 35936 | Y | UTILITIES SERVICE , 35936 |  |  | 33.61 | 2001-12-11 08:44 | Anjanece | 1 | 0 | N | N
UTILITIES SERVICE | 35936 | Y | UTILITIES SERVICE , 35936 |  |  | 34.18 | 2001-12-11 08:44 | Anjanece | 1 | 0 | N | N
HUBBELL | 1SBHA18TDBSC | Y | HUBBELL , 1SBHA18TDBSC | JEA OVERHEAD DISTRIBUTION | CSC Stores | 46.71 | 2010-01-19 09:53 | Anjanece | 1 | 200 | N | N
HUBBELL | 1SBHA18TDBSC | Y | HUBBELL , 1SBHA18TDBSC |  |  | 46.72 | 2010-01-19 09:53 | Anjanece | 1 | 200 | N | N
HUBBELL | 1SBHA18TDBSC | Y | HUBBELL , 1SBHA18TDBSC |  |  | 46.85 | 2010-01-19 09:53 | Anjanece | 1 | 200 | N | N
HUBBELL | 1SBHA18TDBSC | Y | HUBBELL , 1SBHA18TDBSC |  |  | 47.12 | 2010-01-19 09:53 | Anjanece | 1 | 200 | N | N
HUBBELL | 1SBHA18TDBSC | Y | HUBBELL , 1SBHA18TDBSC |  |  | 47.71 | 2010-01-19 09:53 | Anjanece | 1 | 200 | N | N
HUBBELL | 1SBHA18TDBSC | Y | HUBBELL , 1SBHA18TDBSC |  |  | 49.43 | 2010-01-19 09:53 | Anjanece | 1 | 200 | N | N
HUBBELL | 1SBHA18TDBSC | Y | HUBBELL , 1SBHA18TDBSC |  |  | 49.46 | 2010-01-19 09:53 | Anjanece | 1 | 200 | N | N
HUBBELL | 1SBHA18TDBSC | Y | HUBBELL , 1SBHA18TDBSC |  |  | 50.45 | 2010-01-19 09:53 | Anjanece | 1 | 200 | N | N
HUBBELL | 1SBHA18TDBSC | Y | HUBBELL , 1SBHA18TDBSC |  |  | 52.2 | 2010-01-19 09:53 | Anjanece | 1 | 200 | N | N
HUBBELL | 1SBHA18TDBSC | Y | HUBBELL , 1SBHA18TDBSC |  |  | 57.79 | 2010-01-19 09:53 | Anjanece | 1 | 200 | N | N
HUBBELL | 1SBHA18TDBSC | Y | HUBBELL , 1SBHA18TDBSC |  |  | 58.87 | 2010-01-19 09:53 | Anjanece | 1 | 200 | N | N
HUBBELL | 1SBHA18TDBSC | Y | HUBBELL , 1SBHA18TDBSC |  |  | 59.68 | 2010-01-19 09:53 | Anjanece | 1 | 200 | N | N
HUBBELL | 1SBHA18TDBSC | Y | HUBBELL , 1SBHA18TDBSC |  |  | 62.06 | 2010-01-19 09:53 | Anjanece | 1 | 200 | N | N
HUBBELL | 1SBHA18TDBSC | Y | HUBBELL , 1SBHA18TDBSC |  |  | 62.56 | 2010-01-19 09:53 | Anjanece | 1 | 200 | N | N
HUBBELL | 1SBHA18TDBSC | Y | HUBBELL , 1SBHA18TDBSC |  |  | 64.6 | 2010-01-19 09:53 | Anjanece | 1 | 200 | N | N
HUBBELL | 1SBHA18TDBSC | Y | HUBBELL , 1SBHA18TDBSC |  |  | 64.61 | 2010-01-19 09:53 | Anjanece | 1 | 200 | N | N
HUBBELL | 1SBHA18TDBSC | Y | HUBBELL , 1SBHA18TDBSC |  |  | 64.92 | 2010-01-19 09:53 | Anjanece | 1 | 200 | N | N
HUBBELL | 1SBHA18TDBSC | Y | HUBBELL , 1SBHA18TDBSC |  |  | 65.62 | 2010-01-19 09:53 | Anjanece | 1 | 200 | N | N
HUBBELL | 1SBHA18TDBSC | Y | HUBBELL , 1SBHA18TDBSC |  |  | 65.65 | 2010-01-19 09:53 | Anjanece | 1 | 200 | N | N
HUBBELL | 1SBHA18TDBSC | Y | HUBBELL , 1SBHA18TDBSC |  |  | 65.9 | 2010-01-19 09:53 | Anjanece | 1 | 200 | N | N
HUBBELL | 1SBHA18TDBSC | Y | HUBBELL , 1SBHA18TDBSC |  |  | 69.16 | 2010-01-19 09:53 | Anjanece | 1 | 200 | N | N
HUBBELL | 1SBHA18TDBSC | Y | HUBBELL , 1SBHA18TDBSC |  |  | 69.17 | 2010-01-19 09:53 | Anjanece | 1 | 200 | N | N
HUBBELL | 1SBHA18TDBSC | Y | HUBBELL , 1SBHA18TDBSC |  |  | 69.18 | 2010-01-19 09:53 | Anjanece | 1 | 200 | N | N
HUBBELL | 1SBHA18TDBSC | Y | HUBBELL , 1SBHA18TDBSC |  |  | 69.19 | 2010-01-19 09:53 | Anjanece | 1 | 200 | N | N
HUBBELL | 1SBHA18TDBSC | Y | HUBBELL , 1SBHA18TDBSC |  |  | 69.2 | 2010-01-19 09:53 | Anjanece | 1 | 200 | N | N
HUBBELL | 1SBHA18TDBSC | Y | HUBBELL , 1SBHA18TDBSC |  |  | 69.25 | 2010-01-19 09:53 | Anjanece | 1 | 200 | N | N
HUBBELL | 1SBHA18TDBSC | Y | HUBBELL , 1SBHA18TDBSC |  |  | 69.26 | 2010-01-19 09:53 | Anjanece | 1 | 200 | N | N
HUBBELL | 1SBHA18TDBSC | Y | HUBBELL , 1SBHA18TDBSC |  |  | 69.27 | 2010-01-19 09:53 | Anjanece | 1 | 200 | N | N
HUBBELL | 1SBHA18TDBSC | Y | HUBBELL , 1SBHA18TDBSC |  |  | 69.28 | 2010-01-19 09:53 | Anjanece | 1 | 200 | N | N
HUBBELL | 1SBHA18TDBSC | Y | HUBBELL , 1SBHA18TDBSC |  |  | 69.34 | 2010-01-19 09:53 | Anjanece | 1 | 200 | N | N
HUBBELL | 1SBHA18TDBSC | Y | HUBBELL , 1SBHA18TDBSC |  |  | 69.38 | 2010-01-19 09:53 | Anjanece | 1 | 200 | N | N
HUBBELL | 1SBHA18TDBSC | Y | HUBBELL , 1SBHA18TDBSC |  |  | 69.4 | 2010-01-19 09:53 | Anjanece | 1 | 200 | N | N
HUBBELL | 1SBHA18TDBSC | Y | HUBBELL , 1SBHA18TDBSC |  |  | 69.45 | 2010-01-19 09:53 | Anjanece | 1 | 200 | N | N
HUBBELL | 1SBHA18TDBSC | Y | HUBBELL , 1SBHA18TDBSC |  |  | 69.76 | 2010-01-19 09:53 | Anjanece | 1 | 200 | N | N
HUBBELL | 1SBHA18TDBSC | Y | HUBBELL , 1SBHA18TDBSC |  |  | 70.08 | 2010-01-19 09:53 | Anjanece | 1 | 200 | N | N
HUBBELL | 1SBHA18TDBSC | Y | HUBBELL , 1SBHA18TDBSC |  |  | 70.5 | 2010-01-19 09:53 | Anjanece | 1 | 200 | N | N
HUBBELL | 1SBHA18TDBSC | Y | HUBBELL , 1SBHA18TDBSC |  |  | 73.32 | 2010-01-19 09:53 | Anjanece | 1 | 200 | N | N
HUBBELL | 1SBHA18TDBSC | Y | HUBBELL , 1SBHA18TDBSC |  |  | 75.1 | 2010-01-19 09:53 | Anjanece | 1 | 200 | N | N
HUBBELL | 1SBHA18TDBSC | Y | HUBBELL , 1SBHA18TDBSC |  |  | 77.03 | 2010-01-19 09:53 | Anjanece | 1 | 200 | N | N
HUBBELL | 1SBHA18TDBSC | Y | HUBBELL , 1SBHA18TDBSC |  | Storm Stores | 0 | 2018-04-16 10:04 | Anjanece | 1 | 200 | N | N
HUBBELL | 1SBHA18TDBSC | Y | HUBBELL , 1SBHA18TDBSC |  |  | 51.32 | 2018-04-16 10:04 | Anjanece | 1 | 200 | N | N
HUBBELL | 1SBHA18TDBSC | Y | HUBBELL , 1SBHA18TDBSC |  |  | 52.46 | 2018-04-16 10:04 | Anjanece | 1 | 200 | N | N
HUBBELL | 1SBHA18TDBSC | Y | HUBBELL , 1SBHA18TDBSC |  |  | 52.58 | 2018-04-16 10:04 | Anjanece | 1 | 200 | N | N
HUBBELL | 1SBHA18TDBSC | Y | HUBBELL , 1SBHA18TDBSC |  |  | 54.24 | 2018-04-16 10:04 | Anjanece | 1 | 200 | N | N
HUBBELL | 1SBHA18TDBSC | Y | HUBBELL , 1SBHA18TDBSC |  |  | 54.32 | 2018-04-16 10:04 | Anjanece | 1 | 200 | N | N
HUBBELL | 1SBHA18TDBSC | Y | HUBBELL , 1SBHA18TDBSC |  |  | 56.35 | 2018-04-16 10:04 | Anjanece | 1 | 200 | N | N
HUBBELL | 1SBHA18TDBSC | Y | HUBBELL , 1SBHA18TDBSC |  |  | 56.78 | 2018-04-16 10:04 | Anjanece | 1 | 200 | N | N
HUBBELL | 1SBHA18TDBSC | Y | HUBBELL , 1SBHA18TDBSC |  |  | 58.69 | 2018-04-16 10:04 | Anjanece | 1 | 200 | N | N
HUBBELL | 1SBHA18TDBSC | Y | HUBBELL , 1SBHA18TDBSC |  |  | 60.29 | 2018-04-16 10:04 | Anjanece | 1 | 200 | N | N
HUBBELL | 1SBHA18TDBSC | Y | HUBBELL , 1SBHA18TDBSC |  |  | 60.9 | 2018-04-16 10:04 | Anjanece | 1 | 200 | N | N
HUBBELL | 1SBHA18TDBSC | Y | HUBBELL , 1SBHA18TDBSC |  |  | 60.92 | 2018-04-16 10:04 | Anjanece | 1 | 200 | N | N
HUBBELL | 1SBHA18TDBSC | Y | HUBBELL , 1SBHA18TDBSC |  |  | 63.73 | 2018-04-16 10:04 | Anjanece | 1 | 200 | N | N
HUBBELL | 1SBHA18TDBSC | Y | HUBBELL , 1SBHA18TDBSC |  |  | 64.38 | 2018-04-16 10:04 | Anjanece | 1 | 200 | N | N
HUBBELL | 1SBHA18TDBSC | Y | HUBBELL , 1SBHA18TDBSC |  |  | 69.27 | 2018-04-16 10:04 | Anjanece | 1 | 200 | N | N
MACLEAN POWER SYSTEMS | G1HDA218AA1BC | Y | MACLEAN POWER SYSTEMS , G1HDA218AA1BC | JEA OVERHEAD DISTRIBUTION | CSC Stores | 46.71 | 2010-01-19 09:53 | Anjanece | 1 | 200 | N | N
MACLEAN POWER SYSTEMS | G1HDA218AA1BC | Y | MACLEAN POWER SYSTEMS , G1HDA218AA1BC |  |  | 46.72 | 2010-01-19 09:53 | Anjanece | 1 | 200 | N | N
MACLEAN POWER SYSTEMS | G1HDA218AA1BC | Y | MACLEAN POWER SYSTEMS , G1HDA218AA1BC |  |  | 46.85 | 2010-01-19 09:53 | Anjanece | 1 | 200 | N | N
MACLEAN POWER SYSTEMS | G1HDA218AA1BC | Y | MACLEAN POWER SYSTEMS , G1HDA218AA1BC |  |  | 47.12 | 2010-01-19 09:53 | Anjanece | 1 | 200 | N | N
MACLEAN POWER SYSTEMS | G1HDA218AA1BC | Y | MACLEAN POWER SYSTEMS , G1HDA218AA1BC |  |  | 47.71 | 2010-01-19 09:53 | Anjanece | 1 | 200 | N | N
MACLEAN POWER SYSTEMS | G1HDA218AA1BC | Y | MACLEAN POWER SYSTEMS , G1HDA218AA1BC |  |  | 49.43 | 2010-01-19 09:53 | Anjanece | 1 | 200 | N | N
MACLEAN POWER SYSTEMS | G1HDA218AA1BC | Y | MACLEAN POWER SYSTEMS , G1HDA218AA1BC |  |  | 49.46 | 2010-01-19 09:53 | Anjanece | 1 | 200 | N | N
MACLEAN POWER SYSTEMS | G1HDA218AA1BC | Y | MACLEAN POWER SYSTEMS , G1HDA218AA1BC |  |  | 50.45 | 2010-01-19 09:53 | Anjanece | 1 | 200 | N | N
MACLEAN POWER SYSTEMS | G1HDA218AA1BC | Y | MACLEAN POWER SYSTEMS , G1HDA218AA1BC |  |  | 52.2 | 2010-01-19 09:53 | Anjanece | 1 | 200 | N | N
MACLEAN POWER SYSTEMS | G1HDA218AA1BC | Y | MACLEAN POWER SYSTEMS , G1HDA218AA1BC |  |  | 57.79 | 2010-01-19 09:53 | Anjanece | 1 | 200 | N | N
MACLEAN POWER SYSTEMS | G1HDA218AA1BC | Y | MACLEAN POWER SYSTEMS , G1HDA218AA1BC |  |  | 58.87 | 2010-01-19 09:53 | Anjanece | 1 | 200 | N | N
MACLEAN POWER SYSTEMS | G1HDA218AA1BC | Y | MACLEAN POWER SYSTEMS , G1HDA218AA1BC |  |  | 59.68 | 2010-01-19 09:53 | Anjanece | 1 | 200 | N | N
MACLEAN POWER SYSTEMS | G1HDA218AA1BC | Y | MACLEAN POWER SYSTEMS , G1HDA218AA1BC |  |  | 62.06 | 2010-01-19 09:53 | Anjanece | 1 | 200 | N | N
MACLEAN POWER SYSTEMS | G1HDA218AA1BC | Y | MACLEAN POWER SYSTEMS , G1HDA218AA1BC |  |  | 62.56 | 2010-01-19 09:53 | Anjanece | 1 | 200 | N | N
MACLEAN POWER SYSTEMS | G1HDA218AA1BC | Y | MACLEAN POWER SYSTEMS , G1HDA218AA1BC |  |  | 64.6 | 2010-01-19 09:53 | Anjanece | 1 | 200 | N | N
MACLEAN POWER SYSTEMS | G1HDA218AA1BC | Y | MACLEAN POWER SYSTEMS , G1HDA218AA1BC |  |  | 64.61 | 2010-01-19 09:53 | Anjanece | 1 | 200 | N | N
MACLEAN POWER SYSTEMS | G1HDA218AA1BC | Y | MACLEAN POWER SYSTEMS , G1HDA218AA1BC |  |  | 64.92 | 2010-01-19 09:53 | Anjanece | 1 | 200 | N | N
MACLEAN POWER SYSTEMS | G1HDA218AA1BC | Y | MACLEAN POWER SYSTEMS , G1HDA218AA1BC |  |  | 65.62 | 2010-01-19 09:53 | Anjanece | 1 | 200 | N | N
MACLEAN POWER SYSTEMS | G1HDA218AA1BC | Y | MACLEAN POWER SYSTEMS , G1HDA218AA1BC |  |  | 65.65 | 2010-01-19 09:53 | Anjanece | 1 | 200 | N | N
MACLEAN POWER SYSTEMS | G1HDA218AA1BC | Y | MACLEAN POWER SYSTEMS , G1HDA218AA1BC |  |  | 65.9 | 2010-01-19 09:53 | Anjanece | 1 | 200 | N | N
MACLEAN POWER SYSTEMS | G1HDA218AA1BC | Y | MACLEAN POWER SYSTEMS , G1HDA218AA1BC |  |  | 69.16 | 2010-01-19 09:53 | Anjanece | 1 | 200 | N | N
MACLEAN POWER SYSTEMS | G1HDA218AA1BC | Y | MACLEAN POWER SYSTEMS , G1HDA218AA1BC |  |  | 69.17 | 2010-01-19 09:53 | Anjanece | 1 | 200 | N | N
MACLEAN POWER SYSTEMS | G1HDA218AA1BC | Y | MACLEAN POWER SYSTEMS , G1HDA218AA1BC |  |  | 69.18 | 2010-01-19 09:53 | Anjanece | 1 | 200 | N | N
MACLEAN POWER SYSTEMS | G1HDA218AA1BC | Y | MACLEAN POWER SYSTEMS , G1HDA218AA1BC |  |  | 69.19 | 2010-01-19 09:53 | Anjanece | 1 | 200 | N | N
MACLEAN POWER SYSTEMS | G1HDA218AA1BC | Y | MACLEAN POWER SYSTEMS , G1HDA218AA1BC |  |  | 69.2 | 2010-01-19 09:53 | Anjanece | 1 | 200 | N | N
MACLEAN POWER SYSTEMS | G1HDA218AA1BC | Y | MACLEAN POWER SYSTEMS , G1HDA218AA1BC |  |  | 69.25 | 2010-01-19 09:53 | Anjanece | 1 | 200 | N | N
MACLEAN POWER SYSTEMS | G1HDA218AA1BC | Y | MACLEAN POWER SYSTEMS , G1HDA218AA1BC |  |  | 69.26 | 2010-01-19 09:53 | Anjanece | 1 | 200 | N | N
MACLEAN POWER SYSTEMS | G1HDA218AA1BC | Y | MACLEAN POWER SYSTEMS , G1HDA218AA1BC |  |  | 69.27 | 2010-01-19 09:53 | Anjanece | 1 | 200 | N | N
MACLEAN POWER SYSTEMS | G1HDA218AA1BC | Y | MACLEAN POWER SYSTEMS , G1HDA218AA1BC |  |  | 69.28 | 2010-01-19 09:53 | Anjanece | 1 | 200 | N | N
MACLEAN POWER SYSTEMS | G1HDA218AA1BC | Y | MACLEAN POWER SYSTEMS , G1HDA218AA1BC |  |  | 69.34 | 2010-01-19 09:53 | Anjanece | 1 | 200 | N | N
MACLEAN POWER SYSTEMS | G1HDA218AA1BC | Y | MACLEAN POWER SYSTEMS , G1HDA218AA1BC |  |  | 69.38 | 2010-01-19 09:53 | Anjanece | 1 | 200 | N | N
MACLEAN POWER SYSTEMS | G1HDA218AA1BC | Y | MACLEAN POWER SYSTEMS , G1HDA218AA1BC |  |  | 69.4 | 2010-01-19 09:53 | Anjanece | 1 | 200 | N | N
MACLEAN POWER SYSTEMS | G1HDA218AA1BC | Y | MACLEAN POWER SYSTEMS , G1HDA218AA1BC |  |  | 69.45 | 2010-01-19 09:53 | Anjanece | 1 | 200 | N | N
MACLEAN POWER SYSTEMS | G1HDA218AA1BC | Y | MACLEAN POWER SYSTEMS , G1HDA218AA1BC |  |  | 69.76 | 2010-01-19 09:53 | Anjanece | 1 | 200 | N | N
MACLEAN POWER SYSTEMS | G1HDA218AA1BC | Y | MACLEAN POWER SYSTEMS , G1HDA218AA1BC |  |  | 70.08 | 2010-01-19 09:53 | Anjanece | 1 | 200 | N | N
MACLEAN POWER SYSTEMS | G1HDA218AA1BC | Y | MACLEAN POWER SYSTEMS , G1HDA218AA1BC |  |  | 70.5 | 2010-01-19 09:53 | Anjanece | 1 | 200 | N | N
MACLEAN POWER SYSTEMS | G1HDA218AA1BC | Y | MACLEAN POWER SYSTEMS , G1HDA218AA1BC |  |  | 73.32 | 2010-01-19 09:53 | Anjanece | 1 | 200 | N | N
MACLEAN POWER SYSTEMS | G1HDA218AA1BC | Y | MACLEAN POWER SYSTEMS , G1HDA218AA1BC |  |  | 75.1 | 2010-01-19 09:53 | Anjanece | 1 | 200 | N | N
MACLEAN POWER SYSTEMS | G1HDA218AA1BC | Y | MACLEAN POWER SYSTEMS , G1HDA218AA1BC |  |  | 77.03 | 2010-01-19 09:53 | Anjanece | 1 | 200 | N | N
MACLEAN POWER SYSTEMS | G1HDA218AA1BC | Y | MACLEAN POWER SYSTEMS , G1HDA218AA1BC |  | Storm Stores | 0 | 2018-04-16 10:04 | Anjanece | 1 | 200 | N | N
MACLEAN POWER SYSTEMS | G1HDA218AA1BC | Y | MACLEAN POWER SYSTEMS , G1HDA218AA1BC |  |  | 51.32 | 2018-04-16 10:04 | Anjanece | 1 | 200 | N | N
MACLEAN POWER SYSTEMS | G1HDA218AA1BC | Y | MACLEAN POWER SYSTEMS , G1HDA218AA1BC |  |  | 52.46 | 2018-04-16 10:04 | Anjanece | 1 | 200 | N | N
MACLEAN POWER SYSTEMS | G1HDA218AA1BC | Y | MACLEAN POWER SYSTEMS , G1HDA218AA1BC |  |  | 52.58 | 2018-04-16 10:04 | Anjanece | 1 | 200 | N | N
MACLEAN POWER SYSTEMS | G1HDA218AA1BC | Y | MACLEAN POWER SYSTEMS , G1HDA218AA1BC |  |  | 54.24 | 2018-04-16 10:04 | Anjanece | 1 | 200 | N | N
MACLEAN POWER SYSTEMS | G1HDA218AA1BC | Y | MACLEAN POWER SYSTEMS , G1HDA218AA1BC |  |  | 54.32 | 2018-04-16 10:04 | Anjanece | 1 | 200 | N | N
MACLEAN POWER SYSTEMS | G1HDA218AA1BC | Y | MACLEAN POWER SYSTEMS , G1HDA218AA1BC |  |  | 56.35 | 2018-04-16 10:04 | Anjanece | 1 | 200 | N | N
MACLEAN POWER SYSTEMS | G1HDA218AA1BC | Y | MACLEAN POWER SYSTEMS , G1HDA218AA1BC |  |  | 56.78 | 2018-04-16 10:04 | Anjanece | 1 | 200 | N | N
MACLEAN POWER SYSTEMS | G1HDA218AA1BC | Y | MACLEAN POWER SYSTEMS , G1HDA218AA1BC |  |  | 58.69 | 2018-04-16 10:04 | Anjanece | 1 | 200 | N | N
MACLEAN POWER SYSTEMS | G1HDA218AA1BC | Y | MACLEAN POWER SYSTEMS , G1HDA218AA1BC |  |  | 60.29 | 2018-04-16 10:04 | Anjanece | 1 | 200 | N | N
MACLEAN POWER SYSTEMS | G1HDA218AA1BC | Y | MACLEAN POWER SYSTEMS , G1HDA218AA1BC |  |  | 60.9 | 2018-04-16 10:04 | Anjanece | 1 | 200 | N | N
MACLEAN POWER SYSTEMS | G1HDA218AA1BC | Y | MACLEAN POWER SYSTEMS , G1HDA218AA1BC |  |  | 60.92 | 2018-04-16 10:04 | Anjanece | 1 | 200 | N | N
MACLEAN POWER SYSTEMS | G1HDA218AA1BC | Y | MACLEAN POWER SYSTEMS , G1HDA218AA1BC |  |  | 63.73 | 2018-04-16 10:04 | Anjanece | 1 | 200 | N | N
MACLEAN POWER SYSTEMS | G1HDA218AA1BC | Y | MACLEAN POWER SYSTEMS , G1HDA218AA1BC |  |  | 64.38 | 2018-04-16 10:04 | Anjanece | 1 | 200 | N | N
MACLEAN POWER SYSTEMS | G1HDA218AA1BC | Y | MACLEAN POWER SYSTEMS , G1HDA218AA1BC |  |  | 69.27 | 2018-04-16 10:04 | Anjanece | 1 | 200 | N | N
FLH | FLHF-2-19-C2-H-SC | Y | FLH , FLHF-2-19-C2-H-SC | JEA OVERHEAD DISTRIBUTION | CSC Stores | 50.78 | 2001-12-11 08:44 | Anjanece | 3 | 400 | N | N
FLH | FLHF-2-19-C2-H-SC | Y | FLH , FLHF-2-19-C2-H-SC |  |  | 50.9 | 2001-12-11 08:44 | Anjanece | 3 | 400 | N | N
FLH | FLHF-2-19-C2-H-SC | Y | FLH , FLHF-2-19-C2-H-SC |  |  | 50.93 | 2001-12-11 08:44 | Anjanece | 3 | 400 | N | N
FLH | FLHF-2-19-C2-H-SC | Y | FLH , FLHF-2-19-C2-H-SC |  |  | 50.94 | 2001-12-11 08:44 | Anjanece | 3 | 400 | N | N
FLH | FLHF-2-19-C2-H-SC | Y | FLH , FLHF-2-19-C2-H-SC |  |  | 50.98 | 2001-12-11 08:44 | Anjanece | 3 | 400 | N | N
FLH | FLHF-2-19-C2-H-SC | Y | FLH , FLHF-2-19-C2-H-SC |  |  | 51.04 | 2001-12-11 08:44 | Anjanece | 3 | 400 | N | N
FLH | FLHF-2-19-C2-H-SC | Y | FLH , FLHF-2-19-C2-H-SC |  |  | 51.05 | 2001-12-11 08:44 | Anjanece | 3 | 400 | N | N
FLH | FLHF-2-19-C2-H-SC | Y | FLH , FLHF-2-19-C2-H-SC |  |  | 51.11 | 2001-12-11 08:44 | Anjanece | 3 | 400 | N | N
FLH | FLHF-2-19-C2-H-SC | Y | FLH , FLHF-2-19-C2-H-SC |  |  | 51.18 | 2001-12-11 08:44 | Anjanece | 3 | 400 | N | N
FLH | FLHF-2-19-C2-H-SC | Y | FLH , FLHF-2-19-C2-H-SC |  |  | 51.24 | 2001-12-11 08:44 | Anjanece | 3 | 400 | N | N
FLH | FLHF-2-19-C2-H-SC | Y | FLH , FLHF-2-19-C2-H-SC |  |  | 51.34 | 2001-12-11 08:44 | Anjanece | 3 | 400 | N | N
FLH | FLHF-2-19-C2-H-SC | Y | FLH , FLHF-2-19-C2-H-SC |  |  | 51.4 | 2001-12-11 08:44 | Anjanece | 3 | 400 | N | N
FLH | FLHF-2-19-C2-H-SC | Y | FLH , FLHF-2-19-C2-H-SC |  |  | 51.48 | 2001-12-11 08:44 | Anjanece | 3 | 400 | N | N
FLH | FLHF-2-19-C2-H-SC | Y | FLH , FLHF-2-19-C2-H-SC |  |  | 51.5 | 2001-12-11 08:44 | Anjanece | 3 | 400 | N | N
FLH | FLHF-2-19-C2-H-SC | Y | FLH , FLHF-2-19-C2-H-SC |  |  | 51.51 | 2001-12-11 08:44 | Anjanece | 3 | 400 | N | N
FLH | FLHF-2-19-C2-H-SC | Y | FLH , FLHF-2-19-C2-H-SC |  |  | 51.58 | 2001-12-11 08:44 | Anjanece | 3 | 400 | N | N
FLH | FLHF-2-19-C2-H-SC | Y | FLH , FLHF-2-19-C2-H-SC |  |  | 51.59 | 2001-12-11 08:44 | Anjanece | 3 | 400 | N | N
FLH | FLHF-2-19-C2-H-SC | Y | FLH , FLHF-2-19-C2-H-SC |  |  | 51.77 | 2001-12-11 08:44 | Anjanece | 3 | 400 | N | N
FLH | FLHF-2-19-C2-H-SC | Y | FLH , FLHF-2-19-C2-H-SC |  |  | 52.25 | 2001-12-11 08:44 | Anjanece | 3 | 400 | N | N
FLH | FLHF-2-19-C2-H-SC | Y | FLH , FLHF-2-19-C2-H-SC |  |  | 54.03 | 2001-12-11 08:44 | Anjanece | 3 | 400 | N | N
FLH | FLHF-2-19-C2-H-SC | Y | FLH , FLHF-2-19-C2-H-SC |  |  | 54.13 | 2001-12-11 08:44 | Anjanece | 3 | 400 | N | N
FLH | FLHF-2-19-C2-H-SC | Y | FLH , FLHF-2-19-C2-H-SC |  |  | 54.55 | 2001-12-11 08:44 | Anjanece | 3 | 400 | N | N
FLH | FLHF-2-19-C2-H-SC | Y | FLH , FLHF-2-19-C2-H-SC |  |  | 55.05 | 2001-12-11 08:44 | Anjanece | 3 | 400 | N | N
FLH | FLHF-2-19-C2-H-SC | Y | FLH , FLHF-2-19-C2-H-SC |  |  | 55.5 | 2001-12-11 08:44 | Anjanece | 3 | 400 | N | N
FLH | FLHF-2-19-C2-H-SC | Y | FLH , FLHF-2-19-C2-H-SC |  |  | 55.68 | 2001-12-11 08:44 | Anjanece | 3 | 400 | N | N
FLH | FLHF-2-19-C2-H-SC | Y | FLH , FLHF-2-19-C2-H-SC |  |  | 56.22 | 2001-12-11 08:44 | Anjanece | 3 | 400 | N | N
FLH | FLHF-2-19-C2-H-SC | Y | FLH , FLHF-2-19-C2-H-SC |  |  | 56.55 | 2001-12-11 08:44 | Anjanece | 3 | 400 | N | N
FLH | FLHF-2-19-C2-H-SC | Y | FLH , FLHF-2-19-C2-H-SC |  |  | 57.04 | 2001-12-11 08:44 | Anjanece | 3 | 400 | N | N
FLH | FLHF-2-19-C2-H-SC | Y | FLH , FLHF-2-19-C2-H-SC |  |  | 57.98 | 2001-12-11 08:44 | Anjanece | 3 | 400 | N | N
FLH | FLHF-2-19-C2-H-SC | Y | FLH , FLHF-2-19-C2-H-SC |  |  | 58.38 | 2001-12-11 08:44 | Anjanece | 3 | 400 | N | N
FLH | FLHF-2-19-C2-H-SC | Y | FLH , FLHF-2-19-C2-H-SC |  |  | 58.95 | 2001-12-11 08:44 | Anjanece | 3 | 400 | N | N
FLH | FLHF-2-19-C2-H-SC | Y | FLH , FLHF-2-19-C2-H-SC |  |  | 59.15 | 2001-12-11 08:44 | Anjanece | 3 | 400 | N | N
FLH | FLHF-2-19-C2-H-SC | Y | FLH , FLHF-2-19-C2-H-SC |  |  | 59.28 | 2001-12-11 08:44 | Anjanece | 3 | 400 | N | N
FLH | FLHF-2-19-C2-H-SC | Y | FLH , FLHF-2-19-C2-H-SC |  |  | 60.67 | 2001-12-11 08:44 | Anjanece | 3 | 400 | N | N
FLH | FLHF-2-19-C2-H-SC | Y | FLH , FLHF-2-19-C2-H-SC |  |  | 63.74 | 2001-12-11 08:44 | Anjanece | 3 | 400 | N | N
FLH | FLHF-2-19-C2-H-SC | Y | FLH , FLHF-2-19-C2-H-SC |  |  | 64.7 | 2001-12-11 08:44 | Anjanece | 3 | 400 | N | N
FLH | FLHF-2-19-C2-H-SC | Y | FLH , FLHF-2-19-C2-H-SC |  |  | 67.14 | 2001-12-11 08:44 | Anjanece | 3 | 400 | N | N
FLH | FLHF-2-19-C2-H-SC | Y | FLH , FLHF-2-19-C2-H-SC |  |  | 67.4 | 2001-12-11 08:44 | Anjanece | 3 | 400 | N | N
FLH | FLHF-2-19-C2-H-SC | Y | FLH , FLHF-2-19-C2-H-SC |  |  | 67.66 | 2001-12-11 08:44 | Anjanece | 3 | 400 | N | N
FLH | FLHF-2-19-C2-H-SC | Y | FLH , FLHF-2-19-C2-H-SC |  |  | 68.2 | 2001-12-11 08:44 | Anjanece | 3 | 400 | N | N
FLH | FLHF-2-19-C2-H-SC | Y | FLH , FLHF-2-19-C2-H-SC |  |  | 68.86 | 2001-12-11 08:44 | Anjanece | 3 | 400 | N | N
FLH | FLHF-2-19-C2-H-SC | Y | FLH , FLHF-2-19-C2-H-SC |  |  | 69.16 | 2001-12-11 08:44 | Anjanece | 3 | 400 | N | N
FLH | FLHF-2-19-C2-H-SC | Y | FLH , FLHF-2-19-C2-H-SC |  |  | 69.84 | 2001-12-11 08:44 | Anjanece | 3 | 400 | N | N
FLH | FLHF-2-19-C2-H-SC | Y | FLH , FLHF-2-19-C2-H-SC |  |  | 70.07 | 2001-12-11 08:44 | Anjanece | 3 | 400 | N | N
FLH | FLHF-2-19-C2-H-SC | Y | FLH , FLHF-2-19-C2-H-SC |  |  | 71.07 | 2001-12-11 08:44 | Anjanece | 3 | 400 | N | N
FLH | FLHF-2-19-C2-H-SC | Y | FLH , FLHF-2-19-C2-H-SC |  |  | 71.41 | 2001-12-11 08:44 | Anjanece | 3 | 400 | N | N
FLH | FLHF-2-19-C2-H-SC | Y | FLH , FLHF-2-19-C2-H-SC |  |  | 71.43 | 2001-12-11 08:44 | Anjanece | 3 | 400 | N | N
FLH | FLHF-2-19-C2-H-SC | Y | FLH , FLHF-2-19-C2-H-SC |  |  | 71.61 | 2001-12-11 08:44 | Anjanece | 3 | 400 | N | N
FLH | FLHF-2-19-C2-H-SC | Y | FLH , FLHF-2-19-C2-H-SC |  |  | 71.64 | 2001-12-11 08:44 | Anjanece | 3 | 400 | N | N
FLH | FLHF-2-19-C2-H-SC | Y | FLH , FLHF-2-19-C2-H-SC |  |  | 71.73 | 2001-12-11 08:44 | Anjanece | 3 | 400 | N | N
FLH | FLHF-2-19-C2-H-SC | Y | FLH , FLHF-2-19-C2-H-SC |  |  | 71.79 | 2001-12-11 08:44 | Anjanece | 3 | 400 | N | N
FLH | FLHF-2-19-C2-H-SC | Y | FLH , FLHF-2-19-C2-H-SC |  |  | 71.81 | 2001-12-11 08:44 | Anjanece | 3 | 400 | N | N
FLH | FLHF-2-19-C2-H-SC | Y | FLH , FLHF-2-19-C2-H-SC |  |  | 71.82 | 2001-12-11 08:44 | Anjanece | 3 | 400 | N | N
FLH | FLHF-2-19-C2-H-SC | Y | FLH , FLHF-2-19-C2-H-SC |  |  | 71.83 | 2001-12-11 08:44 | Anjanece | 3 | 400 | N | N
FLH | FLHF-2-19-C2-H-SC | Y | FLH , FLHF-2-19-C2-H-SC |  |  | 71.84 | 2001-12-11 08:44 | Anjanece | 3 | 400 | N | N
FLH | FLHF-2-19-C2-H-SC | Y | FLH , FLHF-2-19-C2-H-SC |  |  | 71.85 | 2001-12-11 08:44 | Anjanece | 3 | 400 | N | N
FLH | FLHF-2-19-C2-H-SC | Y | FLH , FLHF-2-19-C2-H-SC |  |  | 71.86 | 2001-12-11 08:44 | Anjanece | 3 | 400 | N | N
FLH | FLHF-2-19-C2-H-SC | Y | FLH , FLHF-2-19-C2-H-SC |  |  | 71.87 | 2001-12-11 08:44 | Anjanece | 3 | 400 | N | N
FLH | FLHF-2-19-C2-H-SC | Y | FLH , FLHF-2-19-C2-H-SC |  |  | 71.88 | 2001-12-11 08:44 | Anjanece | 3 | 400 | N | N
FLH | FLHF-2-19-C2-H-SC | Y | FLH , FLHF-2-19-C2-H-SC |  |  | 71.89 | 2001-12-11 08:44 | Anjanece | 3 | 400 | N | N
FLH | FLHF-2-19-C2-H-SC | Y | FLH , FLHF-2-19-C2-H-SC |  |  | 71.9 | 2001-12-11 08:44 | Anjanece | 3 | 400 | N | N
FLH | FLHF-2-19-C2-H-SC | Y | FLH , FLHF-2-19-C2-H-SC |  |  | 71.92 | 2001-12-11 08:44 | Anjanece | 3 | 400 | N | N
FLH | FLHF-2-19-C2-H-SC | Y | FLH , FLHF-2-19-C2-H-SC |  |  | 72.07 | 2001-12-11 08:44 | Anjanece | 3 | 400 | N | N
FLH | FLHF-2-19-C2-H-SC | Y | FLH , FLHF-2-19-C2-H-SC |  |  | 72.09 | 2001-12-11 08:44 | Anjanece | 3 | 400 | N | N
FLH | FLHF-2-19-C2-H-SC | Y | FLH , FLHF-2-19-C2-H-SC |  |  | 72.2 | 2001-12-11 08:44 | Anjanece | 3 | 400 | N | N
FLH | FLHF-2-19-C2-H-SC | Y | FLH , FLHF-2-19-C2-H-SC |  |  | 72.22 | 2001-12-11 08:44 | Anjanece | 3 | 400 | N | N
FLH | FLHF-2-19-C2-H-SC | Y | FLH , FLHF-2-19-C2-H-SC |  |  | 72.23 | 2001-12-11 08:44 | Anjanece | 3 | 400 | N | N
FLH | FLHF-2-19-C2-H-SC | Y | FLH , FLHF-2-19-C2-H-SC |  |  | 72.47 | 2001-12-11 08:44 | Anjanece | 3 | 400 | N | N
FLH | FLHF-2-19-C2-H-SC | Y | FLH , FLHF-2-19-C2-H-SC |  |  | 72.52 | 2001-12-11 08:44 | Anjanece | 3 | 400 | N | N
FLH | FLHF-2-19-C2-H-SC | Y | FLH , FLHF-2-19-C2-H-SC |  |  | 72.57 | 2001-12-11 08:44 | Anjanece | 3 | 400 | N | N
FLH | FLHF-2-19-C2-H-SC | Y | FLH , FLHF-2-19-C2-H-SC |  |  | 72.58 | 2001-12-11 08:44 | Anjanece | 3 | 400 | N | N
FLH | FLHF-2-19-C2-H-SC | Y | FLH , FLHF-2-19-C2-H-SC |  |  | 72.65 | 2001-12-11 08:44 | Anjanece | 3 | 400 | N | N
FLH | FLHF-2-19-C2-H-SC | Y | FLH , FLHF-2-19-C2-H-SC |  |  | 72.76 | 2001-12-11 08:44 | Anjanece | 3 | 400 | N | N
FLH | FLHF-2-19-C2-H-SC | Y | FLH , FLHF-2-19-C2-H-SC |  |  | 72.92 | 2001-12-11 08:44 | Anjanece | 3 | 400 | N | N
FLH | FLHF-2-19-C2-H-SC | Y | FLH , FLHF-2-19-C2-H-SC |  |  | 72.96 | 2001-12-11 08:44 | Anjanece | 3 | 400 | N | N
FLH | FLHF-2-19-C2-H-SC | Y | FLH , FLHF-2-19-C2-H-SC |  |  | 72.97 | 2001-12-11 08:44 | Anjanece | 3 | 400 | N | N
FLH | FLHF-2-19-C2-H-SC | Y | FLH , FLHF-2-19-C2-H-SC |  |  | 73 | 2001-12-11 08:44 | Anjanece | 3 | 400 | N | N
FLH | FLHF-2-19-C2-H-SC | Y | FLH , FLHF-2-19-C2-H-SC |  |  | 73.02 | 2001-12-11 08:44 | Anjanece | 3 | 400 | N | N
FLH | FLHF-2-19-C2-H-SC | Y | FLH , FLHF-2-19-C2-H-SC |  |  | 73.15 | 2001-12-11 08:44 | Anjanece | 3 | 400 | N | N
FLH | FLHF-2-19-C2-H-SC | Y | FLH , FLHF-2-19-C2-H-SC |  |  | 73.38 | 2001-12-11 08:44 | Anjanece | 3 | 400 | N | N
FLH | FLHF-2-19-C2-H-SC | Y | FLH , FLHF-2-19-C2-H-SC |  |  | 73.69 | 2001-12-11 08:44 | Anjanece | 3 | 400 | N | N
FLH | FLHF-2-19-C2-H-SC | Y | FLH , FLHF-2-19-C2-H-SC |  |  | 73.72 | 2001-12-11 08:44 | Anjanece | 3 | 400 | N | N
FLH | FLHF-2-19-C2-H-SC | Y | FLH , FLHF-2-19-C2-H-SC |  |  | 73.74 | 2001-12-11 08:44 | Anjanece | 3 | 400 | N | N
FLH | FLHF-2-19-C2-H-SC | Y | FLH , FLHF-2-19-C2-H-SC |  |  | 74.09 | 2001-12-11 08:44 | Anjanece | 3 | 400 | N | N
FLH | FLHF-2-19-C2-H-SC | Y | FLH , FLHF-2-19-C2-H-SC |  |  | 74.6 | 2001-12-11 08:44 | Anjanece | 3 | 400 | N | N
FLH | FLHF-2-19-C2-H-SC | Y | FLH , FLHF-2-19-C2-H-SC |  |  | 75.41 | 2001-12-11 08:44 | Anjanece | 3 | 400 | N | N
FLH | FLHF-2-19-C2-H-SC | Y | FLH , FLHF-2-19-C2-H-SC |  |  | 75.94 | 2001-12-11 08:44 | Anjanece | 3 | 400 | N | N
FLH | FLHF-2-19-C2-H-SC | Y | FLH , FLHF-2-19-C2-H-SC |  |  | 76.44 | 2001-12-11 08:44 | Anjanece | 3 | 400 | N | N
FLH | FLHF-2-19-C2-H-SC | Y | FLH , FLHF-2-19-C2-H-SC |  |  | 76.52 | 2001-12-11 08:44 | Anjanece | 3 | 400 | N | N
FLH | FLHF-2-19-C2-H-SC | Y | FLH , FLHF-2-19-C2-H-SC |  |  | 77.08 | 2001-12-11 08:44 | Anjanece | 3 | 400 | N | N
FLH | FLHF-2-19-C2-H-SC | Y | FLH , FLHF-2-19-C2-H-SC |  |  | 77.34 | 2001-12-11 08:44 | Anjanece | 3 | 400 | N | N
FLH | FLHF-2-19-C2-H-SC | Y | FLH , FLHF-2-19-C2-H-SC |  |  | 77.76 | 2001-12-11 08:44 | Anjanece | 3 | 400 | N | N
FLH | FLHF-2-19-C2-H-SC | Y | FLH , FLHF-2-19-C2-H-SC |  |  | 78.14 | 2001-12-11 08:44 | Anjanece | 3 | 400 | N | N
FLH | FLHF-2-19-C2-H-SC | Y | FLH , FLHF-2-19-C2-H-SC |  |  | 78.37 | 2001-12-11 08:44 | Anjanece | 3 | 400 | N | N
FLH | FLHF-2-19-C2-H-SC | Y | FLH , FLHF-2-19-C2-H-SC |  |  | 78.51 | 2001-12-11 08:44 | Anjanece | 3 | 400 | N | N
FLH | FLHF-2-19-C2-H-SC | Y | FLH , FLHF-2-19-C2-H-SC |  |  | 78.52 | 2001-12-11 08:44 | Anjanece | 3 | 400 | N | N
FLH | FLHF-2-19-C2-H-SC | Y | FLH , FLHF-2-19-C2-H-SC |  |  | 78.63 | 2001-12-11 08:44 | Anjanece | 3 | 400 | N | N
FLH | FLHF-2-19-C2-H-SC | Y | FLH , FLHF-2-19-C2-H-SC |  |  | 78.79 | 2001-12-11 08:44 | Anjanece | 3 | 400 | N | N
FLH | FLHF-2-19-C2-H-SC | Y | FLH , FLHF-2-19-C2-H-SC |  |  | 78.9 | 2001-12-11 08:44 | Anjanece | 3 | 400 | N | N
FLH | FLHF-2-19-C2-H-SC | Y | FLH , FLHF-2-19-C2-H-SC |  |  | 79.75 | 2001-12-11 08:44 | Anjanece | 3 | 400 | N | N
FLH | FLHF-2-19-C2-H-SC | Y | FLH , FLHF-2-19-C2-H-SC |  |  | 79.85 | 2001-12-11 08:44 | Anjanece | 3 | 400 | N | N
FLH | FLHF-2-19-C2-H-SC | Y | FLH , FLHF-2-19-C2-H-SC |  |  | 80.39 | 2001-12-11 08:44 | Anjanece | 3 | 400 | N | N
FLH | FLHF-2-19-C2-H-SC | Y | FLH , FLHF-2-19-C2-H-SC |  |  | 80.46 | 2001-12-11 08:44 | Anjanece | 3 | 400 | N | N
FLH | FLHF-2-19-C2-H-SC | Y | FLH , FLHF-2-19-C2-H-SC |  |  | 80.57 | 2001-12-11 08:44 | Anjanece | 3 | 400 | N | N
FLH | FLHF-2-19-C2-H-SC | Y | FLH , FLHF-2-19-C2-H-SC |  |  | 80.76 | 2001-12-11 08:44 | Anjanece | 3 | 400 | N | N
FLH | FLHF-2-19-C2-H-SC | Y | FLH , FLHF-2-19-C2-H-SC |  |  | 80.77 | 2001-12-11 08:44 | Anjanece | 3 | 400 | N | N
FLH | FLHF-2-19-C2-H-SC | Y | FLH , FLHF-2-19-C2-H-SC |  |  | 86.36 | 2001-12-11 08:44 | Anjanece | 3 | 400 | N | N
FLH | FLHF-2-19-C2-H-SC | Y | FLH , FLHF-2-19-C2-H-SC |  |  | 93.21 | 2001-12-11 08:44 | Anjanece | 3 | 400 | N | N
FLH | FLHF-2-19-C2-H-SC | Y | FLH , FLHF-2-19-C2-H-SC |  |  | 97.67 | 2001-12-11 08:44 | Anjanece | 3 | 400 | N | N
FLH | FLHF-2-19-C2-H-SC | Y | FLH , FLHF-2-19-C2-H-SC |  |  | 98.2 | 2001-12-11 08:44 | Anjanece | 3 | 400 | N | N
FLH | FLHF-2-19-C2-H-SC | Y | FLH , FLHF-2-19-C2-H-SC |  |  | 98.21 | 2001-12-11 08:44 | Anjanece | 3 | 400 | N | N
FLH | FLHF-2-19-C2-H-SC | Y | FLH , FLHF-2-19-C2-H-SC |  |  | 98.24 | 2001-12-11 08:44 | Anjanece | 3 | 400 | N | N
FLH | FLHF-2-19-C2-H-SC | Y | FLH , FLHF-2-19-C2-H-SC |  |  | 99.5 | 2001-12-11 08:44 | Anjanece | 3 | 400 | N | N
FLH | FLHF-2-19-C2-H-SC | Y | FLH , FLHF-2-19-C2-H-SC |  |  | 100.52 | 2001-12-11 08:44 | Anjanece | 3 | 400 | N | N
FLH | FLHF-2-19-C2-H-SC | Y | FLH , FLHF-2-19-C2-H-SC |  |  | 101.32 | 2001-12-11 08:44 | Anjanece | 3 | 400 | N | N
FLH | FLHF-2-19-C2-H-SC | Y | FLH , FLHF-2-19-C2-H-SC |  |  | 101.52 | 2001-12-11 08:44 | Anjanece | 3 | 400 | N | N
FLH | FLHF-2-19-C2-H-SC | Y | FLH , FLHF-2-19-C2-H-SC |  |  | 101.92 | 2001-12-11 08:44 | Anjanece | 3 | 400 | N | N
FLH | FLHF-2-19-C2-H-SC | Y | FLH , FLHF-2-19-C2-H-SC |  |  | 101.96 | 2001-12-11 08:44 | Anjanece | 3 | 400 | N | N
FLH | FLHF-2-19-C2-H-SC | Y | FLH , FLHF-2-19-C2-H-SC |  |  | 101.97 | 2001-12-11 08:44 | Anjanece | 3 | 400 | N | N
FLH | FLHF-2-19-C2-H-SC | Y | FLH , FLHF-2-19-C2-H-SC |  |  | 102.33 | 2001-12-11 08:44 | Anjanece | 3 | 400 | N | N
FLH | FLHF-2-19-C2-H-SC | Y | FLH , FLHF-2-19-C2-H-SC |  | Storm Stores | 0 | 2018-04-16 10:04 | Anjanece | 3 | 400 | N | N
FLH | FLHF-2-19-C2-H-SC | Y | FLH , FLHF-2-19-C2-H-SC |  |  | 63.74 | 2018-04-16 10:04 | Anjanece | 3 | 400 | N | N
FLH | FLHF-2-19-C2-H-SC | Y | FLH , FLHF-2-19-C2-H-SC |  |  | 64.7 | 2018-04-16 10:04 | Anjanece | 3 | 400 | N | N
FLH | FLHF-2-19-C2-H-SC | Y | FLH , FLHF-2-19-C2-H-SC |  |  | 65.66 | 2018-04-16 10:04 | Anjanece | 3 | 400 | N | N
FLH | FLHF-2-19-C2-H-SC | Y | FLH , FLHF-2-19-C2-H-SC |  |  | 66.39 | 2018-04-16 10:04 | Anjanece | 3 | 400 | N | N
FLH | FLHF-2-19-C2-H-SC | Y | FLH , FLHF-2-19-C2-H-SC |  |  | 68.54 | 2018-04-16 10:04 | Anjanece | 3 | 400 | N | N
FLH | FLHF-2-19-C2-H-SC | Y | FLH , FLHF-2-19-C2-H-SC |  |  | 69.99 | 2018-04-16 10:04 | Anjanece | 3 | 400 | N | N
FLH | FLHF-2-19-C2-H-SC | Y | FLH , FLHF-2-19-C2-H-SC |  |  | 71.87 | 2018-04-16 10:04 | Anjanece | 3 | 400 | N | N
HUBBELL | 1SBHA19AMTBSC | Y | HUBBELL , 1SBHA19AMTBSC | JEA OVERHEAD DISTRIBUTION | CSC Stores | 50.78 | 2001-12-11 08:44 | Anjanece | 3 | 400 | N | N
HUBBELL | 1SBHA19AMTBSC | Y | HUBBELL , 1SBHA19AMTBSC |  |  | 50.9 | 2001-12-11 08:44 | Anjanece | 3 | 400 | N | N
HUBBELL | 1SBHA19AMTBSC | Y | HUBBELL , 1SBHA19AMTBSC |  |  | 50.93 | 2001-12-11 08:44 | Anjanece | 3 | 400 | N | N
HUBBELL | 1SBHA19AMTBSC | Y | HUBBELL , 1SBHA19AMTBSC |  |  | 50.94 | 2001-12-11 08:44 | Anjanece | 3 | 400 | N | N
HUBBELL | 1SBHA19AMTBSC | Y | HUBBELL , 1SBHA19AMTBSC |  |  | 50.98 | 2001-12-11 08:44 | Anjanece | 3 | 400 | N | N
HUBBELL | 1SBHA19AMTBSC | Y | HUBBELL , 1SBHA19AMTBSC |  |  | 51.04 | 2001-12-11 08:44 | Anjanece | 3 | 400 | N | N
HUBBELL | 1SBHA19AMTBSC | Y | HUBBELL , 1SBHA19AMTBSC |  |  | 51.05 | 2001-12-11 08:44 | Anjanece | 3 | 400 | N | N
HUBBELL | 1SBHA19AMTBSC | Y | HUBBELL , 1SBHA19AMTBSC |  |  | 51.11 | 2001-12-11 08:44 | Anjanece | 3 | 400 | N | N
HUBBELL | 1SBHA19AMTBSC | Y | HUBBELL , 1SBHA19AMTBSC |  |  | 51.18 | 2001-12-11 08:44 | Anjanece | 3 | 400 | N | N
HUBBELL | 1SBHA19AMTBSC | Y | HUBBELL , 1SBHA19AMTBSC |  |  | 51.24 | 2001-12-11 08:44 | Anjanece | 3 | 400 | N | N
HUBBELL | 1SBHA19AMTBSC | Y | HUBBELL , 1SBHA19AMTBSC |  |  | 51.34 | 2001-12-11 08:44 | Anjanece | 3 | 400 | N | N
HUBBELL | 1SBHA19AMTBSC | Y | HUBBELL , 1SBHA19AMTBSC |  |  | 51.4 | 2001-12-11 08:44 | Anjanece | 3 | 400 | N | N
HUBBELL | 1SBHA19AMTBSC | Y | HUBBELL , 1SBHA19AMTBSC |  |  | 51.48 | 2001-12-11 08:44 | Anjanece | 3 | 400 | N | N
HUBBELL | 1SBHA19AMTBSC | Y | HUBBELL , 1SBHA19AMTBSC |  |  | 51.5 | 2001-12-11 08:44 | Anjanece | 3 | 400 | N | N
HUBBELL | 1SBHA19AMTBSC | Y | HUBBELL , 1SBHA19AMTBSC |  |  | 51.51 | 2001-12-11 08:44 | Anjanece | 3 | 400 | N | N
HUBBELL | 1SBHA19AMTBSC | Y | HUBBELL , 1SBHA19AMTBSC |  |  | 51.58 | 2001-12-11 08:44 | Anjanece | 3 | 400 | N | N
HUBBELL | 1SBHA19AMTBSC | Y | HUBBELL , 1SBHA19AMTBSC |  |  | 51.59 | 2001-12-11 08:44 | Anjanece | 3 | 400 | N | N
HUBBELL | 1SBHA19AMTBSC | Y | HUBBELL , 1SBHA19AMTBSC |  |  | 51.77 | 2001-12-11 08:44 | Anjanece | 3 | 400 | N | N
HUBBELL | 1SBHA19AMTBSC | Y | HUBBELL , 1SBHA19AMTBSC |  |  | 52.25 | 2001-12-11 08:44 | Anjanece | 3 | 400 | N | N
HUBBELL | 1SBHA19AMTBSC | Y | HUBBELL , 1SBHA19AMTBSC |  |  | 54.03 | 2001-12-11 08:44 | Anjanece | 3 | 400 | N | N
HUBBELL | 1SBHA19AMTBSC | Y | HUBBELL , 1SBHA19AMTBSC |  |  | 54.13 | 2001-12-11 08:44 | Anjanece | 3 | 400 | N | N
HUBBELL | 1SBHA19AMTBSC | Y | HUBBELL , 1SBHA19AMTBSC |  |  | 54.55 | 2001-12-11 08:44 | Anjanece | 3 | 400 | N | N
HUBBELL | 1SBHA19AMTBSC | Y | HUBBELL , 1SBHA19AMTBSC |  |  | 55.05 | 2001-12-11 08:44 | Anjanece | 3 | 400 | N | N
HUBBELL | 1SBHA19AMTBSC | Y | HUBBELL , 1SBHA19AMTBSC |  |  | 55.5 | 2001-12-11 08:44 | Anjanece | 3 | 400 | N | N
HUBBELL | 1SBHA19AMTBSC | Y | HUBBELL , 1SBHA19AMTBSC |  |  | 55.68 | 2001-12-11 08:44 | Anjanece | 3 | 400 | N | N
HUBBELL | 1SBHA19AMTBSC | Y | HUBBELL , 1SBHA19AMTBSC |  |  | 56.22 | 2001-12-11 08:44 | Anjanece | 3 | 400 | N | N
HUBBELL | 1SBHA19AMTBSC | Y | HUBBELL , 1SBHA19AMTBSC |  |  | 56.55 | 2001-12-11 08:44 | Anjanece | 3 | 400 | N | N
HUBBELL | 1SBHA19AMTBSC | Y | HUBBELL , 1SBHA19AMTBSC |  |  | 57.04 | 2001-12-11 08:44 | Anjanece | 3 | 400 | N | N
HUBBELL | 1SBHA19AMTBSC | Y | HUBBELL , 1SBHA19AMTBSC |  |  | 57.98 | 2001-12-11 08:44 | Anjanece | 3 | 400 | N | N
HUBBELL | 1SBHA19AMTBSC | Y | HUBBELL , 1SBHA19AMTBSC |  |  | 58.38 | 2001-12-11 08:44 | Anjanece | 3 | 400 | N | N
HUBBELL | 1SBHA19AMTBSC | Y | HUBBELL , 1SBHA19AMTBSC |  |  | 58.95 | 2001-12-11 08:44 | Anjanece | 3 | 400 | N | N
HUBBELL | 1SBHA19AMTBSC | Y | HUBBELL , 1SBHA19AMTBSC |  |  | 59.15 | 2001-12-11 08:44 | Anjanece | 3 | 400 | N | N
HUBBELL | 1SBHA19AMTBSC | Y | HUBBELL , 1SBHA19AMTBSC |  |  | 59.28 | 2001-12-11 08:44 | Anjanece | 3 | 400 | N | N
HUBBELL | 1SBHA19AMTBSC | Y | HUBBELL , 1SBHA19AMTBSC |  |  | 60.67 | 2001-12-11 08:44 | Anjanece | 3 | 400 | N | N
HUBBELL | 1SBHA19AMTBSC | Y | HUBBELL , 1SBHA19AMTBSC |  |  | 63.74 | 2001-12-11 08:44 | Anjanece | 3 | 400 | N | N
HUBBELL | 1SBHA19AMTBSC | Y | HUBBELL , 1SBHA19AMTBSC |  |  | 64.7 | 2001-12-11 08:44 | Anjanece | 3 | 400 | N | N
HUBBELL | 1SBHA19AMTBSC | Y | HUBBELL , 1SBHA19AMTBSC |  |  | 67.14 | 2001-12-11 08:44 | Anjanece | 3 | 400 | N | N
HUBBELL | 1SBHA19AMTBSC | Y | HUBBELL , 1SBHA19AMTBSC |  |  | 67.4 | 2001-12-11 08:44 | Anjanece | 3 | 400 | N | N
HUBBELL | 1SBHA19AMTBSC | Y | HUBBELL , 1SBHA19AMTBSC |  |  | 67.66 | 2001-12-11 08:44 | Anjanece | 3 | 400 | N | N
HUBBELL | 1SBHA19AMTBSC | Y | HUBBELL , 1SBHA19AMTBSC |  |  | 68.2 | 2001-12-11 08:44 | Anjanece | 3 | 400 | N | N
HUBBELL | 1SBHA19AMTBSC | Y | HUBBELL , 1SBHA19AMTBSC |  |  | 68.86 | 2001-12-11 08:44 | Anjanece | 3 | 400 | N | N
HUBBELL | 1SBHA19AMTBSC | Y | HUBBELL , 1SBHA19AMTBSC |  |  | 69.16 | 2001-12-11 08:44 | Anjanece | 3 | 400 | N | N
HUBBELL | 1SBHA19AMTBSC | Y | HUBBELL , 1SBHA19AMTBSC |  |  | 69.84 | 2001-12-11 08:44 | Anjanece | 3 | 400 | N | N
HUBBELL | 1SBHA19AMTBSC | Y | HUBBELL , 1SBHA19AMTBSC |  |  | 70.07 | 2001-12-11 08:44 | Anjanece | 3 | 400 | N | N
HUBBELL | 1SBHA19AMTBSC | Y | HUBBELL , 1SBHA19AMTBSC |  |  | 71.07 | 2001-12-11 08:44 | Anjanece | 3 | 400 | N | N
HUBBELL | 1SBHA19AMTBSC | Y | HUBBELL , 1SBHA19AMTBSC |  |  | 71.41 | 2001-12-11 08:44 | Anjanece | 3 | 400 | N | N
HUBBELL | 1SBHA19AMTBSC | Y | HUBBELL , 1SBHA19AMTBSC |  |  | 71.43 | 2001-12-11 08:44 | Anjanece | 3 | 400 | N | N
HUBBELL | 1SBHA19AMTBSC | Y | HUBBELL , 1SBHA19AMTBSC |  |  | 71.61 | 2001-12-11 08:44 | Anjanece | 3 | 400 | N | N
HUBBELL | 1SBHA19AMTBSC | Y | HUBBELL , 1SBHA19AMTBSC |  |  | 71.64 | 2001-12-11 08:44 | Anjanece | 3 | 400 | N | N
HUBBELL | 1SBHA19AMTBSC | Y | HUBBELL , 1SBHA19AMTBSC |  |  | 71.73 | 2001-12-11 08:44 | Anjanece | 3 | 400 | N | N
HUBBELL | 1SBHA19AMTBSC | Y | HUBBELL , 1SBHA19AMTBSC |  |  | 71.79 | 2001-12-11 08:44 | Anjanece | 3 | 400 | N | N
HUBBELL | 1SBHA19AMTBSC | Y | HUBBELL , 1SBHA19AMTBSC |  |  | 71.81 | 2001-12-11 08:44 | Anjanece | 3 | 400 | N | N
HUBBELL | 1SBHA19AMTBSC | Y | HUBBELL , 1SBHA19AMTBSC |  |  | 71.82 | 2001-12-11 08:44 | Anjanece | 3 | 400 | N | N
HUBBELL | 1SBHA19AMTBSC | Y | HUBBELL , 1SBHA19AMTBSC |  |  | 71.83 | 2001-12-11 08:44 | Anjanece | 3 | 400 | N | N
HUBBELL | 1SBHA19AMTBSC | Y | HUBBELL , 1SBHA19AMTBSC |  |  | 71.84 | 2001-12-11 08:44 | Anjanece | 3 | 400 | N | N
HUBBELL | 1SBHA19AMTBSC | Y | HUBBELL , 1SBHA19AMTBSC |  |  | 71.85 | 2001-12-11 08:44 | Anjanece | 3 | 400 | N | N
HUBBELL | 1SBHA19AMTBSC | Y | HUBBELL , 1SBHA19AMTBSC |  |  | 71.86 | 2001-12-11 08:44 | Anjanece | 3 | 400 | N | N
HUBBELL | 1SBHA19AMTBSC | Y | HUBBELL , 1SBHA19AMTBSC |  |  | 71.87 | 2001-12-11 08:44 | Anjanece | 3 | 400 | N | N
HUBBELL | 1SBHA19AMTBSC | Y | HUBBELL , 1SBHA19AMTBSC |  |  | 71.88 | 2001-12-11 08:44 | Anjanece | 3 | 400 | N | N
HUBBELL | 1SBHA19AMTBSC | Y | HUBBELL , 1SBHA19AMTBSC |  |  | 71.89 | 2001-12-11 08:44 | Anjanece | 3 | 400 | N | N
HUBBELL | 1SBHA19AMTBSC | Y | HUBBELL , 1SBHA19AMTBSC |  |  | 71.9 | 2001-12-11 08:44 | Anjanece | 3 | 400 | N | N
HUBBELL | 1SBHA19AMTBSC | Y | HUBBELL , 1SBHA19AMTBSC |  |  | 71.92 | 2001-12-11 08:44 | Anjanece | 3 | 400 | N | N
HUBBELL | 1SBHA19AMTBSC | Y | HUBBELL , 1SBHA19AMTBSC |  |  | 72.07 | 2001-12-11 08:44 | Anjanece | 3 | 400 | N | N
HUBBELL | 1SBHA19AMTBSC | Y | HUBBELL , 1SBHA19AMTBSC |  |  | 72.09 | 2001-12-11 08:44 | Anjanece | 3 | 400 | N | N
HUBBELL | 1SBHA19AMTBSC | Y | HUBBELL , 1SBHA19AMTBSC |  |  | 72.2 | 2001-12-11 08:44 | Anjanece | 3 | 400 | N | N
HUBBELL | 1SBHA19AMTBSC | Y | HUBBELL , 1SBHA19AMTBSC |  |  | 72.22 | 2001-12-11 08:44 | Anjanece | 3 | 400 | N | N
HUBBELL | 1SBHA19AMTBSC | Y | HUBBELL , 1SBHA19AMTBSC |  |  | 72.23 | 2001-12-11 08:44 | Anjanece | 3 | 400 | N | N
HUBBELL | 1SBHA19AMTBSC | Y | HUBBELL , 1SBHA19AMTBSC |  |  | 72.47 | 2001-12-11 08:44 | Anjanece | 3 | 400 | N | N
HUBBELL | 1SBHA19AMTBSC | Y | HUBBELL , 1SBHA19AMTBSC |  |  | 72.52 | 2001-12-11 08:44 | Anjanece | 3 | 400 | N | N
HUBBELL | 1SBHA19AMTBSC | Y | HUBBELL , 1SBHA19AMTBSC |  |  | 72.57 | 2001-12-11 08:44 | Anjanece | 3 | 400 | N | N
HUBBELL | 1SBHA19AMTBSC | Y | HUBBELL , 1SBHA19AMTBSC |  |  | 72.58 | 2001-12-11 08:44 | Anjanece | 3 | 400 | N | N
HUBBELL | 1SBHA19AMTBSC | Y | HUBBELL , 1SBHA19AMTBSC |  |  | 72.65 | 2001-12-11 08:44 | Anjanece | 3 | 400 | N | N
HUBBELL | 1SBHA19AMTBSC | Y | HUBBELL , 1SBHA19AMTBSC |  |  | 72.76 | 2001-12-11 08:44 | Anjanece | 3 | 400 | N | N
HUBBELL | 1SBHA19AMTBSC | Y | HUBBELL , 1SBHA19AMTBSC |  |  | 72.92 | 2001-12-11 08:44 | Anjanece | 3 | 400 | N | N
HUBBELL | 1SBHA19AMTBSC | Y | HUBBELL , 1SBHA19AMTBSC |  |  | 72.96 | 2001-12-11 08:44 | Anjanece | 3 | 400 | N | N
HUBBELL | 1SBHA19AMTBSC | Y | HUBBELL , 1SBHA19AMTBSC |  |  | 72.97 | 2001-12-11 08:44 | Anjanece | 3 | 400 | N | N
HUBBELL | 1SBHA19AMTBSC | Y | HUBBELL , 1SBHA19AMTBSC |  |  | 73 | 2001-12-11 08:44 | Anjanece | 3 | 400 | N | N
HUBBELL | 1SBHA19AMTBSC | Y | HUBBELL , 1SBHA19AMTBSC |  |  | 73.02 | 2001-12-11 08:44 | Anjanece | 3 | 400 | N | N
HUBBELL | 1SBHA19AMTBSC | Y | HUBBELL , 1SBHA19AMTBSC |  |  | 73.15 | 2001-12-11 08:44 | Anjanece | 3 | 400 | N | N
HUBBELL | 1SBHA19AMTBSC | Y | HUBBELL , 1SBHA19AMTBSC |  |  | 73.38 | 2001-12-11 08:44 | Anjanece | 3 | 400 | N | N
HUBBELL | 1SBHA19AMTBSC | Y | HUBBELL , 1SBHA19AMTBSC |  |  | 73.69 | 2001-12-11 08:44 | Anjanece | 3 | 400 | N | N
HUBBELL | 1SBHA19AMTBSC | Y | HUBBELL , 1SBHA19AMTBSC |  |  | 73.72 | 2001-12-11 08:44 | Anjanece | 3 | 400 | N | N
HUBBELL | 1SBHA19AMTBSC | Y | HUBBELL , 1SBHA19AMTBSC |  |  | 73.74 | 2001-12-11 08:44 | Anjanece | 3 | 400 | N | N
HUBBELL | 1SBHA19AMTBSC | Y | HUBBELL , 1SBHA19AMTBSC |  |  | 74.09 | 2001-12-11 08:44 | Anjanece | 3 | 400 | N | N
HUBBELL | 1SBHA19AMTBSC | Y | HUBBELL , 1SBHA19AMTBSC |  |  | 74.6 | 2001-12-11 08:44 | Anjanece | 3 | 400 | N | N
HUBBELL | 1SBHA19AMTBSC | Y | HUBBELL , 1SBHA19AMTBSC |  |  | 75.41 | 2001-12-11 08:44 | Anjanece | 3 | 400 | N | N
HUBBELL | 1SBHA19AMTBSC | Y | HUBBELL , 1SBHA19AMTBSC |  |  | 75.94 | 2001-12-11 08:44 | Anjanece | 3 | 400 | N | N
HUBBELL | 1SBHA19AMTBSC | Y | HUBBELL , 1SBHA19AMTBSC |  |  | 76.44 | 2001-12-11 08:44 | Anjanece | 3 | 400 | N | N
HUBBELL | 1SBHA19AMTBSC | Y | HUBBELL , 1SBHA19AMTBSC |  |  | 76.52 | 2001-12-11 08:44 | Anjanece | 3 | 400 | N | N
HUBBELL | 1SBHA19AMTBSC | Y | HUBBELL , 1SBHA19AMTBSC |  |  | 77.08 | 2001-12-11 08:44 | Anjanece | 3 | 400 | N | N
HUBBELL | 1SBHA19AMTBSC | Y | HUBBELL , 1SBHA19AMTBSC |  |  | 77.34 | 2001-12-11 08:44 | Anjanece | 3 | 400 | N | N
HUBBELL | 1SBHA19AMTBSC | Y | HUBBELL , 1SBHA19AMTBSC |  |  | 77.76 | 2001-12-11 08:44 | Anjanece | 3 | 400 | N | N
HUBBELL | 1SBHA19AMTBSC | Y | HUBBELL , 1SBHA19AMTBSC |  |  | 78.14 | 2001-12-11 08:44 | Anjanece | 3 | 400 | N | N
HUBBELL | 1SBHA19AMTBSC | Y | HUBBELL , 1SBHA19AMTBSC |  |  | 78.37 | 2001-12-11 08:44 | Anjanece | 3 | 400 | N | N
HUBBELL | 1SBHA19AMTBSC | Y | HUBBELL , 1SBHA19AMTBSC |  |  | 78.51 | 2001-12-11 08:44 | Anjanece | 3 | 400 | N | N
HUBBELL | 1SBHA19AMTBSC | Y | HUBBELL , 1SBHA19AMTBSC |  |  | 78.52 | 2001-12-11 08:44 | Anjanece | 3 | 400 | N | N
HUBBELL | 1SBHA19AMTBSC | Y | HUBBELL , 1SBHA19AMTBSC |  |  | 78.63 | 2001-12-11 08:44 | Anjanece | 3 | 400 | N | N
HUBBELL | 1SBHA19AMTBSC | Y | HUBBELL , 1SBHA19AMTBSC |  |  | 78.79 | 2001-12-11 08:44 | Anjanece | 3 | 400 | N | N
HUBBELL | 1SBHA19AMTBSC | Y | HUBBELL , 1SBHA19AMTBSC |  |  | 78.9 | 2001-12-11 08:44 | Anjanece | 3 | 400 | N | N
HUBBELL | 1SBHA19AMTBSC | Y | HUBBELL , 1SBHA19AMTBSC |  |  | 79.75 | 2001-12-11 08:44 | Anjanece | 3 | 400 | N | N
HUBBELL | 1SBHA19AMTBSC | Y | HUBBELL , 1SBHA19AMTBSC |  |  | 79.85 | 2001-12-11 08:44 | Anjanece | 3 | 400 | N | N
HUBBELL | 1SBHA19AMTBSC | Y | HUBBELL , 1SBHA19AMTBSC |  |  | 80.39 | 2001-12-11 08:44 | Anjanece | 3 | 400 | N | N
HUBBELL | 1SBHA19AMTBSC | Y | HUBBELL , 1SBHA19AMTBSC |  |  | 80.46 | 2001-12-11 08:44 | Anjanece | 3 | 400 | N | N
HUBBELL | 1SBHA19AMTBSC | Y | HUBBELL , 1SBHA19AMTBSC |  |  | 80.57 | 2001-12-11 08:44 | Anjanece | 3 | 400 | N | N
HUBBELL | 1SBHA19AMTBSC | Y | HUBBELL , 1SBHA19AMTBSC |  |  | 80.76 | 2001-12-11 08:44 | Anjanece | 3 | 400 | N | N
HUBBELL | 1SBHA19AMTBSC | Y | HUBBELL , 1SBHA19AMTBSC |  |  | 80.77 | 2001-12-11 08:44 | Anjanece | 3 | 400 | N | N
HUBBELL | 1SBHA19AMTBSC | Y | HUBBELL , 1SBHA19AMTBSC |  |  | 86.36 | 2001-12-11 08:44 | Anjanece | 3 | 400 | N | N
HUBBELL | 1SBHA19AMTBSC | Y | HUBBELL , 1SBHA19AMTBSC |  |  | 93.21 | 2001-12-11 08:44 | Anjanece | 3 | 400 | N | N
HUBBELL | 1SBHA19AMTBSC | Y | HUBBELL , 1SBHA19AMTBSC |  |  | 97.67 | 2001-12-11 08:44 | Anjanece | 3 | 400 | N | N
HUBBELL | 1SBHA19AMTBSC | Y | HUBBELL , 1SBHA19AMTBSC |  |  | 98.2 | 2001-12-11 08:44 | Anjanece | 3 | 400 | N | N
HUBBELL | 1SBHA19AMTBSC | Y | HUBBELL , 1SBHA19AMTBSC |  |  | 98.21 | 2001-12-11 08:44 | Anjanece | 3 | 400 | N | N
HUBBELL | 1SBHA19AMTBSC | Y | HUBBELL , 1SBHA19AMTBSC |  |  | 98.24 | 2001-12-11 08:44 | Anjanece | 3 | 400 | N | N
HUBBELL | 1SBHA19AMTBSC | Y | HUBBELL , 1SBHA19AMTBSC |  |  | 99.5 | 2001-12-11 08:44 | Anjanece | 3 | 400 | N | N
HUBBELL | 1SBHA19AMTBSC | Y | HUBBELL , 1SBHA19AMTBSC |  |  | 100.52 | 2001-12-11 08:44 | Anjanece | 3 | 400 | N | N
HUBBELL | 1SBHA19AMTBSC | Y | HUBBELL , 1SBHA19AMTBSC |  |  | 101.32 | 2001-12-11 08:44 | Anjanece | 3 | 400 | N | N
HUBBELL | 1SBHA19AMTBSC | Y | HUBBELL , 1SBHA19AMTBSC |  |  | 101.52 | 2001-12-11 08:44 | Anjanece | 3 | 400 | N | N
HUBBELL | 1SBHA19AMTBSC | Y | HUBBELL , 1SBHA19AMTBSC |  |  | 101.92 | 2001-12-11 08:44 | Anjanece | 3 | 400 | N | N
HUBBELL | 1SBHA19AMTBSC | Y | HUBBELL , 1SBHA19AMTBSC |  |  | 101.96 | 2001-12-11 08:44 | Anjanece | 3 | 400 | N | N
HUBBELL | 1SBHA19AMTBSC | Y | HUBBELL , 1SBHA19AMTBSC |  |  | 101.97 | 2001-12-11 08:44 | Anjanece | 3 | 400 | N | N
HUBBELL | 1SBHA19AMTBSC | Y | HUBBELL , 1SBHA19AMTBSC |  |  | 102.33 | 2001-12-11 08:44 | Anjanece | 3 | 400 | N | N
HUBBELL | 1SBHA19AMTBSC | Y | HUBBELL , 1SBHA19AMTBSC |  | Storm Stores | 0 | 2018-04-16 10:04 | Anjanece | 3 | 400 | N | N
HUBBELL | 1SBHA19AMTBSC | Y | HUBBELL , 1SBHA19AMTBSC |  |  | 63.74 | 2018-04-16 10:04 | Anjanece | 3 | 400 | N | N
HUBBELL | 1SBHA19AMTBSC | Y | HUBBELL , 1SBHA19AMTBSC |  |  | 64.7 | 2018-04-16 10:04 | Anjanece | 3 | 400 | N | N
HUBBELL | 1SBHA19AMTBSC | Y | HUBBELL , 1SBHA19AMTBSC |  |  | 65.66 | 2018-04-16 10:04 | Anjanece | 3 | 400 | N | N
HUBBELL | 1SBHA19AMTBSC | Y | HUBBELL , 1SBHA19AMTBSC |  |  | 66.39 | 2018-04-16 10:04 | Anjanece | 3 | 400 | N | N
HUBBELL | 1SBHA19AMTBSC | Y | HUBBELL , 1SBHA19AMTBSC |  |  | 68.54 | 2018-04-16 10:04 | Anjanece | 3 | 400 | N | N
HUBBELL | 1SBHA19AMTBSC | Y | HUBBELL , 1SBHA19AMTBSC |  |  | 69.99 | 2018-04-16 10:04 | Anjanece | 3 | 400 | N | N
HUBBELL | 1SBHA19AMTBSC | Y | HUBBELL , 1SBHA19AMTBSC |  |  | 71.87 | 2018-04-16 10:04 | Anjanece | 3 | 400 | N | N
MACLEAN POWER SYSTEMS | G1HAA619ADBC | Y | MACLEAN POWER SYSTEMS , G1HAA619ADBC | JEA OVERHEAD DISTRIBUTION | CSC Stores | 50.78 | 2001-12-11 08:44 | Anjanece | 3 | 400 | N | N
MACLEAN POWER SYSTEMS | G1HAA619ADBC | Y | MACLEAN POWER SYSTEMS , G1HAA619ADBC |  |  | 50.9 | 2001-12-11 08:44 | Anjanece | 3 | 400 | N | N
MACLEAN POWER SYSTEMS | G1HAA619ADBC | Y | MACLEAN POWER SYSTEMS , G1HAA619ADBC |  |  | 50.93 | 2001-12-11 08:44 | Anjanece | 3 | 400 | N | N
MACLEAN POWER SYSTEMS | G1HAA619ADBC | Y | MACLEAN POWER SYSTEMS , G1HAA619ADBC |  |  | 50.94 | 2001-12-11 08:44 | Anjanece | 3 | 400 | N | N
MACLEAN POWER SYSTEMS | G1HAA619ADBC | Y | MACLEAN POWER SYSTEMS , G1HAA619ADBC |  |  | 50.98 | 2001-12-11 08:44 | Anjanece | 3 | 400 | N | N
MACLEAN POWER SYSTEMS | G1HAA619ADBC | Y | MACLEAN POWER SYSTEMS , G1HAA619ADBC |  |  | 51.04 | 2001-12-11 08:44 | Anjanece | 3 | 400 | N | N
MACLEAN POWER SYSTEMS | G1HAA619ADBC | Y | MACLEAN POWER SYSTEMS , G1HAA619ADBC |  |  | 51.05 | 2001-12-11 08:44 | Anjanece | 3 | 400 | N | N
MACLEAN POWER SYSTEMS | G1HAA619ADBC | Y | MACLEAN POWER SYSTEMS , G1HAA619ADBC |  |  | 51.11 | 2001-12-11 08:44 | Anjanece | 3 | 400 | N | N
MACLEAN POWER SYSTEMS | G1HAA619ADBC | Y | MACLEAN POWER SYSTEMS , G1HAA619ADBC |  |  | 51.18 | 2001-12-11 08:44 | Anjanece | 3 | 400 | N | N
MACLEAN POWER SYSTEMS | G1HAA619ADBC | Y | MACLEAN POWER SYSTEMS , G1HAA619ADBC |  |  | 51.24 | 2001-12-11 08:44 | Anjanece | 3 | 400 | N | N
MACLEAN POWER SYSTEMS | G1HAA619ADBC | Y | MACLEAN POWER SYSTEMS , G1HAA619ADBC |  |  | 51.34 | 2001-12-11 08:44 | Anjanece | 3 | 400 | N | N
MACLEAN POWER SYSTEMS | G1HAA619ADBC | Y | MACLEAN POWER SYSTEMS , G1HAA619ADBC |  |  | 51.4 | 2001-12-11 08:44 | Anjanece | 3 | 400 | N | N
MACLEAN POWER SYSTEMS | G1HAA619ADBC | Y | MACLEAN POWER SYSTEMS , G1HAA619ADBC |  |  | 51.48 | 2001-12-11 08:44 | Anjanece | 3 | 400 | N | N
MACLEAN POWER SYSTEMS | G1HAA619ADBC | Y | MACLEAN POWER SYSTEMS , G1HAA619ADBC |  |  | 51.5 | 2001-12-11 08:44 | Anjanece | 3 | 400 | N | N
MACLEAN POWER SYSTEMS | G1HAA619ADBC | Y | MACLEAN POWER SYSTEMS , G1HAA619ADBC |  |  | 51.51 | 2001-12-11 08:44 | Anjanece | 3 | 400 | N | N
MACLEAN POWER SYSTEMS | G1HAA619ADBC | Y | MACLEAN POWER SYSTEMS , G1HAA619ADBC |  |  | 51.58 | 2001-12-11 08:44 | Anjanece | 3 | 400 | N | N
MACLEAN POWER SYSTEMS | G1HAA619ADBC | Y | MACLEAN POWER SYSTEMS , G1HAA619ADBC |  |  | 51.59 | 2001-12-11 08:44 | Anjanece | 3 | 400 | N | N
MACLEAN POWER SYSTEMS | G1HAA619ADBC | Y | MACLEAN POWER SYSTEMS , G1HAA619ADBC |  |  | 51.77 | 2001-12-11 08:44 | Anjanece | 3 | 400 | N | N
MACLEAN POWER SYSTEMS | G1HAA619ADBC | Y | MACLEAN POWER SYSTEMS , G1HAA619ADBC |  |  | 52.25 | 2001-12-11 08:44 | Anjanece | 3 | 400 | N | N
MACLEAN POWER SYSTEMS | G1HAA619ADBC | Y | MACLEAN POWER SYSTEMS , G1HAA619ADBC |  |  | 54.03 | 2001-12-11 08:44 | Anjanece | 3 | 400 | N | N
MACLEAN POWER SYSTEMS | G1HAA619ADBC | Y | MACLEAN POWER SYSTEMS , G1HAA619ADBC |  |  | 54.13 | 2001-12-11 08:44 | Anjanece | 3 | 400 | N | N
MACLEAN POWER SYSTEMS | G1HAA619ADBC | Y | MACLEAN POWER SYSTEMS , G1HAA619ADBC |  |  | 54.55 | 2001-12-11 08:44 | Anjanece | 3 | 400 | N | N
MACLEAN POWER SYSTEMS | G1HAA619ADBC | Y | MACLEAN POWER SYSTEMS , G1HAA619ADBC |  |  | 55.05 | 2001-12-11 08:44 | Anjanece | 3 | 400 | N | N
MACLEAN POWER SYSTEMS | G1HAA619ADBC | Y | MACLEAN POWER SYSTEMS , G1HAA619ADBC |  |  | 55.5 | 2001-12-11 08:44 | Anjanece | 3 | 400 | N | N
MACLEAN POWER SYSTEMS | G1HAA619ADBC | Y | MACLEAN POWER SYSTEMS , G1HAA619ADBC |  |  | 55.68 | 2001-12-11 08:44 | Anjanece | 3 | 400 | N | N
MACLEAN POWER SYSTEMS | G1HAA619ADBC | Y | MACLEAN POWER SYSTEMS , G1HAA619ADBC |  |  | 56.22 | 2001-12-11 08:44 | Anjanece | 3 | 400 | N | N
MACLEAN POWER SYSTEMS | G1HAA619ADBC | Y | MACLEAN POWER SYSTEMS , G1HAA619ADBC |  |  | 56.55 | 2001-12-11 08:44 | Anjanece | 3 | 400 | N | N
MACLEAN POWER SYSTEMS | G1HAA619ADBC | Y | MACLEAN POWER SYSTEMS , G1HAA619ADBC |  |  | 57.04 | 2001-12-11 08:44 | Anjanece | 3 | 400 | N | N
MACLEAN POWER SYSTEMS | G1HAA619ADBC | Y | MACLEAN POWER SYSTEMS , G1HAA619ADBC |  |  | 57.98 | 2001-12-11 08:44 | Anjanece | 3 | 400 | N | N
MACLEAN POWER SYSTEMS | G1HAA619ADBC | Y | MACLEAN POWER SYSTEMS , G1HAA619ADBC |  |  | 58.38 | 2001-12-11 08:44 | Anjanece | 3 | 400 | N | N
MACLEAN POWER SYSTEMS | G1HAA619ADBC | Y | MACLEAN POWER SYSTEMS , G1HAA619ADBC |  |  | 58.95 | 2001-12-11 08:44 | Anjanece | 3 | 400 | N | N
MACLEAN POWER SYSTEMS | G1HAA619ADBC | Y | MACLEAN POWER SYSTEMS , G1HAA619ADBC |  |  | 59.15 | 2001-12-11 08:44 | Anjanece | 3 | 400 | N | N
MACLEAN POWER SYSTEMS | G1HAA619ADBC | Y | MACLEAN POWER SYSTEMS , G1HAA619ADBC |  |  | 59.28 | 2001-12-11 08:44 | Anjanece | 3 | 400 | N | N
MACLEAN POWER SYSTEMS | G1HAA619ADBC | Y | MACLEAN POWER SYSTEMS , G1HAA619ADBC |  |  | 60.67 | 2001-12-11 08:44 | Anjanece | 3 | 400 | N | N
MACLEAN POWER SYSTEMS | G1HAA619ADBC | Y | MACLEAN POWER SYSTEMS , G1HAA619ADBC |  |  | 63.74 | 2001-12-11 08:44 | Anjanece | 3 | 400 | N | N
MACLEAN POWER SYSTEMS | G1HAA619ADBC | Y | MACLEAN POWER SYSTEMS , G1HAA619ADBC |  |  | 64.7 | 2001-12-11 08:44 | Anjanece | 3 | 400 | N | N
MACLEAN POWER SYSTEMS | G1HAA619ADBC | Y | MACLEAN POWER SYSTEMS , G1HAA619ADBC |  |  | 67.14 | 2001-12-11 08:44 | Anjanece | 3 | 400 | N | N
MACLEAN POWER SYSTEMS | G1HAA619ADBC | Y | MACLEAN POWER SYSTEMS , G1HAA619ADBC |  |  | 67.4 | 2001-12-11 08:44 | Anjanece | 3 | 400 | N | N
MACLEAN POWER SYSTEMS | G1HAA619ADBC | Y | MACLEAN POWER SYSTEMS , G1HAA619ADBC |  |  | 67.66 | 2001-12-11 08:44 | Anjanece | 3 | 400 | N | N
MACLEAN POWER SYSTEMS | G1HAA619ADBC | Y | MACLEAN POWER SYSTEMS , G1HAA619ADBC |  |  | 68.2 | 2001-12-11 08:44 | Anjanece | 3 | 400 | N | N
MACLEAN POWER SYSTEMS | G1HAA619ADBC | Y | MACLEAN POWER SYSTEMS , G1HAA619ADBC |  |  | 68.86 | 2001-12-11 08:44 | Anjanece | 3 | 400 | N | N
MACLEAN POWER SYSTEMS | G1HAA619ADBC | Y | MACLEAN POWER SYSTEMS , G1HAA619ADBC |  |  | 69.16 | 2001-12-11 08:44 | Anjanece | 3 | 400 | N | N
MACLEAN POWER SYSTEMS | G1HAA619ADBC | Y | MACLEAN POWER SYSTEMS , G1HAA619ADBC |  |  | 69.84 | 2001-12-11 08:44 | Anjanece | 3 | 400 | N | N
MACLEAN POWER SYSTEMS | G1HAA619ADBC | Y | MACLEAN POWER SYSTEMS , G1HAA619ADBC |  |  | 70.07 | 2001-12-11 08:44 | Anjanece | 3 | 400 | N | N
MACLEAN POWER SYSTEMS | G1HAA619ADBC | Y | MACLEAN POWER SYSTEMS , G1HAA619ADBC |  |  | 71.07 | 2001-12-11 08:44 | Anjanece | 3 | 400 | N | N
MACLEAN POWER SYSTEMS | G1HAA619ADBC | Y | MACLEAN POWER SYSTEMS , G1HAA619ADBC |  |  | 71.41 | 2001-12-11 08:44 | Anjanece | 3 | 400 | N | N
MACLEAN POWER SYSTEMS | G1HAA619ADBC | Y | MACLEAN POWER SYSTEMS , G1HAA619ADBC |  |  | 71.43 | 2001-12-11 08:44 | Anjanece | 3 | 400 | N | N
MACLEAN POWER SYSTEMS | G1HAA619ADBC | Y | MACLEAN POWER SYSTEMS , G1HAA619ADBC |  |  | 71.61 | 2001-12-11 08:44 | Anjanece | 3 | 400 | N | N
MACLEAN POWER SYSTEMS | G1HAA619ADBC | Y | MACLEAN POWER SYSTEMS , G1HAA619ADBC |  |  | 71.64 | 2001-12-11 08:44 | Anjanece | 3 | 400 | N | N
MACLEAN POWER SYSTEMS | G1HAA619ADBC | Y | MACLEAN POWER SYSTEMS , G1HAA619ADBC |  |  | 71.73 | 2001-12-11 08:44 | Anjanece | 3 | 400 | N | N
MACLEAN POWER SYSTEMS | G1HAA619ADBC | Y | MACLEAN POWER SYSTEMS , G1HAA619ADBC |  |  | 71.79 | 2001-12-11 08:44 | Anjanece | 3 | 400 | N | N
MACLEAN POWER SYSTEMS | G1HAA619ADBC | Y | MACLEAN POWER SYSTEMS , G1HAA619ADBC |  |  | 71.81 | 2001-12-11 08:44 | Anjanece | 3 | 400 | N | N
MACLEAN POWER SYSTEMS | G1HAA619ADBC | Y | MACLEAN POWER SYSTEMS , G1HAA619ADBC |  |  | 71.82 | 2001-12-11 08:44 | Anjanece | 3 | 400 | N | N
MACLEAN POWER SYSTEMS | G1HAA619ADBC | Y | MACLEAN POWER SYSTEMS , G1HAA619ADBC |  |  | 71.83 | 2001-12-11 08:44 | Anjanece | 3 | 400 | N | N
MACLEAN POWER SYSTEMS | G1HAA619ADBC | Y | MACLEAN POWER SYSTEMS , G1HAA619ADBC |  |  | 71.84 | 2001-12-11 08:44 | Anjanece | 3 | 400 | N | N
MACLEAN POWER SYSTEMS | G1HAA619ADBC | Y | MACLEAN POWER SYSTEMS , G1HAA619ADBC |  |  | 71.85 | 2001-12-11 08:44 | Anjanece | 3 | 400 | N | N
MACLEAN POWER SYSTEMS | G1HAA619ADBC | Y | MACLEAN POWER SYSTEMS , G1HAA619ADBC |  |  | 71.86 | 2001-12-11 08:44 | Anjanece | 3 | 400 | N | N
MACLEAN POWER SYSTEMS | G1HAA619ADBC | Y | MACLEAN POWER SYSTEMS , G1HAA619ADBC |  |  | 71.87 | 2001-12-11 08:44 | Anjanece | 3 | 400 | N | N
MACLEAN POWER SYSTEMS | G1HAA619ADBC | Y | MACLEAN POWER SYSTEMS , G1HAA619ADBC |  |  | 71.88 | 2001-12-11 08:44 | Anjanece | 3 | 400 | N | N
MACLEAN POWER SYSTEMS | G1HAA619ADBC | Y | MACLEAN POWER SYSTEMS , G1HAA619ADBC |  |  | 71.89 | 2001-12-11 08:44 | Anjanece | 3 | 400 | N | N
MACLEAN POWER SYSTEMS | G1HAA619ADBC | Y | MACLEAN POWER SYSTEMS , G1HAA619ADBC |  |  | 71.9 | 2001-12-11 08:44 | Anjanece | 3 | 400 | N | N
MACLEAN POWER SYSTEMS | G1HAA619ADBC | Y | MACLEAN POWER SYSTEMS , G1HAA619ADBC |  |  | 71.92 | 2001-12-11 08:44 | Anjanece | 3 | 400 | N | N
MACLEAN POWER SYSTEMS | G1HAA619ADBC | Y | MACLEAN POWER SYSTEMS , G1HAA619ADBC |  |  | 72.07 | 2001-12-11 08:44 | Anjanece | 3 | 400 | N | N
MACLEAN POWER SYSTEMS | G1HAA619ADBC | Y | MACLEAN POWER SYSTEMS , G1HAA619ADBC |  |  | 72.09 | 2001-12-11 08:44 | Anjanece | 3 | 400 | N | N
MACLEAN POWER SYSTEMS | G1HAA619ADBC | Y | MACLEAN POWER SYSTEMS , G1HAA619ADBC |  |  | 72.2 | 2001-12-11 08:44 | Anjanece | 3 | 400 | N | N
MACLEAN POWER SYSTEMS | G1HAA619ADBC | Y | MACLEAN POWER SYSTEMS , G1HAA619ADBC |  |  | 72.22 | 2001-12-11 08:44 | Anjanece | 3 | 400 | N | N
MACLEAN POWER SYSTEMS | G1HAA619ADBC | Y | MACLEAN POWER SYSTEMS , G1HAA619ADBC |  |  | 72.23 | 2001-12-11 08:44 | Anjanece | 3 | 400 | N | N
MACLEAN POWER SYSTEMS | G1HAA619ADBC | Y | MACLEAN POWER SYSTEMS , G1HAA619ADBC |  |  | 72.47 | 2001-12-11 08:44 | Anjanece | 3 | 400 | N | N
MACLEAN POWER SYSTEMS | G1HAA619ADBC | Y | MACLEAN POWER SYSTEMS , G1HAA619ADBC |  |  | 72.52 | 2001-12-11 08:44 | Anjanece | 3 | 400 | N | N
MACLEAN POWER SYSTEMS | G1HAA619ADBC | Y | MACLEAN POWER SYSTEMS , G1HAA619ADBC |  |  | 72.57 | 2001-12-11 08:44 | Anjanece | 3 | 400 | N | N
MACLEAN POWER SYSTEMS | G1HAA619ADBC | Y | MACLEAN POWER SYSTEMS , G1HAA619ADBC |  |  | 72.58 | 2001-12-11 08:44 | Anjanece | 3 | 400 | N | N
MACLEAN POWER SYSTEMS | G1HAA619ADBC | Y | MACLEAN POWER SYSTEMS , G1HAA619ADBC |  |  | 72.65 | 2001-12-11 08:44 | Anjanece | 3 | 400 | N | N
MACLEAN POWER SYSTEMS | G1HAA619ADBC | Y | MACLEAN POWER SYSTEMS , G1HAA619ADBC |  |  | 72.76 | 2001-12-11 08:44 | Anjanece | 3 | 400 | N | N
MACLEAN POWER SYSTEMS | G1HAA619ADBC | Y | MACLEAN POWER SYSTEMS , G1HAA619ADBC |  |  | 72.92 | 2001-12-11 08:44 | Anjanece | 3 | 400 | N | N
MACLEAN POWER SYSTEMS | G1HAA619ADBC | Y | MACLEAN POWER SYSTEMS , G1HAA619ADBC |  |  | 72.96 | 2001-12-11 08:44 | Anjanece | 3 | 400 | N | N
MACLEAN POWER SYSTEMS | G1HAA619ADBC | Y | MACLEAN POWER SYSTEMS , G1HAA619ADBC |  |  | 72.97 | 2001-12-11 08:44 | Anjanece | 3 | 400 | N | N
MACLEAN POWER SYSTEMS | G1HAA619ADBC | Y | MACLEAN POWER SYSTEMS , G1HAA619ADBC |  |  | 73 | 2001-12-11 08:44 | Anjanece | 3 | 400 | N | N
MACLEAN POWER SYSTEMS | G1HAA619ADBC | Y | MACLEAN POWER SYSTEMS , G1HAA619ADBC |  |  | 73.02 | 2001-12-11 08:44 | Anjanece | 3 | 400 | N | N
MACLEAN POWER SYSTEMS | G1HAA619ADBC | Y | MACLEAN POWER SYSTEMS , G1HAA619ADBC |  |  | 73.15 | 2001-12-11 08:44 | Anjanece | 3 | 400 | N | N
MACLEAN POWER SYSTEMS | G1HAA619ADBC | Y | MACLEAN POWER SYSTEMS , G1HAA619ADBC |  |  | 73.38 | 2001-12-11 08:44 | Anjanece | 3 | 400 | N | N
MACLEAN POWER SYSTEMS | G1HAA619ADBC | Y | MACLEAN POWER SYSTEMS , G1HAA619ADBC |  |  | 73.69 | 2001-12-11 08:44 | Anjanece | 3 | 400 | N | N
MACLEAN POWER SYSTEMS | G1HAA619ADBC | Y | MACLEAN POWER SYSTEMS , G1HAA619ADBC |  |  | 73.72 | 2001-12-11 08:44 | Anjanece | 3 | 400 | N | N
MACLEAN POWER SYSTEMS | G1HAA619ADBC | Y | MACLEAN POWER SYSTEMS , G1HAA619ADBC |  |  | 73.74 | 2001-12-11 08:44 | Anjanece | 3 | 400 | N | N
MACLEAN POWER SYSTEMS | G1HAA619ADBC | Y | MACLEAN POWER SYSTEMS , G1HAA619ADBC |  |  | 74.09 | 2001-12-11 08:44 | Anjanece | 3 | 400 | N | N
MACLEAN POWER SYSTEMS | G1HAA619ADBC | Y | MACLEAN POWER SYSTEMS , G1HAA619ADBC |  |  | 74.6 | 2001-12-11 08:44 | Anjanece | 3 | 400 | N | N
MACLEAN POWER SYSTEMS | G1HAA619ADBC | Y | MACLEAN POWER SYSTEMS , G1HAA619ADBC |  |  | 75.41 | 2001-12-11 08:44 | Anjanece | 3 | 400 | N | N
MACLEAN POWER SYSTEMS | G1HAA619ADBC | Y | MACLEAN POWER SYSTEMS , G1HAA619ADBC |  |  | 75.94 | 2001-12-11 08:44 | Anjanece | 3 | 400 | N | N
MACLEAN POWER SYSTEMS | G1HAA619ADBC | Y | MACLEAN POWER SYSTEMS , G1HAA619ADBC |  |  | 76.44 | 2001-12-11 08:44 | Anjanece | 3 | 400 | N | N
MACLEAN POWER SYSTEMS | G1HAA619ADBC | Y | MACLEAN POWER SYSTEMS , G1HAA619ADBC |  |  | 76.52 | 2001-12-11 08:44 | Anjanece | 3 | 400 | N | N
MACLEAN POWER SYSTEMS | G1HAA619ADBC | Y | MACLEAN POWER SYSTEMS , G1HAA619ADBC |  |  | 77.08 | 2001-12-11 08:44 | Anjanece | 3 | 400 | N | N
MACLEAN POWER SYSTEMS | G1HAA619ADBC | Y | MACLEAN POWER SYSTEMS , G1HAA619ADBC |  |  | 77.34 | 2001-12-11 08:44 | Anjanece | 3 | 400 | N | N
MACLEAN POWER SYSTEMS | G1HAA619ADBC | Y | MACLEAN POWER SYSTEMS , G1HAA619ADBC |  |  | 77.76 | 2001-12-11 08:44 | Anjanece | 3 | 400 | N | N
MACLEAN POWER SYSTEMS | G1HAA619ADBC | Y | MACLEAN POWER SYSTEMS , G1HAA619ADBC |  |  | 78.14 | 2001-12-11 08:44 | Anjanece | 3 | 400 | N | N
MACLEAN POWER SYSTEMS | G1HAA619ADBC | Y | MACLEAN POWER SYSTEMS , G1HAA619ADBC |  |  | 78.37 | 2001-12-11 08:44 | Anjanece | 3 | 400 | N | N
MACLEAN POWER SYSTEMS | G1HAA619ADBC | Y | MACLEAN POWER SYSTEMS , G1HAA619ADBC |  |  | 78.51 | 2001-12-11 08:44 | Anjanece | 3 | 400 | N | N
MACLEAN POWER SYSTEMS | G1HAA619ADBC | Y | MACLEAN POWER SYSTEMS , G1HAA619ADBC |  |  | 78.52 | 2001-12-11 08:44 | Anjanece | 3 | 400 | N | N
MACLEAN POWER SYSTEMS | G1HAA619ADBC | Y | MACLEAN POWER SYSTEMS , G1HAA619ADBC |  |  | 78.63 | 2001-12-11 08:44 | Anjanece | 3 | 400 | N | N
MACLEAN POWER SYSTEMS | G1HAA619ADBC | Y | MACLEAN POWER SYSTEMS , G1HAA619ADBC |  |  | 78.79 | 2001-12-11 08:44 | Anjanece | 3 | 400 | N | N
MACLEAN POWER SYSTEMS | G1HAA619ADBC | Y | MACLEAN POWER SYSTEMS , G1HAA619ADBC |  |  | 78.9 | 2001-12-11 08:44 | Anjanece | 3 | 400 | N | N
MACLEAN POWER SYSTEMS | G1HAA619ADBC | Y | MACLEAN POWER SYSTEMS , G1HAA619ADBC |  |  | 79.75 | 2001-12-11 08:44 | Anjanece | 3 | 400 | N | N
MACLEAN POWER SYSTEMS | G1HAA619ADBC | Y | MACLEAN POWER SYSTEMS , G1HAA619ADBC |  |  | 79.85 | 2001-12-11 08:44 | Anjanece | 3 | 400 | N | N
MACLEAN POWER SYSTEMS | G1HAA619ADBC | Y | MACLEAN POWER SYSTEMS , G1HAA619ADBC |  |  | 80.39 | 2001-12-11 08:44 | Anjanece | 3 | 400 | N | N
MACLEAN POWER SYSTEMS | G1HAA619ADBC | Y | MACLEAN POWER SYSTEMS , G1HAA619ADBC |  |  | 80.46 | 2001-12-11 08:44 | Anjanece | 3 | 400 | N | N
MACLEAN POWER SYSTEMS | G1HAA619ADBC | Y | MACLEAN POWER SYSTEMS , G1HAA619ADBC |  |  | 80.57 | 2001-12-11 08:44 | Anjanece | 3 | 400 | N | N
MACLEAN POWER SYSTEMS | G1HAA619ADBC | Y | MACLEAN POWER SYSTEMS , G1HAA619ADBC |  |  | 80.76 | 2001-12-11 08:44 | Anjanece | 3 | 400 | N | N
MACLEAN POWER SYSTEMS | G1HAA619ADBC | Y | MACLEAN POWER SYSTEMS , G1HAA619ADBC |  |  | 80.77 | 2001-12-11 08:44 | Anjanece | 3 | 400 | N | N
MACLEAN POWER SYSTEMS | G1HAA619ADBC | Y | MACLEAN POWER SYSTEMS , G1HAA619ADBC |  |  | 86.36 | 2001-12-11 08:44 | Anjanece | 3 | 400 | N | N
MACLEAN POWER SYSTEMS | G1HAA619ADBC | Y | MACLEAN POWER SYSTEMS , G1HAA619ADBC |  |  | 93.21 | 2001-12-11 08:44 | Anjanece | 3 | 400 | N | N
MACLEAN POWER SYSTEMS | G1HAA619ADBC | Y | MACLEAN POWER SYSTEMS , G1HAA619ADBC |  |  | 97.67 | 2001-12-11 08:44 | Anjanece | 3 | 400 | N | N
MACLEAN POWER SYSTEMS | G1HAA619ADBC | Y | MACLEAN POWER SYSTEMS , G1HAA619ADBC |  |  | 98.2 | 2001-12-11 08:44 | Anjanece | 3 | 400 | N | N
MACLEAN POWER SYSTEMS | G1HAA619ADBC | Y | MACLEAN POWER SYSTEMS , G1HAA619ADBC |  |  | 98.21 | 2001-12-11 08:44 | Anjanece | 3 | 400 | N | N
MACLEAN POWER SYSTEMS | G1HAA619ADBC | Y | MACLEAN POWER SYSTEMS , G1HAA619ADBC |  |  | 98.24 | 2001-12-11 08:44 | Anjanece | 3 | 400 | N | N
MACLEAN POWER SYSTEMS | G1HAA619ADBC | Y | MACLEAN POWER SYSTEMS , G1HAA619ADBC |  |  | 99.5 | 2001-12-11 08:44 | Anjanece | 3 | 400 | N | N
MACLEAN POWER SYSTEMS | G1HAA619ADBC | Y | MACLEAN POWER SYSTEMS , G1HAA619ADBC |  |  | 100.52 | 2001-12-11 08:44 | Anjanece | 3 | 400 | N | N
MACLEAN POWER SYSTEMS | G1HAA619ADBC | Y | MACLEAN POWER SYSTEMS , G1HAA619ADBC |  |  | 101.32 | 2001-12-11 08:44 | Anjanece | 3 | 400 | N | N
MACLEAN POWER SYSTEMS | G1HAA619ADBC | Y | MACLEAN POWER SYSTEMS , G1HAA619ADBC |  |  | 101.52 | 2001-12-11 08:44 | Anjanece | 3 | 400 | N | N
MACLEAN POWER SYSTEMS | G1HAA619ADBC | Y | MACLEAN POWER SYSTEMS , G1HAA619ADBC |  |  | 101.92 | 2001-12-11 08:44 | Anjanece | 3 | 400 | N | N
MACLEAN POWER SYSTEMS | G1HAA619ADBC | Y | MACLEAN POWER SYSTEMS , G1HAA619ADBC |  |  | 101.96 | 2001-12-11 08:44 | Anjanece | 3 | 400 | N | N
MACLEAN POWER SYSTEMS | G1HAA619ADBC | Y | MACLEAN POWER SYSTEMS , G1HAA619ADBC |  |  | 101.97 | 2001-12-11 08:44 | Anjanece | 3 | 400 | N | N
MACLEAN POWER SYSTEMS | G1HAA619ADBC | Y | MACLEAN POWER SYSTEMS , G1HAA619ADBC |  |  | 102.33 | 2001-12-11 08:44 | Anjanece | 3 | 400 | N | N
MACLEAN POWER SYSTEMS | G1HAA619ADBC | Y | MACLEAN POWER SYSTEMS , G1HAA619ADBC |  | Storm Stores | 0 | 2018-04-16 10:04 | Anjanece | 3 | 400 | N | N
MACLEAN POWER SYSTEMS | G1HAA619ADBC | Y | MACLEAN POWER SYSTEMS , G1HAA619ADBC |  |  | 63.74 | 2018-04-16 10:04 | Anjanece | 3 | 400 | N | N
MACLEAN POWER SYSTEMS | G1HAA619ADBC | Y | MACLEAN POWER SYSTEMS , G1HAA619ADBC |  |  | 64.7 | 2018-04-16 10:04 | Anjanece | 3 | 400 | N | N
MACLEAN POWER SYSTEMS | G1HAA619ADBC | Y | MACLEAN POWER SYSTEMS , G1HAA619ADBC |  |  | 65.66 | 2018-04-16 10:04 | Anjanece | 3 | 400 | N | N
MACLEAN POWER SYSTEMS | G1HAA619ADBC | Y | MACLEAN POWER SYSTEMS , G1HAA619ADBC |  |  | 66.39 | 2018-04-16 10:04 | Anjanece | 3 | 400 | N | N
MACLEAN POWER SYSTEMS | G1HAA619ADBC | Y | MACLEAN POWER SYSTEMS , G1HAA619ADBC |  |  | 68.54 | 2018-04-16 10:04 | Anjanece | 3 | 400 | N | N
MACLEAN POWER SYSTEMS | G1HAA619ADBC | Y | MACLEAN POWER SYSTEMS , G1HAA619ADBC |  |  | 69.99 | 2018-04-16 10:04 | Anjanece | 3 | 400 | N | N
MACLEAN POWER SYSTEMS | G1HAA619ADBC | Y | MACLEAN POWER SYSTEMS , G1HAA619ADBC |  |  | 71.87 | 2018-04-16 10:04 | Anjanece | 3 | 400 | N | N
MACLEAN POWER SYSTEMS | G1HDA219ADBC | Y | MACLEAN POWER SYSTEMS , G1HDA219ADBC | JEA OVERHEAD DISTRIBUTION | CSC Stores | 50.78 | 2001-12-11 08:44 | Anjanece | 3 | 400 | N | N
MACLEAN POWER SYSTEMS | G1HDA219ADBC | Y | MACLEAN POWER SYSTEMS , G1HDA219ADBC |  |  | 50.9 | 2001-12-11 08:44 | Anjanece | 3 | 400 | N | N
MACLEAN POWER SYSTEMS | G1HDA219ADBC | Y | MACLEAN POWER SYSTEMS , G1HDA219ADBC |  |  | 50.93 | 2001-12-11 08:44 | Anjanece | 3 | 400 | N | N
MACLEAN POWER SYSTEMS | G1HDA219ADBC | Y | MACLEAN POWER SYSTEMS , G1HDA219ADBC |  |  | 50.94 | 2001-12-11 08:44 | Anjanece | 3 | 400 | N | N
MACLEAN POWER SYSTEMS | G1HDA219ADBC | Y | MACLEAN POWER SYSTEMS , G1HDA219ADBC |  |  | 50.98 | 2001-12-11 08:44 | Anjanece | 3 | 400 | N | N
MACLEAN POWER SYSTEMS | G1HDA219ADBC | Y | MACLEAN POWER SYSTEMS , G1HDA219ADBC |  |  | 51.04 | 2001-12-11 08:44 | Anjanece | 3 | 400 | N | N
MACLEAN POWER SYSTEMS | G1HDA219ADBC | Y | MACLEAN POWER SYSTEMS , G1HDA219ADBC |  |  | 51.05 | 2001-12-11 08:44 | Anjanece | 3 | 400 | N | N
MACLEAN POWER SYSTEMS | G1HDA219ADBC | Y | MACLEAN POWER SYSTEMS , G1HDA219ADBC |  |  | 51.11 | 2001-12-11 08:44 | Anjanece | 3 | 400 | N | N
MACLEAN POWER SYSTEMS | G1HDA219ADBC | Y | MACLEAN POWER SYSTEMS , G1HDA219ADBC |  |  | 51.18 | 2001-12-11 08:44 | Anjanece | 3 | 400 | N | N
MACLEAN POWER SYSTEMS | G1HDA219ADBC | Y | MACLEAN POWER SYSTEMS , G1HDA219ADBC |  |  | 51.24 | 2001-12-11 08:44 | Anjanece | 3 | 400 | N | N
MACLEAN POWER SYSTEMS | G1HDA219ADBC | Y | MACLEAN POWER SYSTEMS , G1HDA219ADBC |  |  | 51.34 | 2001-12-11 08:44 | Anjanece | 3 | 400 | N | N
MACLEAN POWER SYSTEMS | G1HDA219ADBC | Y | MACLEAN POWER SYSTEMS , G1HDA219ADBC |  |  | 51.4 | 2001-12-11 08:44 | Anjanece | 3 | 400 | N | N
MACLEAN POWER SYSTEMS | G1HDA219ADBC | Y | MACLEAN POWER SYSTEMS , G1HDA219ADBC |  |  | 51.48 | 2001-12-11 08:44 | Anjanece | 3 | 400 | N | N
MACLEAN POWER SYSTEMS | G1HDA219ADBC | Y | MACLEAN POWER SYSTEMS , G1HDA219ADBC |  |  | 51.5 | 2001-12-11 08:44 | Anjanece | 3 | 400 | N | N
MACLEAN POWER SYSTEMS | G1HDA219ADBC | Y | MACLEAN POWER SYSTEMS , G1HDA219ADBC |  |  | 51.51 | 2001-12-11 08:44 | Anjanece | 3 | 400 | N | N
MACLEAN POWER SYSTEMS | G1HDA219ADBC | Y | MACLEAN POWER SYSTEMS , G1HDA219ADBC |  |  | 51.58 | 2001-12-11 08:44 | Anjanece | 3 | 400 | N | N
MACLEAN POWER SYSTEMS | G1HDA219ADBC | Y | MACLEAN POWER SYSTEMS , G1HDA219ADBC |  |  | 51.59 | 2001-12-11 08:44 | Anjanece | 3 | 400 | N | N
MACLEAN POWER SYSTEMS | G1HDA219ADBC | Y | MACLEAN POWER SYSTEMS , G1HDA219ADBC |  |  | 51.77 | 2001-12-11 08:44 | Anjanece | 3 | 400 | N | N
MACLEAN POWER SYSTEMS | G1HDA219ADBC | Y | MACLEAN POWER SYSTEMS , G1HDA219ADBC |  |  | 52.25 | 2001-12-11 08:44 | Anjanece | 3 | 400 | N | N
MACLEAN POWER SYSTEMS | G1HDA219ADBC | Y | MACLEAN POWER SYSTEMS , G1HDA219ADBC |  |  | 54.03 | 2001-12-11 08:44 | Anjanece | 3 | 400 | N | N
MACLEAN POWER SYSTEMS | G1HDA219ADBC | Y | MACLEAN POWER SYSTEMS , G1HDA219ADBC |  |  | 54.13 | 2001-12-11 08:44 | Anjanece | 3 | 400 | N | N
MACLEAN POWER SYSTEMS | G1HDA219ADBC | Y | MACLEAN POWER SYSTEMS , G1HDA219ADBC |  |  | 54.55 | 2001-12-11 08:44 | Anjanece | 3 | 400 | N | N
MACLEAN POWER SYSTEMS | G1HDA219ADBC | Y | MACLEAN POWER SYSTEMS , G1HDA219ADBC |  |  | 55.05 | 2001-12-11 08:44 | Anjanece | 3 | 400 | N | N
MACLEAN POWER SYSTEMS | G1HDA219ADBC | Y | MACLEAN POWER SYSTEMS , G1HDA219ADBC |  |  | 55.5 | 2001-12-11 08:44 | Anjanece | 3 | 400 | N | N
MACLEAN POWER SYSTEMS | G1HDA219ADBC | Y | MACLEAN POWER SYSTEMS , G1HDA219ADBC |  |  | 55.68 | 2001-12-11 08:44 | Anjanece | 3 | 400 | N | N
MACLEAN POWER SYSTEMS | G1HDA219ADBC | Y | MACLEAN POWER SYSTEMS , G1HDA219ADBC |  |  | 56.22 | 2001-12-11 08:44 | Anjanece | 3 | 400 | N | N
MACLEAN POWER SYSTEMS | G1HDA219ADBC | Y | MACLEAN POWER SYSTEMS , G1HDA219ADBC |  |  | 56.55 | 2001-12-11 08:44 | Anjanece | 3 | 400 | N | N
MACLEAN POWER SYSTEMS | G1HDA219ADBC | Y | MACLEAN POWER SYSTEMS , G1HDA219ADBC |  |  | 57.04 | 2001-12-11 08:44 | Anjanece | 3 | 400 | N | N
MACLEAN POWER SYSTEMS | G1HDA219ADBC | Y | MACLEAN POWER SYSTEMS , G1HDA219ADBC |  |  | 57.98 | 2001-12-11 08:44 | Anjanece | 3 | 400 | N | N
MACLEAN POWER SYSTEMS | G1HDA219ADBC | Y | MACLEAN POWER SYSTEMS , G1HDA219ADBC |  |  | 58.38 | 2001-12-11 08:44 | Anjanece | 3 | 400 | N | N
MACLEAN POWER SYSTEMS | G1HDA219ADBC | Y | MACLEAN POWER SYSTEMS , G1HDA219ADBC |  |  | 58.95 | 2001-12-11 08:44 | Anjanece | 3 | 400 | N | N
MACLEAN POWER SYSTEMS | G1HDA219ADBC | Y | MACLEAN POWER SYSTEMS , G1HDA219ADBC |  |  | 59.15 | 2001-12-11 08:44 | Anjanece | 3 | 400 | N | N
MACLEAN POWER SYSTEMS | G1HDA219ADBC | Y | MACLEAN POWER SYSTEMS , G1HDA219ADBC |  |  | 59.28 | 2001-12-11 08:44 | Anjanece | 3 | 400 | N | N
MACLEAN POWER SYSTEMS | G1HDA219ADBC | Y | MACLEAN POWER SYSTEMS , G1HDA219ADBC |  |  | 60.67 | 2001-12-11 08:44 | Anjanece | 3 | 400 | N | N
MACLEAN POWER SYSTEMS | G1HDA219ADBC | Y | MACLEAN POWER SYSTEMS , G1HDA219ADBC |  |  | 63.74 | 2001-12-11 08:44 | Anjanece | 3 | 400 | N | N
MACLEAN POWER SYSTEMS | G1HDA219ADBC | Y | MACLEAN POWER SYSTEMS , G1HDA219ADBC |  |  | 64.7 | 2001-12-11 08:44 | Anjanece | 3 | 400 | N | N
MACLEAN POWER SYSTEMS | G1HDA219ADBC | Y | MACLEAN POWER SYSTEMS , G1HDA219ADBC |  |  | 67.14 | 2001-12-11 08:44 | Anjanece | 3 | 400 | N | N
MACLEAN POWER SYSTEMS | G1HDA219ADBC | Y | MACLEAN POWER SYSTEMS , G1HDA219ADBC |  |  | 67.4 | 2001-12-11 08:44 | Anjanece | 3 | 400 | N | N
MACLEAN POWER SYSTEMS | G1HDA219ADBC | Y | MACLEAN POWER SYSTEMS , G1HDA219ADBC |  |  | 67.66 | 2001-12-11 08:44 | Anjanece | 3 | 400 | N | N
MACLEAN POWER SYSTEMS | G1HDA219ADBC | Y | MACLEAN POWER SYSTEMS , G1HDA219ADBC |  |  | 68.2 | 2001-12-11 08:44 | Anjanece | 3 | 400 | N | N
MACLEAN POWER SYSTEMS | G1HDA219ADBC | Y | MACLEAN POWER SYSTEMS , G1HDA219ADBC |  |  | 68.86 | 2001-12-11 08:44 | Anjanece | 3 | 400 | N | N
MACLEAN POWER SYSTEMS | G1HDA219ADBC | Y | MACLEAN POWER SYSTEMS , G1HDA219ADBC |  |  | 69.16 | 2001-12-11 08:44 | Anjanece | 3 | 400 | N | N
MACLEAN POWER SYSTEMS | G1HDA219ADBC | Y | MACLEAN POWER SYSTEMS , G1HDA219ADBC |  |  | 69.84 | 2001-12-11 08:44 | Anjanece | 3 | 400 | N | N
MACLEAN POWER SYSTEMS | G1HDA219ADBC | Y | MACLEAN POWER SYSTEMS , G1HDA219ADBC |  |  | 70.07 | 2001-12-11 08:44 | Anjanece | 3 | 400 | N | N
MACLEAN POWER SYSTEMS | G1HDA219ADBC | Y | MACLEAN POWER SYSTEMS , G1HDA219ADBC |  |  | 71.07 | 2001-12-11 08:44 | Anjanece | 3 | 400 | N | N
MACLEAN POWER SYSTEMS | G1HDA219ADBC | Y | MACLEAN POWER SYSTEMS , G1HDA219ADBC |  |  | 71.41 | 2001-12-11 08:44 | Anjanece | 3 | 400 | N | N
MACLEAN POWER SYSTEMS | G1HDA219ADBC | Y | MACLEAN POWER SYSTEMS , G1HDA219ADBC |  |  | 71.43 | 2001-12-11 08:44 | Anjanece | 3 | 400 | N | N
MACLEAN POWER SYSTEMS | G1HDA219ADBC | Y | MACLEAN POWER SYSTEMS , G1HDA219ADBC |  |  | 71.61 | 2001-12-11 08:44 | Anjanece | 3 | 400 | N | N
MACLEAN POWER SYSTEMS | G1HDA219ADBC | Y | MACLEAN POWER SYSTEMS , G1HDA219ADBC |  |  | 71.64 | 2001-12-11 08:44 | Anjanece | 3 | 400 | N | N
MACLEAN POWER SYSTEMS | G1HDA219ADBC | Y | MACLEAN POWER SYSTEMS , G1HDA219ADBC |  |  | 71.73 | 2001-12-11 08:44 | Anjanece | 3 | 400 | N | N
MACLEAN POWER SYSTEMS | G1HDA219ADBC | Y | MACLEAN POWER SYSTEMS , G1HDA219ADBC |  |  | 71.79 | 2001-12-11 08:44 | Anjanece | 3 | 400 | N | N
MACLEAN POWER SYSTEMS | G1HDA219ADBC | Y | MACLEAN POWER SYSTEMS , G1HDA219ADBC |  |  | 71.81 | 2001-12-11 08:44 | Anjanece | 3 | 400 | N | N
MACLEAN POWER SYSTEMS | G1HDA219ADBC | Y | MACLEAN POWER SYSTEMS , G1HDA219ADBC |  |  | 71.82 | 2001-12-11 08:44 | Anjanece | 3 | 400 | N | N
MACLEAN POWER SYSTEMS | G1HDA219ADBC | Y | MACLEAN POWER SYSTEMS , G1HDA219ADBC |  |  | 71.83 | 2001-12-11 08:44 | Anjanece | 3 | 400 | N | N
MACLEAN POWER SYSTEMS | G1HDA219ADBC | Y | MACLEAN POWER SYSTEMS , G1HDA219ADBC |  |  | 71.84 | 2001-12-11 08:44 | Anjanece | 3 | 400 | N | N
MACLEAN POWER SYSTEMS | G1HDA219ADBC | Y | MACLEAN POWER SYSTEMS , G1HDA219ADBC |  |  | 71.85 | 2001-12-11 08:44 | Anjanece | 3 | 400 | N | N
MACLEAN POWER SYSTEMS | G1HDA219ADBC | Y | MACLEAN POWER SYSTEMS , G1HDA219ADBC |  |  | 71.86 | 2001-12-11 08:44 | Anjanece | 3 | 400 | N | N
MACLEAN POWER SYSTEMS | G1HDA219ADBC | Y | MACLEAN POWER SYSTEMS , G1HDA219ADBC |  |  | 71.87 | 2001-12-11 08:44 | Anjanece | 3 | 400 | N | N
MACLEAN POWER SYSTEMS | G1HDA219ADBC | Y | MACLEAN POWER SYSTEMS , G1HDA219ADBC |  |  | 71.88 | 2001-12-11 08:44 | Anjanece | 3 | 400 | N | N
MACLEAN POWER SYSTEMS | G1HDA219ADBC | Y | MACLEAN POWER SYSTEMS , G1HDA219ADBC |  |  | 71.89 | 2001-12-11 08:44 | Anjanece | 3 | 400 | N | N
MACLEAN POWER SYSTEMS | G1HDA219ADBC | Y | MACLEAN POWER SYSTEMS , G1HDA219ADBC |  |  | 71.9 | 2001-12-11 08:44 | Anjanece | 3 | 400 | N | N
MACLEAN POWER SYSTEMS | G1HDA219ADBC | Y | MACLEAN POWER SYSTEMS , G1HDA219ADBC |  |  | 71.92 | 2001-12-11 08:44 | Anjanece | 3 | 400 | N | N
MACLEAN POWER SYSTEMS | G1HDA219ADBC | Y | MACLEAN POWER SYSTEMS , G1HDA219ADBC |  |  | 72.07 | 2001-12-11 08:44 | Anjanece | 3 | 400 | N | N
MACLEAN POWER SYSTEMS | G1HDA219ADBC | Y | MACLEAN POWER SYSTEMS , G1HDA219ADBC |  |  | 72.09 | 2001-12-11 08:44 | Anjanece | 3 | 400 | N | N
MACLEAN POWER SYSTEMS | G1HDA219ADBC | Y | MACLEAN POWER SYSTEMS , G1HDA219ADBC |  |  | 72.2 | 2001-12-11 08:44 | Anjanece | 3 | 400 | N | N
MACLEAN POWER SYSTEMS | G1HDA219ADBC | Y | MACLEAN POWER SYSTEMS , G1HDA219ADBC |  |  | 72.22 | 2001-12-11 08:44 | Anjanece | 3 | 400 | N | N
MACLEAN POWER SYSTEMS | G1HDA219ADBC | Y | MACLEAN POWER SYSTEMS , G1HDA219ADBC |  |  | 72.23 | 2001-12-11 08:44 | Anjanece | 3 | 400 | N | N
MACLEAN POWER SYSTEMS | G1HDA219ADBC | Y | MACLEAN POWER SYSTEMS , G1HDA219ADBC |  |  | 72.47 | 2001-12-11 08:44 | Anjanece | 3 | 400 | N | N
MACLEAN POWER SYSTEMS | G1HDA219ADBC | Y | MACLEAN POWER SYSTEMS , G1HDA219ADBC |  |  | 72.52 | 2001-12-11 08:44 | Anjanece | 3 | 400 | N | N
MACLEAN POWER SYSTEMS | G1HDA219ADBC | Y | MACLEAN POWER SYSTEMS , G1HDA219ADBC |  |  | 72.57 | 2001-12-11 08:44 | Anjanece | 3 | 400 | N | N
MACLEAN POWER SYSTEMS | G1HDA219ADBC | Y | MACLEAN POWER SYSTEMS , G1HDA219ADBC |  |  | 72.58 | 2001-12-11 08:44 | Anjanece | 3 | 400 | N | N
MACLEAN POWER SYSTEMS | G1HDA219ADBC | Y | MACLEAN POWER SYSTEMS , G1HDA219ADBC |  |  | 72.65 | 2001-12-11 08:44 | Anjanece | 3 | 400 | N | N
MACLEAN POWER SYSTEMS | G1HDA219ADBC | Y | MACLEAN POWER SYSTEMS , G1HDA219ADBC |  |  | 72.76 | 2001-12-11 08:44 | Anjanece | 3 | 400 | N | N
MACLEAN POWER SYSTEMS | G1HDA219ADBC | Y | MACLEAN POWER SYSTEMS , G1HDA219ADBC |  |  | 72.92 | 2001-12-11 08:44 | Anjanece | 3 | 400 | N | N
MACLEAN POWER SYSTEMS | G1HDA219ADBC | Y | MACLEAN POWER SYSTEMS , G1HDA219ADBC |  |  | 72.96 | 2001-12-11 08:44 | Anjanece | 3 | 400 | N | N
MACLEAN POWER SYSTEMS | G1HDA219ADBC | Y | MACLEAN POWER SYSTEMS , G1HDA219ADBC |  |  | 72.97 | 2001-12-11 08:44 | Anjanece | 3 | 400 | N | N
MACLEAN POWER SYSTEMS | G1HDA219ADBC | Y | MACLEAN POWER SYSTEMS , G1HDA219ADBC |  |  | 73 | 2001-12-11 08:44 | Anjanece | 3 | 400 | N | N
MACLEAN POWER SYSTEMS | G1HDA219ADBC | Y | MACLEAN POWER SYSTEMS , G1HDA219ADBC |  |  | 73.02 | 2001-12-11 08:44 | Anjanece | 3 | 400 | N | N
MACLEAN POWER SYSTEMS | G1HDA219ADBC | Y | MACLEAN POWER SYSTEMS , G1HDA219ADBC |  |  | 73.15 | 2001-12-11 08:44 | Anjanece | 3 | 400 | N | N
MACLEAN POWER SYSTEMS | G1HDA219ADBC | Y | MACLEAN POWER SYSTEMS , G1HDA219ADBC |  |  | 73.38 | 2001-12-11 08:44 | Anjanece | 3 | 400 | N | N
MACLEAN POWER SYSTEMS | G1HDA219ADBC | Y | MACLEAN POWER SYSTEMS , G1HDA219ADBC |  |  | 73.69 | 2001-12-11 08:44 | Anjanece | 3 | 400 | N | N
MACLEAN POWER SYSTEMS | G1HDA219ADBC | Y | MACLEAN POWER SYSTEMS , G1HDA219ADBC |  |  | 73.72 | 2001-12-11 08:44 | Anjanece | 3 | 400 | N | N
MACLEAN POWER SYSTEMS | G1HDA219ADBC | Y | MACLEAN POWER SYSTEMS , G1HDA219ADBC |  |  | 73.74 | 2001-12-11 08:44 | Anjanece | 3 | 400 | N | N
MACLEAN POWER SYSTEMS | G1HDA219ADBC | Y | MACLEAN POWER SYSTEMS , G1HDA219ADBC |  |  | 74.09 | 2001-12-11 08:44 | Anjanece | 3 | 400 | N | N
MACLEAN POWER SYSTEMS | G1HDA219ADBC | Y | MACLEAN POWER SYSTEMS , G1HDA219ADBC |  |  | 74.6 | 2001-12-11 08:44 | Anjanece | 3 | 400 | N | N
MACLEAN POWER SYSTEMS | G1HDA219ADBC | Y | MACLEAN POWER SYSTEMS , G1HDA219ADBC |  |  | 75.41 | 2001-12-11 08:44 | Anjanece | 3 | 400 | N | N
MACLEAN POWER SYSTEMS | G1HDA219ADBC | Y | MACLEAN POWER SYSTEMS , G1HDA219ADBC |  |  | 75.94 | 2001-12-11 08:44 | Anjanece | 3 | 400 | N | N
MACLEAN POWER SYSTEMS | G1HDA219ADBC | Y | MACLEAN POWER SYSTEMS , G1HDA219ADBC |  |  | 76.44 | 2001-12-11 08:44 | Anjanece | 3 | 400 | N | N
MACLEAN POWER SYSTEMS | G1HDA219ADBC | Y | MACLEAN POWER SYSTEMS , G1HDA219ADBC |  |  | 76.52 | 2001-12-11 08:44 | Anjanece | 3 | 400 | N | N
MACLEAN POWER SYSTEMS | G1HDA219ADBC | Y | MACLEAN POWER SYSTEMS , G1HDA219ADBC |  |  | 77.08 | 2001-12-11 08:44 | Anjanece | 3 | 400 | N | N
MACLEAN POWER SYSTEMS | G1HDA219ADBC | Y | MACLEAN POWER SYSTEMS , G1HDA219ADBC |  |  | 77.34 | 2001-12-11 08:44 | Anjanece | 3 | 400 | N | N
MACLEAN POWER SYSTEMS | G1HDA219ADBC | Y | MACLEAN POWER SYSTEMS , G1HDA219ADBC |  |  | 77.76 | 2001-12-11 08:44 | Anjanece | 3 | 400 | N | N
MACLEAN POWER SYSTEMS | G1HDA219ADBC | Y | MACLEAN POWER SYSTEMS , G1HDA219ADBC |  |  | 78.14 | 2001-12-11 08:44 | Anjanece | 3 | 400 | N | N
MACLEAN POWER SYSTEMS | G1HDA219ADBC | Y | MACLEAN POWER SYSTEMS , G1HDA219ADBC |  |  | 78.37 | 2001-12-11 08:44 | Anjanece | 3 | 400 | N | N
MACLEAN POWER SYSTEMS | G1HDA219ADBC | Y | MACLEAN POWER SYSTEMS , G1HDA219ADBC |  |  | 78.51 | 2001-12-11 08:44 | Anjanece | 3 | 400 | N | N
MACLEAN POWER SYSTEMS | G1HDA219ADBC | Y | MACLEAN POWER SYSTEMS , G1HDA219ADBC |  |  | 78.52 | 2001-12-11 08:44 | Anjanece | 3 | 400 | N | N
MACLEAN POWER SYSTEMS | G1HDA219ADBC | Y | MACLEAN POWER SYSTEMS , G1HDA219ADBC |  |  | 78.63 | 2001-12-11 08:44 | Anjanece | 3 | 400 | N | N
MACLEAN POWER SYSTEMS | G1HDA219ADBC | Y | MACLEAN POWER SYSTEMS , G1HDA219ADBC |  |  | 78.79 | 2001-12-11 08:44 | Anjanece | 3 | 400 | N | N
MACLEAN POWER SYSTEMS | G1HDA219ADBC | Y | MACLEAN POWER SYSTEMS , G1HDA219ADBC |  |  | 78.9 | 2001-12-11 08:44 | Anjanece | 3 | 400 | N | N
MACLEAN POWER SYSTEMS | G1HDA219ADBC | Y | MACLEAN POWER SYSTEMS , G1HDA219ADBC |  |  | 79.75 | 2001-12-11 08:44 | Anjanece | 3 | 400 | N | N
MACLEAN POWER SYSTEMS | G1HDA219ADBC | Y | MACLEAN POWER SYSTEMS , G1HDA219ADBC |  |  | 79.85 | 2001-12-11 08:44 | Anjanece | 3 | 400 | N | N
MACLEAN POWER SYSTEMS | G1HDA219ADBC | Y | MACLEAN POWER SYSTEMS , G1HDA219ADBC |  |  | 80.39 | 2001-12-11 08:44 | Anjanece | 3 | 400 | N | N
MACLEAN POWER SYSTEMS | G1HDA219ADBC | Y | MACLEAN POWER SYSTEMS , G1HDA219ADBC |  |  | 80.46 | 2001-12-11 08:44 | Anjanece | 3 | 400 | N | N
MACLEAN POWER SYSTEMS | G1HDA219ADBC | Y | MACLEAN POWER SYSTEMS , G1HDA219ADBC |  |  | 80.57 | 2001-12-11 08:44 | Anjanece | 3 | 400 | N | N
MACLEAN POWER SYSTEMS | G1HDA219ADBC | Y | MACLEAN POWER SYSTEMS , G1HDA219ADBC |  |  | 80.76 | 2001-12-11 08:44 | Anjanece | 3 | 400 | N | N
MACLEAN POWER SYSTEMS | G1HDA219ADBC | Y | MACLEAN POWER SYSTEMS , G1HDA219ADBC |  |  | 80.77 | 2001-12-11 08:44 | Anjanece | 3 | 400 | N | N
MACLEAN POWER SYSTEMS | G1HDA219ADBC | Y | MACLEAN POWER SYSTEMS , G1HDA219ADBC |  |  | 86.36 | 2001-12-11 08:44 | Anjanece | 3 | 400 | N | N
MACLEAN POWER SYSTEMS | G1HDA219ADBC | Y | MACLEAN POWER SYSTEMS , G1HDA219ADBC |  |  | 93.21 | 2001-12-11 08:44 | Anjanece | 3 | 400 | N | N
MACLEAN POWER SYSTEMS | G1HDA219ADBC | Y | MACLEAN POWER SYSTEMS , G1HDA219ADBC |  |  | 97.67 | 2001-12-11 08:44 | Anjanece | 3 | 400 | N | N
MACLEAN POWER SYSTEMS | G1HDA219ADBC | Y | MACLEAN POWER SYSTEMS , G1HDA219ADBC |  |  | 98.2 | 2001-12-11 08:44 | Anjanece | 3 | 400 | N | N
MACLEAN POWER SYSTEMS | G1HDA219ADBC | Y | MACLEAN POWER SYSTEMS , G1HDA219ADBC |  |  | 98.21 | 2001-12-11 08:44 | Anjanece | 3 | 400 | N | N
MACLEAN POWER SYSTEMS | G1HDA219ADBC | Y | MACLEAN POWER SYSTEMS , G1HDA219ADBC |  |  | 98.24 | 2001-12-11 08:44 | Anjanece | 3 | 400 | N | N
MACLEAN POWER SYSTEMS | G1HDA219ADBC | Y | MACLEAN POWER SYSTEMS , G1HDA219ADBC |  |  | 99.5 | 2001-12-11 08:44 | Anjanece | 3 | 400 | N | N
MACLEAN POWER SYSTEMS | G1HDA219ADBC | Y | MACLEAN POWER SYSTEMS , G1HDA219ADBC |  |  | 100.52 | 2001-12-11 08:44 | Anjanece | 3 | 400 | N | N
MACLEAN POWER SYSTEMS | G1HDA219ADBC | Y | MACLEAN POWER SYSTEMS , G1HDA219ADBC |  |  | 101.32 | 2001-12-11 08:44 | Anjanece | 3 | 400 | N | N
MACLEAN POWER SYSTEMS | G1HDA219ADBC | Y | MACLEAN POWER SYSTEMS , G1HDA219ADBC |  |  | 101.52 | 2001-12-11 08:44 | Anjanece | 3 | 400 | N | N
MACLEAN POWER SYSTEMS | G1HDA219ADBC | Y | MACLEAN POWER SYSTEMS , G1HDA219ADBC |  |  | 101.92 | 2001-12-11 08:44 | Anjanece | 3 | 400 | N | N
MACLEAN POWER SYSTEMS | G1HDA219ADBC | Y | MACLEAN POWER SYSTEMS , G1HDA219ADBC |  |  | 101.96 | 2001-12-11 08:44 | Anjanece | 3 | 400 | N | N
MACLEAN POWER SYSTEMS | G1HDA219ADBC | Y | MACLEAN POWER SYSTEMS , G1HDA219ADBC |  |  | 101.97 | 2001-12-11 08:44 | Anjanece | 3 | 400 | N | N
MACLEAN POWER SYSTEMS | G1HDA219ADBC | Y | MACLEAN POWER SYSTEMS , G1HDA219ADBC |  |  | 102.33 | 2001-12-11 08:44 | Anjanece | 3 | 400 | N | N
MACLEAN POWER SYSTEMS | G1HDA219ADBC | Y | MACLEAN POWER SYSTEMS , G1HDA219ADBC |  | Storm Stores | 0 | 2018-04-16 10:04 | Anjanece | 3 | 400 | N | N
MACLEAN POWER SYSTEMS | G1HDA219ADBC | Y | MACLEAN POWER SYSTEMS , G1HDA219ADBC |  |  | 63.74 | 2018-04-16 10:04 | Anjanece | 3 | 400 | N | N
MACLEAN POWER SYSTEMS | G1HDA219ADBC | Y | MACLEAN POWER SYSTEMS , G1HDA219ADBC |  |  | 64.7 | 2018-04-16 10:04 | Anjanece | 3 | 400 | N | N
MACLEAN POWER SYSTEMS | G1HDA219ADBC | Y | MACLEAN POWER SYSTEMS , G1HDA219ADBC |  |  | 65.66 | 2018-04-16 10:04 | Anjanece | 3 | 400 | N | N
MACLEAN POWER SYSTEMS | G1HDA219ADBC | Y | MACLEAN POWER SYSTEMS , G1HDA219ADBC |  |  | 66.39 | 2018-04-16 10:04 | Anjanece | 3 | 400 | N | N
MACLEAN POWER SYSTEMS | G1HDA219ADBC | Y | MACLEAN POWER SYSTEMS , G1HDA219ADBC |  |  | 68.54 | 2018-04-16 10:04 | Anjanece | 3 | 400 | N | N
MACLEAN POWER SYSTEMS | G1HDA219ADBC | Y | MACLEAN POWER SYSTEMS , G1HDA219ADBC |  |  | 69.99 | 2018-04-16 10:04 | Anjanece | 3 | 400 | N | N
MACLEAN POWER SYSTEMS | G1HDA219ADBC | Y | MACLEAN POWER SYSTEMS , G1HDA219ADBC |  |  | 71.87 | 2018-04-16 10:04 | Anjanece | 3 | 400 | N | N
HUBBELL | 3SBH5419AMTBSC | Y | HUBBELL , 3SBH5419AMTBSC | JEA OVERHEAD DISTRIBUTION | CSC Stores | 136.73 | 2001-12-11 08:44 | Anjanece | 5 | 900 | N | N
HUBBELL | 3SBH5419AMTBSC | Y | HUBBELL , 3SBH5419AMTBSC |  |  | 136.74 | 2001-12-11 08:44 | Anjanece | 5 | 900 | N | N
HUBBELL | 3SBH5419AMTBSC | Y | HUBBELL , 3SBH5419AMTBSC |  |  | 136.76 | 2001-12-11 08:44 | Anjanece | 5 | 900 | N | N
HUBBELL | 3SBH5419AMTBSC | Y | HUBBELL , 3SBH5419AMTBSC |  |  | 136.81 | 2001-12-11 08:44 | Anjanece | 5 | 900 | N | N
HUBBELL | 3SBH5419AMTBSC | Y | HUBBELL , 3SBH5419AMTBSC |  |  | 136.9 | 2001-12-11 08:44 | Anjanece | 5 | 900 | N | N
HUBBELL | 3SBH5419AMTBSC | Y | HUBBELL , 3SBH5419AMTBSC |  |  | 136.97 | 2001-12-11 08:44 | Anjanece | 5 | 900 | N | N
HUBBELL | 3SBH5419AMTBSC | Y | HUBBELL , 3SBH5419AMTBSC |  |  | 137.37 | 2001-12-11 08:44 | Anjanece | 5 | 900 | N | N
HUBBELL | 3SBH5419AMTBSC | Y | HUBBELL , 3SBH5419AMTBSC |  |  | 138.86 | 2001-12-11 08:44 | Anjanece | 5 | 900 | N | N
HUBBELL | 3SBH5419AMTBSC | Y | HUBBELL , 3SBH5419AMTBSC |  |  | 139.76 | 2001-12-11 08:44 | Anjanece | 5 | 900 | N | N
HUBBELL | 3SBH5419AMTBSC | Y | HUBBELL , 3SBH5419AMTBSC |  |  | 143.07 | 2001-12-11 08:44 | Anjanece | 5 | 900 | N | N
HUBBELL | 3SBH5419AMTBSC | Y | HUBBELL , 3SBH5419AMTBSC |  |  | 143.16 | 2001-12-11 08:44 | Anjanece | 5 | 900 | N | N
HUBBELL | 3SBH5419AMTBSC | Y | HUBBELL , 3SBH5419AMTBSC |  |  | 144.14 | 2001-12-11 08:44 | Anjanece | 5 | 900 | N | N
HUBBELL | 3SBH5419AMTBSC | Y | HUBBELL , 3SBH5419AMTBSC |  |  | 144.2 | 2001-12-11 08:44 | Anjanece | 5 | 900 | N | N
HUBBELL | 3SBH5419AMTBSC | Y | HUBBELL , 3SBH5419AMTBSC |  |  | 144.91 | 2001-12-11 08:44 | Anjanece | 5 | 900 | N | N
HUBBELL | 3SBH5419AMTBSC | Y | HUBBELL , 3SBH5419AMTBSC |  |  | 146.84 | 2001-12-11 08:44 | Anjanece | 5 | 900 | N | N
HUBBELL | 3SBH5419AMTBSC | Y | HUBBELL , 3SBH5419AMTBSC |  |  | 146.85 | 2001-12-11 08:44 | Anjanece | 5 | 900 | N | N
HUBBELL | 3SBH5419AMTBSC | Y | HUBBELL , 3SBH5419AMTBSC |  |  | 146.97 | 2001-12-11 08:44 | Anjanece | 5 | 900 | N | N
HUBBELL | 3SBH5419AMTBSC | Y | HUBBELL , 3SBH5419AMTBSC |  |  | 146.98 | 2001-12-11 08:44 | Anjanece | 5 | 900 | N | N
HUBBELL | 3SBH5419AMTBSC | Y | HUBBELL , 3SBH5419AMTBSC |  |  | 147.03 | 2001-12-11 08:44 | Anjanece | 5 | 900 | N | N
HUBBELL | 3SBH5419AMTBSC | Y | HUBBELL , 3SBH5419AMTBSC |  |  | 147.08 | 2001-12-11 08:44 | Anjanece | 5 | 900 | N | N
HUBBELL | 3SBH5419AMTBSC | Y | HUBBELL , 3SBH5419AMTBSC |  |  | 150.92 | 2001-12-11 08:44 | Anjanece | 5 | 900 | N | N
HUBBELL | 3SBH5419AMTBSC | Y | HUBBELL , 3SBH5419AMTBSC |  |  | 152.17 | 2001-12-11 08:44 | Anjanece | 5 | 900 | N | N
HUBBELL | 3SBH5419AMTBSC | Y | HUBBELL , 3SBH5419AMTBSC |  |  | 155.34 | 2001-12-11 08:44 | Anjanece | 5 | 900 | N | N
HUBBELL | 3SBH5419AMTBSC | Y | HUBBELL , 3SBH5419AMTBSC |  |  | 157.69 | 2001-12-11 08:44 | Anjanece | 5 | 900 | N | N
HUBBELL | 3SBH5419AMTBSC | Y | HUBBELL , 3SBH5419AMTBSC |  |  | 163.3 | 2001-12-11 08:44 | Anjanece | 5 | 900 | N | N
HUBBELL | 3SBH5419AMTBSC | Y | HUBBELL , 3SBH5419AMTBSC |  |  | 181.95 | 2001-12-11 08:44 | Anjanece | 5 | 900 | N | N
HUBBELL | 3SBH5419AMTBSC | Y | HUBBELL , 3SBH5419AMTBSC |  |  | 182.16 | 2001-12-11 08:44 | Anjanece | 5 | 900 | N | N
HUBBELL | 3SBH5419AMTBSC | Y | HUBBELL , 3SBH5419AMTBSC |  |  | 186.38 | 2001-12-11 08:44 | Anjanece | 5 | 900 | N | N
HUBBELL | 3SBH5419AMTBSC | Y | HUBBELL , 3SBH5419AMTBSC |  |  | 187.06 | 2001-12-11 08:44 | Anjanece | 5 | 900 | N | N
HUBBELL | 3SBH5419AMTBSC | Y | HUBBELL , 3SBH5419AMTBSC |  |  | 187.65 | 2001-12-11 08:44 | Anjanece | 5 | 900 | N | N
HUBBELL | 3SBH5419AMTBSC | Y | HUBBELL , 3SBH5419AMTBSC |  |  | 188.06 | 2001-12-11 08:44 | Anjanece | 5 | 900 | N | N
HUBBELL | 3SBH5419AMTBSC | Y | HUBBELL , 3SBH5419AMTBSC |  |  | 189.07 | 2001-12-11 08:44 | Anjanece | 5 | 900 | N | N
HUBBELL | 3SBH5419AMTBSC | Y | HUBBELL , 3SBH5419AMTBSC |  |  | 190.43 | 2001-12-11 08:44 | Anjanece | 5 | 900 | N | N
HUBBELL | 3SBH5419AMTBSC | Y | HUBBELL , 3SBH5419AMTBSC |  |  | 191.66 | 2001-12-11 08:44 | Anjanece | 5 | 900 | N | N
HUBBELL | 3SBH5419AMTBSC | Y | HUBBELL , 3SBH5419AMTBSC |  |  | 191.67 | 2001-12-11 08:44 | Anjanece | 5 | 900 | N | N
HUBBELL | 3SBH5419AMTBSC | Y | HUBBELL , 3SBH5419AMTBSC |  |  | 191.68 | 2001-12-11 08:44 | Anjanece | 5 | 900 | N | N
HUBBELL | 3SBH5419AMTBSC | Y | HUBBELL , 3SBH5419AMTBSC |  |  | 191.69 | 2001-12-11 08:44 | Anjanece | 5 | 900 | N | N
HUBBELL | 3SBH5419AMTBSC | Y | HUBBELL , 3SBH5419AMTBSC |  |  | 191.7 | 2001-12-11 08:44 | Anjanece | 5 | 900 | N | N
HUBBELL | 3SBH5419AMTBSC | Y | HUBBELL , 3SBH5419AMTBSC |  |  | 191.71 | 2001-12-11 08:44 | Anjanece | 5 | 900 | N | N
HUBBELL | 3SBH5419AMTBSC | Y | HUBBELL , 3SBH5419AMTBSC |  |  | 191.82 | 2001-12-11 08:44 | Anjanece | 5 | 900 | N | N
HUBBELL | 3SBH5419AMTBSC | Y | HUBBELL , 3SBH5419AMTBSC |  |  | 191.85 | 2001-12-11 08:44 | Anjanece | 5 | 900 | N | N
HUBBELL | 3SBH5419AMTBSC | Y | HUBBELL , 3SBH5419AMTBSC |  |  | 191.91 | 2001-12-11 08:44 | Anjanece | 5 | 900 | N | N
HUBBELL | 3SBH5419AMTBSC | Y | HUBBELL , 3SBH5419AMTBSC |  |  | 191.96 | 2001-12-11 08:44 | Anjanece | 5 | 900 | N | N
HUBBELL | 3SBH5419AMTBSC | Y | HUBBELL , 3SBH5419AMTBSC |  |  | 191.98 | 2001-12-11 08:44 | Anjanece | 5 | 900 | N | N
HUBBELL | 3SBH5419AMTBSC | Y | HUBBELL , 3SBH5419AMTBSC |  |  | 191.99 | 2001-12-11 08:44 | Anjanece | 5 | 900 | N | N
HUBBELL | 3SBH5419AMTBSC | Y | HUBBELL , 3SBH5419AMTBSC |  |  | 192.02 | 2001-12-11 08:44 | Anjanece | 5 | 900 | N | N
HUBBELL | 3SBH5419AMTBSC | Y | HUBBELL , 3SBH5419AMTBSC |  |  | 192.03 | 2001-12-11 08:44 | Anjanece | 5 | 900 | N | N
HUBBELL | 3SBH5419AMTBSC | Y | HUBBELL , 3SBH5419AMTBSC |  |  | 192.04 | 2001-12-11 08:44 | Anjanece | 5 | 900 | N | N
HUBBELL | 3SBH5419AMTBSC | Y | HUBBELL , 3SBH5419AMTBSC |  |  | 192.11 | 2001-12-11 08:44 | Anjanece | 5 | 900 | N | N
HUBBELL | 3SBH5419AMTBSC | Y | HUBBELL , 3SBH5419AMTBSC |  |  | 192.14 | 2001-12-11 08:44 | Anjanece | 5 | 900 | N | N
HUBBELL | 3SBH5419AMTBSC | Y | HUBBELL , 3SBH5419AMTBSC |  |  | 192.16 | 2001-12-11 08:44 | Anjanece | 5 | 900 | N | N
HUBBELL | 3SBH5419AMTBSC | Y | HUBBELL , 3SBH5419AMTBSC |  |  | 192.2 | 2001-12-11 08:44 | Anjanece | 5 | 900 | N | N
HUBBELL | 3SBH5419AMTBSC | Y | HUBBELL , 3SBH5419AMTBSC |  |  | 192.25 | 2001-12-11 08:44 | Anjanece | 5 | 900 | N | N
HUBBELL | 3SBH5419AMTBSC | Y | HUBBELL , 3SBH5419AMTBSC |  |  | 192.31 | 2001-12-11 08:44 | Anjanece | 5 | 900 | N | N
HUBBELL | 3SBH5419AMTBSC | Y | HUBBELL , 3SBH5419AMTBSC |  |  | 192.48 | 2001-12-11 08:44 | Anjanece | 5 | 900 | N | N
HUBBELL | 3SBH5419AMTBSC | Y | HUBBELL , 3SBH5419AMTBSC |  |  | 192.69 | 2001-12-11 08:44 | Anjanece | 5 | 900 | N | N
HUBBELL | 3SBH5419AMTBSC | Y | HUBBELL , 3SBH5419AMTBSC |  |  | 192.97 | 2001-12-11 08:44 | Anjanece | 5 | 900 | N | N
HUBBELL | 3SBH5419AMTBSC | Y | HUBBELL , 3SBH5419AMTBSC |  |  | 193.13 | 2001-12-11 08:44 | Anjanece | 5 | 900 | N | N
HUBBELL | 3SBH5419AMTBSC | Y | HUBBELL , 3SBH5419AMTBSC |  |  | 196.02 | 2001-12-11 08:44 | Anjanece | 5 | 900 | N | N
HUBBELL | 3SBH5419AMTBSC | Y | HUBBELL , 3SBH5419AMTBSC |  |  | 198.14 | 2001-12-11 08:44 | Anjanece | 5 | 900 | N | N
HUBBELL | 3SBH5419AMTBSC | Y | HUBBELL , 3SBH5419AMTBSC |  |  | 198.34 | 2001-12-11 08:44 | Anjanece | 5 | 900 | N | N
HUBBELL | 3SBH5419AMTBSC | Y | HUBBELL , 3SBH5419AMTBSC |  |  | 202.56 | 2001-12-11 08:44 | Anjanece | 5 | 900 | N | N
HUBBELL | 3SBH5419AMTBSC | Y | HUBBELL , 3SBH5419AMTBSC |  |  | 203.88 | 2001-12-11 08:44 | Anjanece | 5 | 900 | N | N
HUBBELL | 3SBH5419AMTBSC | Y | HUBBELL , 3SBH5419AMTBSC |  |  | 207.41 | 2001-12-11 08:44 | Anjanece | 5 | 900 | N | N
HUBBELL | 3SBH5419AMTBSC | Y | HUBBELL , 3SBH5419AMTBSC |  |  | 207.67 | 2001-12-11 08:44 | Anjanece | 5 | 900 | N | N
HUBBELL | 3SBH5419AMTBSC | Y | HUBBELL , 3SBH5419AMTBSC |  |  | 208.47 | 2001-12-11 08:44 | Anjanece | 5 | 900 | N | N
HUBBELL | 3SBH5419AMTBSC | Y | HUBBELL , 3SBH5419AMTBSC |  |  | 208.68 | 2001-12-11 08:44 | Anjanece | 5 | 900 | N | N
HUBBELL | 3SBH5419AMTBSC | Y | HUBBELL , 3SBH5419AMTBSC |  |  | 208.76 | 2001-12-11 08:44 | Anjanece | 5 | 900 | N | N
HUBBELL | 3SBH5419AMTBSC | Y | HUBBELL , 3SBH5419AMTBSC |  |  | 209.61 | 2001-12-11 08:44 | Anjanece | 5 | 900 | N | N
HUBBELL | 3SBH5419AMTBSC | Y | HUBBELL , 3SBH5419AMTBSC |  |  | 210.56 | 2001-12-11 08:44 | Anjanece | 5 | 900 | N | N
HUBBELL | 3SBH5419AMTBSC | Y | HUBBELL , 3SBH5419AMTBSC |  |  | 210.6 | 2001-12-11 08:44 | Anjanece | 5 | 900 | N | N
HUBBELL | 3SBH5419AMTBSC | Y | HUBBELL , 3SBH5419AMTBSC |  |  | 213.93 | 2001-12-11 08:44 | Anjanece | 5 | 900 | N | N
HUBBELL | 3SBH5419AMTBSC | Y | HUBBELL , 3SBH5419AMTBSC |  |  | 214.22 | 2001-12-11 08:44 | Anjanece | 5 | 900 | N | N
HUBBELL | 3SBH5419AMTBSC | Y | HUBBELL , 3SBH5419AMTBSC |  |  | 214.68 | 2001-12-11 08:44 | Anjanece | 5 | 900 | N | N
HUBBELL | 3SBH5419AMTBSC | Y | HUBBELL , 3SBH5419AMTBSC |  |  | 218.48 | 2001-12-11 08:44 | Anjanece | 5 | 900 | N | N
HUBBELL | 3SBH5419AMTBSC | Y | HUBBELL , 3SBH5419AMTBSC |  |  | 223.77 | 2001-12-11 08:44 | Anjanece | 5 | 900 | N | N
HUBBELL | 3SBH5419AMTBSC | Y | HUBBELL , 3SBH5419AMTBSC |  |  | 224.27 | 2001-12-11 08:44 | Anjanece | 5 | 900 | N | N
HUBBELL | 3SBH5419AMTBSC | Y | HUBBELL , 3SBH5419AMTBSC |  |  | 225.04 | 2001-12-11 08:44 | Anjanece | 5 | 900 | N | N
HUBBELL | 3SBH5419AMTBSC | Y | HUBBELL , 3SBH5419AMTBSC |  |  | 225.78 | 2001-12-11 08:44 | Anjanece | 5 | 900 | N | N
HUBBELL | 3SBH5419AMTBSC | Y | HUBBELL , 3SBH5419AMTBSC |  |  | 225.94 | 2001-12-11 08:44 | Anjanece | 5 | 900 | N | N
HUBBELL | 3SBH5419AMTBSC | Y | HUBBELL , 3SBH5419AMTBSC |  |  | 229.69 | 2001-12-11 08:44 | Anjanece | 5 | 900 | N | N
HUBBELL | 3SBH5419AMTBSC | Y | HUBBELL , 3SBH5419AMTBSC |  |  | 232.98 | 2001-12-11 08:44 | Anjanece | 5 | 900 | N | N
HUBBELL | 3SBH5419AMTBSC | Y | HUBBELL , 3SBH5419AMTBSC |  |  | 234.14 | 2001-12-11 08:44 | Anjanece | 5 | 900 | N | N
HUBBELL | 3SBH5419AMTBSC | Y | HUBBELL , 3SBH5419AMTBSC |  |  | 234.25 | 2001-12-11 08:44 | Anjanece | 5 | 900 | N | N
HUBBELL | 3SBH5419AMTBSC | Y | HUBBELL , 3SBH5419AMTBSC |  |  | 234.36 | 2001-12-11 08:44 | Anjanece | 5 | 900 | N | N
HUBBELL | 3SBH5419AMTBSC | Y | HUBBELL , 3SBH5419AMTBSC |  |  | 253.5 | 2001-12-11 08:44 | Anjanece | 5 | 900 | N | N
HUBBELL | 3SBH5419AMTBSC | Y | HUBBELL , 3SBH5419AMTBSC |  |  | 255.31 | 2001-12-11 08:44 | Anjanece | 5 | 900 | N | N
HUBBELL | 3SBH5419AMTBSC | Y | HUBBELL , 3SBH5419AMTBSC |  |  | 255.81 | 2001-12-11 08:44 | Anjanece | 5 | 900 | N | N
HUBBELL | 3SBH5419AMTBSC | Y | HUBBELL , 3SBH5419AMTBSC |  |  | 257.43 | 2001-12-11 08:44 | Anjanece | 5 | 900 | N | N
HUBBELL | 3SBH5419AMTBSC | Y | HUBBELL , 3SBH5419AMTBSC |  |  | 258.87 | 2001-12-11 08:44 | Anjanece | 5 | 900 | N | N
HUBBELL | 3SBH5419AMTBSC | Y | HUBBELL , 3SBH5419AMTBSC |  |  | 259.38 | 2001-12-11 08:44 | Anjanece | 5 | 900 | N | N
HUBBELL | 3SBH5419AMTBSC | Y | HUBBELL , 3SBH5419AMTBSC |  |  | 259.64 | 2001-12-11 08:44 | Anjanece | 5 | 900 | N | N
HUBBELL | 3SBH5419AMTBSC | Y | HUBBELL , 3SBH5419AMTBSC |  |  | 261.69 | 2001-12-11 08:44 | Anjanece | 5 | 900 | N | N
HUBBELL | 3SBH5419AMTBSC | Y | HUBBELL , 3SBH5419AMTBSC |  |  | 262.38 | 2001-12-11 08:44 | Anjanece | 5 | 900 | N | N
HUBBELL | 3SBH5419AMTBSC | Y | HUBBELL , 3SBH5419AMTBSC |  |  | 262.59 | 2001-12-11 08:44 | Anjanece | 5 | 900 | N | N
HUBBELL | 3SBH5419AMTBSC | Y | HUBBELL , 3SBH5419AMTBSC |  |  | 263.55 | 2001-12-11 08:44 | Anjanece | 5 | 900 | N | N
HUBBELL | 3SBH5419AMTBSC | Y | HUBBELL , 3SBH5419AMTBSC |  |  | 263.7 | 2001-12-11 08:44 | Anjanece | 5 | 900 | N | N
HUBBELL | 3SBH5419AMTBSC | Y | HUBBELL , 3SBH5419AMTBSC |  |  | 272.61 | 2001-12-11 08:44 | Anjanece | 5 | 900 | N | N
HUBBELL | 3SBH5419AMTBSC | Y | HUBBELL , 3SBH5419AMTBSC |  |  | 280.52 | 2001-12-11 08:44 | Anjanece | 5 | 900 | N | N
HUBBELL | 3SBH5419AMTBSC | Y | HUBBELL , 3SBH5419AMTBSC |  |  | 280.8 | 2001-12-11 08:44 | Anjanece | 5 | 900 | N | N
HUBBELL | 3SBH5419AMTBSC | Y | HUBBELL , 3SBH5419AMTBSC |  |  | 289.76 | 2001-12-11 08:44 | Anjanece | 5 | 900 | N | N
HUBBELL | 3SBH5419AMTBSC | Y | HUBBELL , 3SBH5419AMTBSC |  |  | 290.73 | 2001-12-11 08:44 | Anjanece | 5 | 900 | N | N
HUBBELL | 3SBH5419AMTBSC | Y | HUBBELL , 3SBH5419AMTBSC |  | Storm Stores | 0 | 2018-04-16 10:05 | Anjanece | 5 | 900 | N | N
HUBBELL | 3SBH5419AMTBSC | Y | HUBBELL , 3SBH5419AMTBSC |  |  | 152.52 | 2018-04-16 10:05 | Anjanece | 5 | 900 | N | N
HUBBELL | 3SBH5419AMTBSC | Y | HUBBELL , 3SBH5419AMTBSC |  |  | 192.33 | 2018-04-16 10:05 | Anjanece | 5 | 900 | N | N
HUBBELL | 3SBH5419AMTBSC | Y | HUBBELL , 3SBH5419AMTBSC |  |  | 202.56 | 2018-04-16 10:05 | Anjanece | 5 | 900 | N | N
HUBBELL | 3SBH5419AMTBSC | Y | HUBBELL , 3SBH5419AMTBSC |  |  | 212.1 | 2018-04-16 10:05 | Anjanece | 5 | 900 | N | N
HUBBELL | 3SBH5419AMTBSC | Y | HUBBELL , 3SBH5419AMTBSC |  |  | 212.21 | 2018-04-16 10:05 | Anjanece | 5 | 900 | N | N
HUBBELL | 3SBH5419AMTBSC | Y | HUBBELL , 3SBH5419AMTBSC |  |  | 212.77 | 2018-04-16 10:05 | Anjanece | 5 | 900 | N | N
HUBBELL | 3SBH5419AMTBSC | Y | HUBBELL , 3SBH5419AMTBSC |  |  | 221.43 | 2018-04-16 10:05 | Anjanece | 5 | 900 | N | N
HUBBELL | 3SBH5419AMTBSC | Y | HUBBELL , 3SBH5419AMTBSC |  |  | 222.87 | 2018-04-16 10:05 | Anjanece | 5 | 900 | N | N
HUBBELL | 3SBH5419AMTBSC | Y | HUBBELL , 3SBH5419AMTBSC |  |  | 224.17 | 2018-04-16 10:05 | Anjanece | 5 | 900 | N | N
HUBBELL | 3SBH5419AMTBSC | Y | HUBBELL , 3SBH5419AMTBSC |  |  | 228.7 | 2018-04-16 10:05 | Anjanece | 5 | 900 | N | N
HUBBELL | 3SBH5419AMTBSC | Y | HUBBELL , 3SBH5419AMTBSC |  |  | 230.56 | 2018-04-16 10:05 | Anjanece | 5 | 900 | N | N
HUBBELL | 3SBH5419AMTBSC | Y | HUBBELL , 3SBH5419AMTBSC |  |  | 253.15 | 2018-04-16 10:05 | Anjanece | 5 | 900 | N | N
HUBBELL | 3SBH5419AMTBSC | Y | HUBBELL , 3SBH5419AMTBSC |  |  | 277.23 | 2018-04-16 10:05 | Anjanece | 5 | 900 | N | N
HUBBELL | PSC6532022 | Y | HUBBELL , PSC6532022 | JEA OVERHEAD DISTRIBUTION | CSC Stores | 136.73 | 2001-12-11 08:44 | Anjanece | 5 | 900 | N | N
HUBBELL | PSC6532022 | Y | HUBBELL , PSC6532022 |  |  | 136.74 | 2001-12-11 08:44 | Anjanece | 5 | 900 | N | N
HUBBELL | PSC6532022 | Y | HUBBELL , PSC6532022 |  |  | 136.76 | 2001-12-11 08:44 | Anjanece | 5 | 900 | N | N
HUBBELL | PSC6532022 | Y | HUBBELL , PSC6532022 |  |  | 136.81 | 2001-12-11 08:44 | Anjanece | 5 | 900 | N | N
HUBBELL | PSC6532022 | Y | HUBBELL , PSC6532022 |  |  | 136.9 | 2001-12-11 08:44 | Anjanece | 5 | 900 | N | N
HUBBELL | PSC6532022 | Y | HUBBELL , PSC6532022 |  |  | 136.97 | 2001-12-11 08:44 | Anjanece | 5 | 900 | N | N
HUBBELL | PSC6532022 | Y | HUBBELL , PSC6532022 |  |  | 137.37 | 2001-12-11 08:44 | Anjanece | 5 | 900 | N | N
HUBBELL | PSC6532022 | Y | HUBBELL , PSC6532022 |  |  | 138.86 | 2001-12-11 08:44 | Anjanece | 5 | 900 | N | N
HUBBELL | PSC6532022 | Y | HUBBELL , PSC6532022 |  |  | 139.76 | 2001-12-11 08:44 | Anjanece | 5 | 900 | N | N
HUBBELL | PSC6532022 | Y | HUBBELL , PSC6532022 |  |  | 143.07 | 2001-12-11 08:44 | Anjanece | 5 | 900 | N | N
HUBBELL | PSC6532022 | Y | HUBBELL , PSC6532022 |  |  | 143.16 | 2001-12-11 08:44 | Anjanece | 5 | 900 | N | N
HUBBELL | PSC6532022 | Y | HUBBELL , PSC6532022 |  |  | 144.14 | 2001-12-11 08:44 | Anjanece | 5 | 900 | N | N
HUBBELL | PSC6532022 | Y | HUBBELL , PSC6532022 |  |  | 144.2 | 2001-12-11 08:44 | Anjanece | 5 | 900 | N | N
HUBBELL | PSC6532022 | Y | HUBBELL , PSC6532022 |  |  | 144.91 | 2001-12-11 08:44 | Anjanece | 5 | 900 | N | N
HUBBELL | PSC6532022 | Y | HUBBELL , PSC6532022 |  |  | 146.84 | 2001-12-11 08:44 | Anjanece | 5 | 900 | N | N
HUBBELL | PSC6532022 | Y | HUBBELL , PSC6532022 |  |  | 146.85 | 2001-12-11 08:44 | Anjanece | 5 | 900 | N | N
HUBBELL | PSC6532022 | Y | HUBBELL , PSC6532022 |  |  | 146.97 | 2001-12-11 08:44 | Anjanece | 5 | 900 | N | N
HUBBELL | PSC6532022 | Y | HUBBELL , PSC6532022 |  |  | 146.98 | 2001-12-11 08:44 | Anjanece | 5 | 900 | N | N
HUBBELL | PSC6532022 | Y | HUBBELL , PSC6532022 |  |  | 147.03 | 2001-12-11 08:44 | Anjanece | 5 | 900 | N | N
HUBBELL | PSC6532022 | Y | HUBBELL , PSC6532022 |  |  | 147.08 | 2001-12-11 08:44 | Anjanece | 5 | 900 | N | N
HUBBELL | PSC6532022 | Y | HUBBELL , PSC6532022 |  |  | 150.92 | 2001-12-11 08:44 | Anjanece | 5 | 900 | N | N
HUBBELL | PSC6532022 | Y | HUBBELL , PSC6532022 |  |  | 152.17 | 2001-12-11 08:44 | Anjanece | 5 | 900 | N | N
HUBBELL | PSC6532022 | Y | HUBBELL , PSC6532022 |  |  | 155.34 | 2001-12-11 08:44 | Anjanece | 5 | 900 | N | N
HUBBELL | PSC6532022 | Y | HUBBELL , PSC6532022 |  |  | 157.69 | 2001-12-11 08:44 | Anjanece | 5 | 900 | N | N
HUBBELL | PSC6532022 | Y | HUBBELL , PSC6532022 |  |  | 163.3 | 2001-12-11 08:44 | Anjanece | 5 | 900 | N | N
HUBBELL | PSC6532022 | Y | HUBBELL , PSC6532022 |  |  | 181.95 | 2001-12-11 08:44 | Anjanece | 5 | 900 | N | N
HUBBELL | PSC6532022 | Y | HUBBELL , PSC6532022 |  |  | 182.16 | 2001-12-11 08:44 | Anjanece | 5 | 900 | N | N
HUBBELL | PSC6532022 | Y | HUBBELL , PSC6532022 |  |  | 186.38 | 2001-12-11 08:44 | Anjanece | 5 | 900 | N | N
HUBBELL | PSC6532022 | Y | HUBBELL , PSC6532022 |  |  | 187.06 | 2001-12-11 08:44 | Anjanece | 5 | 900 | N | N
HUBBELL | PSC6532022 | Y | HUBBELL , PSC6532022 |  |  | 187.65 | 2001-12-11 08:44 | Anjanece | 5 | 900 | N | N
HUBBELL | PSC6532022 | Y | HUBBELL , PSC6532022 |  |  | 188.06 | 2001-12-11 08:44 | Anjanece | 5 | 900 | N | N
HUBBELL | PSC6532022 | Y | HUBBELL , PSC6532022 |  |  | 189.07 | 2001-12-11 08:44 | Anjanece | 5 | 900 | N | N
HUBBELL | PSC6532022 | Y | HUBBELL , PSC6532022 |  |  | 190.43 | 2001-12-11 08:44 | Anjanece | 5 | 900 | N | N
HUBBELL | PSC6532022 | Y | HUBBELL , PSC6532022 |  |  | 191.66 | 2001-12-11 08:44 | Anjanece | 5 | 900 | N | N
HUBBELL | PSC6532022 | Y | HUBBELL , PSC6532022 |  |  | 191.67 | 2001-12-11 08:44 | Anjanece | 5 | 900 | N | N
HUBBELL | PSC6532022 | Y | HUBBELL , PSC6532022 |  |  | 191.68 | 2001-12-11 08:44 | Anjanece | 5 | 900 | N | N
HUBBELL | PSC6532022 | Y | HUBBELL , PSC6532022 |  |  | 191.69 | 2001-12-11 08:44 | Anjanece | 5 | 900 | N | N
HUBBELL | PSC6532022 | Y | HUBBELL , PSC6532022 |  |  | 191.7 | 2001-12-11 08:44 | Anjanece | 5 | 900 | N | N
HUBBELL | PSC6532022 | Y | HUBBELL , PSC6532022 |  |  | 191.71 | 2001-12-11 08:44 | Anjanece | 5 | 900 | N | N
HUBBELL | PSC6532022 | Y | HUBBELL , PSC6532022 |  |  | 191.82 | 2001-12-11 08:44 | Anjanece | 5 | 900 | N | N
HUBBELL | PSC6532022 | Y | HUBBELL , PSC6532022 |  |  | 191.85 | 2001-12-11 08:44 | Anjanece | 5 | 900 | N | N
HUBBELL | PSC6532022 | Y | HUBBELL , PSC6532022 |  |  | 191.91 | 2001-12-11 08:44 | Anjanece | 5 | 900 | N | N
HUBBELL | PSC6532022 | Y | HUBBELL , PSC6532022 |  |  | 191.96 | 2001-12-11 08:44 | Anjanece | 5 | 900 | N | N
HUBBELL | PSC6532022 | Y | HUBBELL , PSC6532022 |  |  | 191.98 | 2001-12-11 08:44 | Anjanece | 5 | 900 | N | N
HUBBELL | PSC6532022 | Y | HUBBELL , PSC6532022 |  |  | 191.99 | 2001-12-11 08:44 | Anjanece | 5 | 900 | N | N
HUBBELL | PSC6532022 | Y | HUBBELL , PSC6532022 |  |  | 192.02 | 2001-12-11 08:44 | Anjanece | 5 | 900 | N | N
HUBBELL | PSC6532022 | Y | HUBBELL , PSC6532022 |  |  | 192.03 | 2001-12-11 08:44 | Anjanece | 5 | 900 | N | N
HUBBELL | PSC6532022 | Y | HUBBELL , PSC6532022 |  |  | 192.04 | 2001-12-11 08:44 | Anjanece | 5 | 900 | N | N
HUBBELL | PSC6532022 | Y | HUBBELL , PSC6532022 |  |  | 192.11 | 2001-12-11 08:44 | Anjanece | 5 | 900 | N | N
HUBBELL | PSC6532022 | Y | HUBBELL , PSC6532022 |  |  | 192.14 | 2001-12-11 08:44 | Anjanece | 5 | 900 | N | N
HUBBELL | PSC6532022 | Y | HUBBELL , PSC6532022 |  |  | 192.16 | 2001-12-11 08:44 | Anjanece | 5 | 900 | N | N
HUBBELL | PSC6532022 | Y | HUBBELL , PSC6532022 |  |  | 192.2 | 2001-12-11 08:44 | Anjanece | 5 | 900 | N | N
HUBBELL | PSC6532022 | Y | HUBBELL , PSC6532022 |  |  | 192.25 | 2001-12-11 08:44 | Anjanece | 5 | 900 | N | N
HUBBELL | PSC6532022 | Y | HUBBELL , PSC6532022 |  |  | 192.31 | 2001-12-11 08:44 | Anjanece | 5 | 900 | N | N
HUBBELL | PSC6532022 | Y | HUBBELL , PSC6532022 |  |  | 192.48 | 2001-12-11 08:44 | Anjanece | 5 | 900 | N | N
HUBBELL | PSC6532022 | Y | HUBBELL , PSC6532022 |  |  | 192.69 | 2001-12-11 08:44 | Anjanece | 5 | 900 | N | N
HUBBELL | PSC6532022 | Y | HUBBELL , PSC6532022 |  |  | 192.97 | 2001-12-11 08:44 | Anjanece | 5 | 900 | N | N
HUBBELL | PSC6532022 | Y | HUBBELL , PSC6532022 |  |  | 193.13 | 2001-12-11 08:44 | Anjanece | 5 | 900 | N | N
HUBBELL | PSC6532022 | Y | HUBBELL , PSC6532022 |  |  | 196.02 | 2001-12-11 08:44 | Anjanece | 5 | 900 | N | N
HUBBELL | PSC6532022 | Y | HUBBELL , PSC6532022 |  |  | 198.14 | 2001-12-11 08:44 | Anjanece | 5 | 900 | N | N
HUBBELL | PSC6532022 | Y | HUBBELL , PSC6532022 |  |  | 198.34 | 2001-12-11 08:44 | Anjanece | 5 | 900 | N | N
HUBBELL | PSC6532022 | Y | HUBBELL , PSC6532022 |  |  | 202.56 | 2001-12-11 08:44 | Anjanece | 5 | 900 | N | N
HUBBELL | PSC6532022 | Y | HUBBELL , PSC6532022 |  |  | 203.88 | 2001-12-11 08:44 | Anjanece | 5 | 900 | N | N
HUBBELL | PSC6532022 | Y | HUBBELL , PSC6532022 |  |  | 207.41 | 2001-12-11 08:44 | Anjanece | 5 | 900 | N | N
HUBBELL | PSC6532022 | Y | HUBBELL , PSC6532022 |  |  | 207.67 | 2001-12-11 08:44 | Anjanece | 5 | 900 | N | N
HUBBELL | PSC6532022 | Y | HUBBELL , PSC6532022 |  |  | 208.47 | 2001-12-11 08:44 | Anjanece | 5 | 900 | N | N
HUBBELL | PSC6532022 | Y | HUBBELL , PSC6532022 |  |  | 208.68 | 2001-12-11 08:44 | Anjanece | 5 | 900 | N | N
HUBBELL | PSC6532022 | Y | HUBBELL , PSC6532022 |  |  | 208.76 | 2001-12-11 08:44 | Anjanece | 5 | 900 | N | N
HUBBELL | PSC6532022 | Y | HUBBELL , PSC6532022 |  |  | 209.61 | 2001-12-11 08:44 | Anjanece | 5 | 900 | N | N
HUBBELL | PSC6532022 | Y | HUBBELL , PSC6532022 |  |  | 210.56 | 2001-12-11 08:44 | Anjanece | 5 | 900 | N | N
HUBBELL | PSC6532022 | Y | HUBBELL , PSC6532022 |  |  | 210.6 | 2001-12-11 08:44 | Anjanece | 5 | 900 | N | N
HUBBELL | PSC6532022 | Y | HUBBELL , PSC6532022 |  |  | 213.93 | 2001-12-11 08:44 | Anjanece | 5 | 900 | N | N
HUBBELL | PSC6532022 | Y | HUBBELL , PSC6532022 |  |  | 214.22 | 2001-12-11 08:44 | Anjanece | 5 | 900 | N | N
HUBBELL | PSC6532022 | Y | HUBBELL , PSC6532022 |  |  | 214.68 | 2001-12-11 08:44 | Anjanece | 5 | 900 | N | N
HUBBELL | PSC6532022 | Y | HUBBELL , PSC6532022 |  |  | 218.48 | 2001-12-11 08:44 | Anjanece | 5 | 900 | N | N
HUBBELL | PSC6532022 | Y | HUBBELL , PSC6532022 |  |  | 223.77 | 2001-12-11 08:44 | Anjanece | 5 | 900 | N | N
HUBBELL | PSC6532022 | Y | HUBBELL , PSC6532022 |  |  | 224.27 | 2001-12-11 08:44 | Anjanece | 5 | 900 | N | N
HUBBELL | PSC6532022 | Y | HUBBELL , PSC6532022 |  |  | 225.04 | 2001-12-11 08:44 | Anjanece | 5 | 900 | N | N
HUBBELL | PSC6532022 | Y | HUBBELL , PSC6532022 |  |  | 225.78 | 2001-12-11 08:44 | Anjanece | 5 | 900 | N | N
HUBBELL | PSC6532022 | Y | HUBBELL , PSC6532022 |  |  | 225.94 | 2001-12-11 08:44 | Anjanece | 5 | 900 | N | N
HUBBELL | PSC6532022 | Y | HUBBELL , PSC6532022 |  |  | 229.69 | 2001-12-11 08:44 | Anjanece | 5 | 900 | N | N
HUBBELL | PSC6532022 | Y | HUBBELL , PSC6532022 |  |  | 232.98 | 2001-12-11 08:44 | Anjanece | 5 | 900 | N | N
HUBBELL | PSC6532022 | Y | HUBBELL , PSC6532022 |  |  | 234.14 | 2001-12-11 08:44 | Anjanece | 5 | 900 | N | N
HUBBELL | PSC6532022 | Y | HUBBELL , PSC6532022 |  |  | 234.25 | 2001-12-11 08:44 | Anjanece | 5 | 900 | N | N
HUBBELL | PSC6532022 | Y | HUBBELL , PSC6532022 |  |  | 234.36 | 2001-12-11 08:44 | Anjanece | 5 | 900 | N | N
HUBBELL | PSC6532022 | Y | HUBBELL , PSC6532022 |  |  | 253.5 | 2001-12-11 08:44 | Anjanece | 5 | 900 | N | N
HUBBELL | PSC6532022 | Y | HUBBELL , PSC6532022 |  |  | 255.31 | 2001-12-11 08:44 | Anjanece | 5 | 900 | N | N
HUBBELL | PSC6532022 | Y | HUBBELL , PSC6532022 |  |  | 255.81 | 2001-12-11 08:44 | Anjanece | 5 | 900 | N | N
HUBBELL | PSC6532022 | Y | HUBBELL , PSC6532022 |  |  | 257.43 | 2001-12-11 08:44 | Anjanece | 5 | 900 | N | N
HUBBELL | PSC6532022 | Y | HUBBELL , PSC6532022 |  |  | 258.87 | 2001-12-11 08:44 | Anjanece | 5 | 900 | N | N
HUBBELL | PSC6532022 | Y | HUBBELL , PSC6532022 |  |  | 259.38 | 2001-12-11 08:44 | Anjanece | 5 | 900 | N | N
HUBBELL | PSC6532022 | Y | HUBBELL , PSC6532022 |  |  | 259.64 | 2001-12-11 08:44 | Anjanece | 5 | 900 | N | N
HUBBELL | PSC6532022 | Y | HUBBELL , PSC6532022 |  |  | 261.69 | 2001-12-11 08:44 | Anjanece | 5 | 900 | N | N
HUBBELL | PSC6532022 | Y | HUBBELL , PSC6532022 |  |  | 262.38 | 2001-12-11 08:44 | Anjanece | 5 | 900 | N | N
HUBBELL | PSC6532022 | Y | HUBBELL , PSC6532022 |  |  | 262.59 | 2001-12-11 08:44 | Anjanece | 5 | 900 | N | N
HUBBELL | PSC6532022 | Y | HUBBELL , PSC6532022 |  |  | 263.55 | 2001-12-11 08:44 | Anjanece | 5 | 900 | N | N
HUBBELL | PSC6532022 | Y | HUBBELL , PSC6532022 |  |  | 263.7 | 2001-12-11 08:44 | Anjanece | 5 | 900 | N | N
HUBBELL | PSC6532022 | Y | HUBBELL , PSC6532022 |  |  | 272.61 | 2001-12-11 08:44 | Anjanece | 5 | 900 | N | N
HUBBELL | PSC6532022 | Y | HUBBELL , PSC6532022 |  |  | 280.52 | 2001-12-11 08:44 | Anjanece | 5 | 900 | N | N
HUBBELL | PSC6532022 | Y | HUBBELL , PSC6532022 |  |  | 280.8 | 2001-12-11 08:44 | Anjanece | 5 | 900 | N | N
HUBBELL | PSC6532022 | Y | HUBBELL , PSC6532022 |  |  | 289.76 | 2001-12-11 08:44 | Anjanece | 5 | 900 | N | N
HUBBELL | PSC6532022 | Y | HUBBELL , PSC6532022 |  |  | 290.73 | 2001-12-11 08:44 | Anjanece | 5 | 900 | N | N
HUBBELL | PSC6532022 | Y | HUBBELL , PSC6532022 |  | Storm Stores | 0 | 2018-04-16 10:05 | Anjanece | 5 | 900 | N | N
HUBBELL | PSC6532022 | Y | HUBBELL , PSC6532022 |  |  | 152.52 | 2018-04-16 10:05 | Anjanece | 5 | 900 | N | N
HUBBELL | PSC6532022 | Y | HUBBELL , PSC6532022 |  |  | 192.33 | 2018-04-16 10:05 | Anjanece | 5 | 900 | N | N
HUBBELL | PSC6532022 | Y | HUBBELL , PSC6532022 |  |  | 202.56 | 2018-04-16 10:05 | Anjanece | 5 | 900 | N | N
HUBBELL | PSC6532022 | Y | HUBBELL , PSC6532022 |  |  | 212.1 | 2018-04-16 10:05 | Anjanece | 5 | 900 | N | N
HUBBELL | PSC6532022 | Y | HUBBELL , PSC6532022 |  |  | 212.21 | 2018-04-16 10:05 | Anjanece | 5 | 900 | N | N
HUBBELL | PSC6532022 | Y | HUBBELL , PSC6532022 |  |  | 212.77 | 2018-04-16 10:05 | Anjanece | 5 | 900 | N | N
HUBBELL | PSC6532022 | Y | HUBBELL , PSC6532022 |  |  | 221.43 | 2018-04-16 10:05 | Anjanece | 5 | 900 | N | N
HUBBELL | PSC6532022 | Y | HUBBELL , PSC6532022 |  |  | 222.87 | 2018-04-16 10:05 | Anjanece | 5 | 900 | N | N
HUBBELL | PSC6532022 | Y | HUBBELL , PSC6532022 |  |  | 224.17 | 2018-04-16 10:05 | Anjanece | 5 | 900 | N | N
HUBBELL | PSC6532022 | Y | HUBBELL , PSC6532022 |  |  | 228.7 | 2018-04-16 10:05 | Anjanece | 5 | 900 | N | N
HUBBELL | PSC6532022 | Y | HUBBELL , PSC6532022 |  |  | 230.56 | 2018-04-16 10:05 | Anjanece | 5 | 900 | N | N
HUBBELL | PSC6532022 | Y | HUBBELL , PSC6532022 |  |  | 253.15 | 2018-04-16 10:05 | Anjanece | 5 | 900 | N | N
HUBBELL | PSC6532022 | Y | HUBBELL , PSC6532022 |  |  | 277.23 | 2018-04-16 10:05 | Anjanece | 5 | 900 | N | N
MACLEAN POWER SYSTEMS | G3HAA25419ADBC | Y | MACLEAN POWER SYSTEMS , G3HAA25419ADBC | JEA OVERHEAD DISTRIBUTION | CSC Stores | 136.73 | 2001-12-11 08:44 | Anjanece | 5 | 900 | N | N
MACLEAN POWER SYSTEMS | G3HAA25419ADBC | Y | MACLEAN POWER SYSTEMS , G3HAA25419ADBC |  |  | 136.74 | 2001-12-11 08:44 | Anjanece | 5 | 900 | N | N
MACLEAN POWER SYSTEMS | G3HAA25419ADBC | Y | MACLEAN POWER SYSTEMS , G3HAA25419ADBC |  |  | 136.76 | 2001-12-11 08:44 | Anjanece | 5 | 900 | N | N
MACLEAN POWER SYSTEMS | G3HAA25419ADBC | Y | MACLEAN POWER SYSTEMS , G3HAA25419ADBC |  |  | 136.81 | 2001-12-11 08:44 | Anjanece | 5 | 900 | N | N
MACLEAN POWER SYSTEMS | G3HAA25419ADBC | Y | MACLEAN POWER SYSTEMS , G3HAA25419ADBC |  |  | 136.9 | 2001-12-11 08:44 | Anjanece | 5 | 900 | N | N
MACLEAN POWER SYSTEMS | G3HAA25419ADBC | Y | MACLEAN POWER SYSTEMS , G3HAA25419ADBC |  |  | 136.97 | 2001-12-11 08:44 | Anjanece | 5 | 900 | N | N
MACLEAN POWER SYSTEMS | G3HAA25419ADBC | Y | MACLEAN POWER SYSTEMS , G3HAA25419ADBC |  |  | 137.37 | 2001-12-11 08:44 | Anjanece | 5 | 900 | N | N
MACLEAN POWER SYSTEMS | G3HAA25419ADBC | Y | MACLEAN POWER SYSTEMS , G3HAA25419ADBC |  |  | 138.86 | 2001-12-11 08:44 | Anjanece | 5 | 900 | N | N
MACLEAN POWER SYSTEMS | G3HAA25419ADBC | Y | MACLEAN POWER SYSTEMS , G3HAA25419ADBC |  |  | 139.76 | 2001-12-11 08:44 | Anjanece | 5 | 900 | N | N
MACLEAN POWER SYSTEMS | G3HAA25419ADBC | Y | MACLEAN POWER SYSTEMS , G3HAA25419ADBC |  |  | 143.07 | 2001-12-11 08:44 | Anjanece | 5 | 900 | N | N
MACLEAN POWER SYSTEMS | G3HAA25419ADBC | Y | MACLEAN POWER SYSTEMS , G3HAA25419ADBC |  |  | 143.16 | 2001-12-11 08:44 | Anjanece | 5 | 900 | N | N
MACLEAN POWER SYSTEMS | G3HAA25419ADBC | Y | MACLEAN POWER SYSTEMS , G3HAA25419ADBC |  |  | 144.14 | 2001-12-11 08:44 | Anjanece | 5 | 900 | N | N
MACLEAN POWER SYSTEMS | G3HAA25419ADBC | Y | MACLEAN POWER SYSTEMS , G3HAA25419ADBC |  |  | 144.2 | 2001-12-11 08:44 | Anjanece | 5 | 900 | N | N
MACLEAN POWER SYSTEMS | G3HAA25419ADBC | Y | MACLEAN POWER SYSTEMS , G3HAA25419ADBC |  |  | 144.91 | 2001-12-11 08:44 | Anjanece | 5 | 900 | N | N
MACLEAN POWER SYSTEMS | G3HAA25419ADBC | Y | MACLEAN POWER SYSTEMS , G3HAA25419ADBC |  |  | 146.84 | 2001-12-11 08:44 | Anjanece | 5 | 900 | N | N
MACLEAN POWER SYSTEMS | G3HAA25419ADBC | Y | MACLEAN POWER SYSTEMS , G3HAA25419ADBC |  |  | 146.85 | 2001-12-11 08:44 | Anjanece | 5 | 900 | N | N
MACLEAN POWER SYSTEMS | G3HAA25419ADBC | Y | MACLEAN POWER SYSTEMS , G3HAA25419ADBC |  |  | 146.97 | 2001-12-11 08:44 | Anjanece | 5 | 900 | N | N
MACLEAN POWER SYSTEMS | G3HAA25419ADBC | Y | MACLEAN POWER SYSTEMS , G3HAA25419ADBC |  |  | 146.98 | 2001-12-11 08:44 | Anjanece | 5 | 900 | N | N
MACLEAN POWER SYSTEMS | G3HAA25419ADBC | Y | MACLEAN POWER SYSTEMS , G3HAA25419ADBC |  |  | 147.03 | 2001-12-11 08:44 | Anjanece | 5 | 900 | N | N
MACLEAN POWER SYSTEMS | G3HAA25419ADBC | Y | MACLEAN POWER SYSTEMS , G3HAA25419ADBC |  |  | 147.08 | 2001-12-11 08:44 | Anjanece | 5 | 900 | N | N
MACLEAN POWER SYSTEMS | G3HAA25419ADBC | Y | MACLEAN POWER SYSTEMS , G3HAA25419ADBC |  |  | 150.92 | 2001-12-11 08:44 | Anjanece | 5 | 900 | N | N
MACLEAN POWER SYSTEMS | G3HAA25419ADBC | Y | MACLEAN POWER SYSTEMS , G3HAA25419ADBC |  |  | 152.17 | 2001-12-11 08:44 | Anjanece | 5 | 900 | N | N
MACLEAN POWER SYSTEMS | G3HAA25419ADBC | Y | MACLEAN POWER SYSTEMS , G3HAA25419ADBC |  |  | 155.34 | 2001-12-11 08:44 | Anjanece | 5 | 900 | N | N
MACLEAN POWER SYSTEMS | G3HAA25419ADBC | Y | MACLEAN POWER SYSTEMS , G3HAA25419ADBC |  |  | 157.69 | 2001-12-11 08:44 | Anjanece | 5 | 900 | N | N
MACLEAN POWER SYSTEMS | G3HAA25419ADBC | Y | MACLEAN POWER SYSTEMS , G3HAA25419ADBC |  |  | 163.3 | 2001-12-11 08:44 | Anjanece | 5 | 900 | N | N
MACLEAN POWER SYSTEMS | G3HAA25419ADBC | Y | MACLEAN POWER SYSTEMS , G3HAA25419ADBC |  |  | 181.95 | 2001-12-11 08:44 | Anjanece | 5 | 900 | N | N
MACLEAN POWER SYSTEMS | G3HAA25419ADBC | Y | MACLEAN POWER SYSTEMS , G3HAA25419ADBC |  |  | 182.16 | 2001-12-11 08:44 | Anjanece | 5 | 900 | N | N
MACLEAN POWER SYSTEMS | G3HAA25419ADBC | Y | MACLEAN POWER SYSTEMS , G3HAA25419ADBC |  |  | 186.38 | 2001-12-11 08:44 | Anjanece | 5 | 900 | N | N
MACLEAN POWER SYSTEMS | G3HAA25419ADBC | Y | MACLEAN POWER SYSTEMS , G3HAA25419ADBC |  |  | 187.06 | 2001-12-11 08:44 | Anjanece | 5 | 900 | N | N
MACLEAN POWER SYSTEMS | G3HAA25419ADBC | Y | MACLEAN POWER SYSTEMS , G3HAA25419ADBC |  |  | 187.65 | 2001-12-11 08:44 | Anjanece | 5 | 900 | N | N
MACLEAN POWER SYSTEMS | G3HAA25419ADBC | Y | MACLEAN POWER SYSTEMS , G3HAA25419ADBC |  |  | 188.06 | 2001-12-11 08:44 | Anjanece | 5 | 900 | N | N
MACLEAN POWER SYSTEMS | G3HAA25419ADBC | Y | MACLEAN POWER SYSTEMS , G3HAA25419ADBC |  |  | 189.07 | 2001-12-11 08:44 | Anjanece | 5 | 900 | N | N
MACLEAN POWER SYSTEMS | G3HAA25419ADBC | Y | MACLEAN POWER SYSTEMS , G3HAA25419ADBC |  |  | 190.43 | 2001-12-11 08:44 | Anjanece | 5 | 900 | N | N
MACLEAN POWER SYSTEMS | G3HAA25419ADBC | Y | MACLEAN POWER SYSTEMS , G3HAA25419ADBC |  |  | 191.66 | 2001-12-11 08:44 | Anjanece | 5 | 900 | N | N
MACLEAN POWER SYSTEMS | G3HAA25419ADBC | Y | MACLEAN POWER SYSTEMS , G3HAA25419ADBC |  |  | 191.67 | 2001-12-11 08:44 | Anjanece | 5 | 900 | N | N
MACLEAN POWER SYSTEMS | G3HAA25419ADBC | Y | MACLEAN POWER SYSTEMS , G3HAA25419ADBC |  |  | 191.68 | 2001-12-11 08:44 | Anjanece | 5 | 900 | N | N
MACLEAN POWER SYSTEMS | G3HAA25419ADBC | Y | MACLEAN POWER SYSTEMS , G3HAA25419ADBC |  |  | 191.69 | 2001-12-11 08:44 | Anjanece | 5 | 900 | N | N
MACLEAN POWER SYSTEMS | G3HAA25419ADBC | Y | MACLEAN POWER SYSTEMS , G3HAA25419ADBC |  |  | 191.7 | 2001-12-11 08:44 | Anjanece | 5 | 900 | N | N
MACLEAN POWER SYSTEMS | G3HAA25419ADBC | Y | MACLEAN POWER SYSTEMS , G3HAA25419ADBC |  |  | 191.71 | 2001-12-11 08:44 | Anjanece | 5 | 900 | N | N
MACLEAN POWER SYSTEMS | G3HAA25419ADBC | Y | MACLEAN POWER SYSTEMS , G3HAA25419ADBC |  |  | 191.82 | 2001-12-11 08:44 | Anjanece | 5 | 900 | N | N
MACLEAN POWER SYSTEMS | G3HAA25419ADBC | Y | MACLEAN POWER SYSTEMS , G3HAA25419ADBC |  |  | 191.85 | 2001-12-11 08:44 | Anjanece | 5 | 900 | N | N
MACLEAN POWER SYSTEMS | G3HAA25419ADBC | Y | MACLEAN POWER SYSTEMS , G3HAA25419ADBC |  |  | 191.91 | 2001-12-11 08:44 | Anjanece | 5 | 900 | N | N
MACLEAN POWER SYSTEMS | G3HAA25419ADBC | Y | MACLEAN POWER SYSTEMS , G3HAA25419ADBC |  |  | 191.96 | 2001-12-11 08:44 | Anjanece | 5 | 900 | N | N
MACLEAN POWER SYSTEMS | G3HAA25419ADBC | Y | MACLEAN POWER SYSTEMS , G3HAA25419ADBC |  |  | 191.98 | 2001-12-11 08:44 | Anjanece | 5 | 900 | N | N
MACLEAN POWER SYSTEMS | G3HAA25419ADBC | Y | MACLEAN POWER SYSTEMS , G3HAA25419ADBC |  |  | 191.99 | 2001-12-11 08:44 | Anjanece | 5 | 900 | N | N
MACLEAN POWER SYSTEMS | G3HAA25419ADBC | Y | MACLEAN POWER SYSTEMS , G3HAA25419ADBC |  |  | 192.02 | 2001-12-11 08:44 | Anjanece | 5 | 900 | N | N
MACLEAN POWER SYSTEMS | G3HAA25419ADBC | Y | MACLEAN POWER SYSTEMS , G3HAA25419ADBC |  |  | 192.03 | 2001-12-11 08:44 | Anjanece | 5 | 900 | N | N
MACLEAN POWER SYSTEMS | G3HAA25419ADBC | Y | MACLEAN POWER SYSTEMS , G3HAA25419ADBC |  |  | 192.04 | 2001-12-11 08:44 | Anjanece | 5 | 900 | N | N
MACLEAN POWER SYSTEMS | G3HAA25419ADBC | Y | MACLEAN POWER SYSTEMS , G3HAA25419ADBC |  |  | 192.11 | 2001-12-11 08:44 | Anjanece | 5 | 900 | N | N
MACLEAN POWER SYSTEMS | G3HAA25419ADBC | Y | MACLEAN POWER SYSTEMS , G3HAA25419ADBC |  |  | 192.14 | 2001-12-11 08:44 | Anjanece | 5 | 900 | N | N
MACLEAN POWER SYSTEMS | G3HAA25419ADBC | Y | MACLEAN POWER SYSTEMS , G3HAA25419ADBC |  |  | 192.16 | 2001-12-11 08:44 | Anjanece | 5 | 900 | N | N
MACLEAN POWER SYSTEMS | G3HAA25419ADBC | Y | MACLEAN POWER SYSTEMS , G3HAA25419ADBC |  |  | 192.2 | 2001-12-11 08:44 | Anjanece | 5 | 900 | N | N
MACLEAN POWER SYSTEMS | G3HAA25419ADBC | Y | MACLEAN POWER SYSTEMS , G3HAA25419ADBC |  |  | 192.25 | 2001-12-11 08:44 | Anjanece | 5 | 900 | N | N
MACLEAN POWER SYSTEMS | G3HAA25419ADBC | Y | MACLEAN POWER SYSTEMS , G3HAA25419ADBC |  |  | 192.31 | 2001-12-11 08:44 | Anjanece | 5 | 900 | N | N
MACLEAN POWER SYSTEMS | G3HAA25419ADBC | Y | MACLEAN POWER SYSTEMS , G3HAA25419ADBC |  |  | 192.48 | 2001-12-11 08:44 | Anjanece | 5 | 900 | N | N
MACLEAN POWER SYSTEMS | G3HAA25419ADBC | Y | MACLEAN POWER SYSTEMS , G3HAA25419ADBC |  |  | 192.69 | 2001-12-11 08:44 | Anjanece | 5 | 900 | N | N
MACLEAN POWER SYSTEMS | G3HAA25419ADBC | Y | MACLEAN POWER SYSTEMS , G3HAA25419ADBC |  |  | 192.97 | 2001-12-11 08:44 | Anjanece | 5 | 900 | N | N
MACLEAN POWER SYSTEMS | G3HAA25419ADBC | Y | MACLEAN POWER SYSTEMS , G3HAA25419ADBC |  |  | 193.13 | 2001-12-11 08:44 | Anjanece | 5 | 900 | N | N
MACLEAN POWER SYSTEMS | G3HAA25419ADBC | Y | MACLEAN POWER SYSTEMS , G3HAA25419ADBC |  |  | 196.02 | 2001-12-11 08:44 | Anjanece | 5 | 900 | N | N
MACLEAN POWER SYSTEMS | G3HAA25419ADBC | Y | MACLEAN POWER SYSTEMS , G3HAA25419ADBC |  |  | 198.14 | 2001-12-11 08:44 | Anjanece | 5 | 900 | N | N
MACLEAN POWER SYSTEMS | G3HAA25419ADBC | Y | MACLEAN POWER SYSTEMS , G3HAA25419ADBC |  |  | 198.34 | 2001-12-11 08:44 | Anjanece | 5 | 900 | N | N
MACLEAN POWER SYSTEMS | G3HAA25419ADBC | Y | MACLEAN POWER SYSTEMS , G3HAA25419ADBC |  |  | 202.56 | 2001-12-11 08:44 | Anjanece | 5 | 900 | N | N
MACLEAN POWER SYSTEMS | G3HAA25419ADBC | Y | MACLEAN POWER SYSTEMS , G3HAA25419ADBC |  |  | 203.88 | 2001-12-11 08:44 | Anjanece | 5 | 900 | N | N
MACLEAN POWER SYSTEMS | G3HAA25419ADBC | Y | MACLEAN POWER SYSTEMS , G3HAA25419ADBC |  |  | 207.41 | 2001-12-11 08:44 | Anjanece | 5 | 900 | N | N
MACLEAN POWER SYSTEMS | G3HAA25419ADBC | Y | MACLEAN POWER SYSTEMS , G3HAA25419ADBC |  |  | 207.67 | 2001-12-11 08:44 | Anjanece | 5 | 900 | N | N
MACLEAN POWER SYSTEMS | G3HAA25419ADBC | Y | MACLEAN POWER SYSTEMS , G3HAA25419ADBC |  |  | 208.47 | 2001-12-11 08:44 | Anjanece | 5 | 900 | N | N
MACLEAN POWER SYSTEMS | G3HAA25419ADBC | Y | MACLEAN POWER SYSTEMS , G3HAA25419ADBC |  |  | 208.68 | 2001-12-11 08:44 | Anjanece | 5 | 900 | N | N
MACLEAN POWER SYSTEMS | G3HAA25419ADBC | Y | MACLEAN POWER SYSTEMS , G3HAA25419ADBC |  |  | 208.76 | 2001-12-11 08:44 | Anjanece | 5 | 900 | N | N
MACLEAN POWER SYSTEMS | G3HAA25419ADBC | Y | MACLEAN POWER SYSTEMS , G3HAA25419ADBC |  |  | 209.61 | 2001-12-11 08:44 | Anjanece | 5 | 900 | N | N
MACLEAN POWER SYSTEMS | G3HAA25419ADBC | Y | MACLEAN POWER SYSTEMS , G3HAA25419ADBC |  |  | 210.56 | 2001-12-11 08:44 | Anjanece | 5 | 900 | N | N
MACLEAN POWER SYSTEMS | G3HAA25419ADBC | Y | MACLEAN POWER SYSTEMS , G3HAA25419ADBC |  |  | 210.6 | 2001-12-11 08:44 | Anjanece | 5 | 900 | N | N
MACLEAN POWER SYSTEMS | G3HAA25419ADBC | Y | MACLEAN POWER SYSTEMS , G3HAA25419ADBC |  |  | 213.93 | 2001-12-11 08:44 | Anjanece | 5 | 900 | N | N
MACLEAN POWER SYSTEMS | G3HAA25419ADBC | Y | MACLEAN POWER SYSTEMS , G3HAA25419ADBC |  |  | 214.22 | 2001-12-11 08:44 | Anjanece | 5 | 900 | N | N
MACLEAN POWER SYSTEMS | G3HAA25419ADBC | Y | MACLEAN POWER SYSTEMS , G3HAA25419ADBC |  |  | 214.68 | 2001-12-11 08:44 | Anjanece | 5 | 900 | N | N
MACLEAN POWER SYSTEMS | G3HAA25419ADBC | Y | MACLEAN POWER SYSTEMS , G3HAA25419ADBC |  |  | 218.48 | 2001-12-11 08:44 | Anjanece | 5 | 900 | N | N
MACLEAN POWER SYSTEMS | G3HAA25419ADBC | Y | MACLEAN POWER SYSTEMS , G3HAA25419ADBC |  |  | 223.77 | 2001-12-11 08:44 | Anjanece | 5 | 900 | N | N
MACLEAN POWER SYSTEMS | G3HAA25419ADBC | Y | MACLEAN POWER SYSTEMS , G3HAA25419ADBC |  |  | 224.27 | 2001-12-11 08:44 | Anjanece | 5 | 900 | N | N
MACLEAN POWER SYSTEMS | G3HAA25419ADBC | Y | MACLEAN POWER SYSTEMS , G3HAA25419ADBC |  |  | 225.04 | 2001-12-11 08:44 | Anjanece | 5 | 900 | N | N
MACLEAN POWER SYSTEMS | G3HAA25419ADBC | Y | MACLEAN POWER SYSTEMS , G3HAA25419ADBC |  |  | 225.78 | 2001-12-11 08:44 | Anjanece | 5 | 900 | N | N
MACLEAN POWER SYSTEMS | G3HAA25419ADBC | Y | MACLEAN POWER SYSTEMS , G3HAA25419ADBC |  |  | 225.94 | 2001-12-11 08:44 | Anjanece | 5 | 900 | N | N
MACLEAN POWER SYSTEMS | G3HAA25419ADBC | Y | MACLEAN POWER SYSTEMS , G3HAA25419ADBC |  |  | 229.69 | 2001-12-11 08:44 | Anjanece | 5 | 900 | N | N
MACLEAN POWER SYSTEMS | G3HAA25419ADBC | Y | MACLEAN POWER SYSTEMS , G3HAA25419ADBC |  |  | 232.98 | 2001-12-11 08:44 | Anjanece | 5 | 900 | N | N
MACLEAN POWER SYSTEMS | G3HAA25419ADBC | Y | MACLEAN POWER SYSTEMS , G3HAA25419ADBC |  |  | 234.14 | 2001-12-11 08:44 | Anjanece | 5 | 900 | N | N
MACLEAN POWER SYSTEMS | G3HAA25419ADBC | Y | MACLEAN POWER SYSTEMS , G3HAA25419ADBC |  |  | 234.25 | 2001-12-11 08:44 | Anjanece | 5 | 900 | N | N
MACLEAN POWER SYSTEMS | G3HAA25419ADBC | Y | MACLEAN POWER SYSTEMS , G3HAA25419ADBC |  |  | 234.36 | 2001-12-11 08:44 | Anjanece | 5 | 900 | N | N
MACLEAN POWER SYSTEMS | G3HAA25419ADBC | Y | MACLEAN POWER SYSTEMS , G3HAA25419ADBC |  |  | 253.5 | 2001-12-11 08:44 | Anjanece | 5 | 900 | N | N
MACLEAN POWER SYSTEMS | G3HAA25419ADBC | Y | MACLEAN POWER SYSTEMS , G3HAA25419ADBC |  |  | 255.31 | 2001-12-11 08:44 | Anjanece | 5 | 900 | N | N
MACLEAN POWER SYSTEMS | G3HAA25419ADBC | Y | MACLEAN POWER SYSTEMS , G3HAA25419ADBC |  |  | 255.81 | 2001-12-11 08:44 | Anjanece | 5 | 900 | N | N
MACLEAN POWER SYSTEMS | G3HAA25419ADBC | Y | MACLEAN POWER SYSTEMS , G3HAA25419ADBC |  |  | 257.43 | 2001-12-11 08:44 | Anjanece | 5 | 900 | N | N
MACLEAN POWER SYSTEMS | G3HAA25419ADBC | Y | MACLEAN POWER SYSTEMS , G3HAA25419ADBC |  |  | 258.87 | 2001-12-11 08:44 | Anjanece | 5 | 900 | N | N
MACLEAN POWER SYSTEMS | G3HAA25419ADBC | Y | MACLEAN POWER SYSTEMS , G3HAA25419ADBC |  |  | 259.38 | 2001-12-11 08:44 | Anjanece | 5 | 900 | N | N
MACLEAN POWER SYSTEMS | G3HAA25419ADBC | Y | MACLEAN POWER SYSTEMS , G3HAA25419ADBC |  |  | 259.64 | 2001-12-11 08:44 | Anjanece | 5 | 900 | N | N
MACLEAN POWER SYSTEMS | G3HAA25419ADBC | Y | MACLEAN POWER SYSTEMS , G3HAA25419ADBC |  |  | 261.69 | 2001-12-11 08:44 | Anjanece | 5 | 900 | N | N
MACLEAN POWER SYSTEMS | G3HAA25419ADBC | Y | MACLEAN POWER SYSTEMS , G3HAA25419ADBC |  |  | 262.38 | 2001-12-11 08:44 | Anjanece | 5 | 900 | N | N
MACLEAN POWER SYSTEMS | G3HAA25419ADBC | Y | MACLEAN POWER SYSTEMS , G3HAA25419ADBC |  |  | 262.59 | 2001-12-11 08:44 | Anjanece | 5 | 900 | N | N
MACLEAN POWER SYSTEMS | G3HAA25419ADBC | Y | MACLEAN POWER SYSTEMS , G3HAA25419ADBC |  |  | 263.55 | 2001-12-11 08:44 | Anjanece | 5 | 900 | N | N
MACLEAN POWER SYSTEMS | G3HAA25419ADBC | Y | MACLEAN POWER SYSTEMS , G3HAA25419ADBC |  |  | 263.7 | 2001-12-11 08:44 | Anjanece | 5 | 900 | N | N
MACLEAN POWER SYSTEMS | G3HAA25419ADBC | Y | MACLEAN POWER SYSTEMS , G3HAA25419ADBC |  |  | 272.61 | 2001-12-11 08:44 | Anjanece | 5 | 900 | N | N
MACLEAN POWER SYSTEMS | G3HAA25419ADBC | Y | MACLEAN POWER SYSTEMS , G3HAA25419ADBC |  |  | 280.52 | 2001-12-11 08:44 | Anjanece | 5 | 900 | N | N
MACLEAN POWER SYSTEMS | G3HAA25419ADBC | Y | MACLEAN POWER SYSTEMS , G3HAA25419ADBC |  |  | 280.8 | 2001-12-11 08:44 | Anjanece | 5 | 900 | N | N
MACLEAN POWER SYSTEMS | G3HAA25419ADBC | Y | MACLEAN POWER SYSTEMS , G3HAA25419ADBC |  |  | 289.76 | 2001-12-11 08:44 | Anjanece | 5 | 900 | N | N
MACLEAN POWER SYSTEMS | G3HAA25419ADBC | Y | MACLEAN POWER SYSTEMS , G3HAA25419ADBC |  |  | 290.73 | 2001-12-11 08:44 | Anjanece | 5 | 900 | N | N
MACLEAN POWER SYSTEMS | G3HAA25419ADBC | Y | MACLEAN POWER SYSTEMS , G3HAA25419ADBC |  | Storm Stores | 0 | 2018-04-16 10:05 | Anjanece | 5 | 900 | N | N
MACLEAN POWER SYSTEMS | G3HAA25419ADBC | Y | MACLEAN POWER SYSTEMS , G3HAA25419ADBC |  |  | 152.52 | 2018-04-16 10:05 | Anjanece | 5 | 900 | N | N
MACLEAN POWER SYSTEMS | G3HAA25419ADBC | Y | MACLEAN POWER SYSTEMS , G3HAA25419ADBC |  |  | 192.33 | 2018-04-16 10:05 | Anjanece | 5 | 900 | N | N
MACLEAN POWER SYSTEMS | G3HAA25419ADBC | Y | MACLEAN POWER SYSTEMS , G3HAA25419ADBC |  |  | 202.56 | 2018-04-16 10:05 | Anjanece | 5 | 900 | N | N
MACLEAN POWER SYSTEMS | G3HAA25419ADBC | Y | MACLEAN POWER SYSTEMS , G3HAA25419ADBC |  |  | 212.1 | 2018-04-16 10:05 | Anjanece | 5 | 900 | N | N
MACLEAN POWER SYSTEMS | G3HAA25419ADBC | Y | MACLEAN POWER SYSTEMS , G3HAA25419ADBC |  |  | 212.21 | 2018-04-16 10:05 | Anjanece | 5 | 900 | N | N
MACLEAN POWER SYSTEMS | G3HAA25419ADBC | Y | MACLEAN POWER SYSTEMS , G3HAA25419ADBC |  |  | 212.77 | 2018-04-16 10:05 | Anjanece | 5 | 900 | N | N
MACLEAN POWER SYSTEMS | G3HAA25419ADBC | Y | MACLEAN POWER SYSTEMS , G3HAA25419ADBC |  |  | 221.43 | 2018-04-16 10:05 | Anjanece | 5 | 900 | N | N
MACLEAN POWER SYSTEMS | G3HAA25419ADBC | Y | MACLEAN POWER SYSTEMS , G3HAA25419ADBC |  |  | 222.87 | 2018-04-16 10:05 | Anjanece | 5 | 900 | N | N
MACLEAN POWER SYSTEMS | G3HAA25419ADBC | Y | MACLEAN POWER SYSTEMS , G3HAA25419ADBC |  |  | 224.17 | 2018-04-16 10:05 | Anjanece | 5 | 900 | N | N
MACLEAN POWER SYSTEMS | G3HAA25419ADBC | Y | MACLEAN POWER SYSTEMS , G3HAA25419ADBC |  |  | 228.7 | 2018-04-16 10:05 | Anjanece | 5 | 900 | N | N
MACLEAN POWER SYSTEMS | G3HAA25419ADBC | Y | MACLEAN POWER SYSTEMS , G3HAA25419ADBC |  |  | 230.56 | 2018-04-16 10:05 | Anjanece | 5 | 900 | N | N
MACLEAN POWER SYSTEMS | G3HAA25419ADBC | Y | MACLEAN POWER SYSTEMS , G3HAA25419ADBC |  |  | 253.15 | 2018-04-16 10:05 | Anjanece | 5 | 900 | N | N
MACLEAN POWER SYSTEMS | G3HAA25419ADBC | Y | MACLEAN POWER SYSTEMS , G3HAA25419ADBC |  |  | 277.23 | 2018-04-16 10:05 | Anjanece | 5 | 900 | N | N
ALUMA FORM | TB-EMB-1-P13 | Y | ALUMA FORM , TB-EMB-1-P13 | JEA UNDERGROUND DISTRIBUTION | CSC Stores | 15.29 | 2001-12-11 09:00 | Anjanece | 1 | 200 | N | N
ALUMA FORM | TB-EMB-1-P13 | Y | ALUMA FORM , TB-EMB-1-P13 |  |  | 15.95 | 2001-12-11 09:00 | Anjanece | 1 | 200 | N | N
ALUMA FORM | TB-EMB-1-P13 | Y | ALUMA FORM , TB-EMB-1-P13 |  |  | 16.25 | 2001-12-11 09:00 | Anjanece | 1 | 200 | N | N
ALUMA FORM | TB-EMB-1-P13 | Y | ALUMA FORM , TB-EMB-1-P13 |  |  | 16.73 | 2001-12-11 09:00 | Anjanece | 1 | 200 | N | N
ALUMA FORM | TB-EMB-1-P13 | Y | ALUMA FORM , TB-EMB-1-P13 |  |  | 16.74 | 2001-12-11 09:00 | Anjanece | 1 | 200 | N | N
ALUMA FORM | TB-EMB-1-P13 | Y | ALUMA FORM , TB-EMB-1-P13 |  |  | 16.75 | 2001-12-11 09:00 | Anjanece | 1 | 200 | N | N
ALUMA FORM | TB-EMB-1-P13 | Y | ALUMA FORM , TB-EMB-1-P13 |  |  | 16.78 | 2001-12-11 09:00 | Anjanece | 1 | 200 | N | N
ALUMA FORM | TB-EMB-1-P13 | Y | ALUMA FORM , TB-EMB-1-P13 |  |  | 16.86 | 2001-12-11 09:00 | Anjanece | 1 | 200 | N | N
ALUMA FORM | TB-EMB-1-P13 | Y | ALUMA FORM , TB-EMB-1-P13 |  |  | 16.97 | 2001-12-11 09:00 | Anjanece | 1 | 200 | N | N
ALUMA FORM | TB-EMB-1-P13 | Y | ALUMA FORM , TB-EMB-1-P13 |  |  | 17.07 | 2001-12-11 09:00 | Anjanece | 1 | 200 | N | N
ALUMA FORM | TB-EMB-1-P13 | Y | ALUMA FORM , TB-EMB-1-P13 |  |  | 17.4 | 2001-12-11 09:00 | Anjanece | 1 | 200 | N | N
ALUMA FORM | TB-EMB-1-P13 | Y | ALUMA FORM , TB-EMB-1-P13 |  |  | 17.56 | 2001-12-11 09:00 | Anjanece | 1 | 200 | N | N
ALUMA FORM | TB-EMB-1-P13 | Y | ALUMA FORM , TB-EMB-1-P13 |  |  | 17.68 | 2001-12-11 09:00 | Anjanece | 1 | 200 | N | N
ALUMA FORM | TB-EMB-1-P13 | Y | ALUMA FORM , TB-EMB-1-P13 |  |  | 17.7 | 2001-12-11 09:00 | Anjanece | 1 | 200 | N | N
ALUMA FORM | TB-EMB-1-P13 | Y | ALUMA FORM , TB-EMB-1-P13 |  |  | 17.79 | 2001-12-11 09:00 | Anjanece | 1 | 200 | N | N
ALUMA FORM | TB-EMB-1-P13 | Y | ALUMA FORM , TB-EMB-1-P13 |  |  | 17.83 | 2001-12-11 09:00 | Anjanece | 1 | 200 | N | N
ALUMA FORM | TB-EMB-1-P13 | Y | ALUMA FORM , TB-EMB-1-P13 |  |  | 17.88 | 2001-12-11 09:00 | Anjanece | 1 | 200 | N | N
ALUMA FORM | TB-EMB-1-P13 | Y | ALUMA FORM , TB-EMB-1-P13 |  |  | 17.93 | 2001-12-11 09:00 | Anjanece | 1 | 200 | N | N
ALUMA FORM | TB-EMB-1-P13 | Y | ALUMA FORM , TB-EMB-1-P13 |  |  | 19.03 | 2001-12-11 09:00 | Anjanece | 1 | 200 | N | N
ALUMA FORM | TB-EMB-1-P13 | Y | ALUMA FORM , TB-EMB-1-P13 |  |  | 23.73 | 2001-12-11 09:00 | Anjanece | 1 | 200 | N | N
ALUMA FORM | TB-EMB-1-P13 | Y | ALUMA FORM , TB-EMB-1-P13 |  |  | 23.91 | 2001-12-11 09:00 | Anjanece | 1 | 200 | N | N
ALUMA FORM | TB-EMB-1-P13 | Y | ALUMA FORM , TB-EMB-1-P13 |  |  | 23.96 | 2001-12-11 09:00 | Anjanece | 1 | 200 | N | N
ALUMA FORM | TB-EMB-1-P13 | Y | ALUMA FORM , TB-EMB-1-P13 |  |  | 24.04 | 2001-12-11 09:00 | Anjanece | 1 | 200 | N | N
ALUMA FORM | TB-EMB-1-P13 | Y | ALUMA FORM , TB-EMB-1-P13 |  |  | 24.11 | 2001-12-11 09:00 | Anjanece | 1 | 200 | N | N
ALUMA FORM | TB-EMB-1-P13 | Y | ALUMA FORM , TB-EMB-1-P13 |  | Storm Stores | 0 | 2019-07-29 09:30 | Anjanece |  | 200 | N | N
ALUMA FORM | TB-EMB-1-P13 | Y | ALUMA FORM , TB-EMB-1-P13 |  |  | 16.73 | 2019-07-29 09:30 | Anjanece |  | 200 | N | N
ALUMA FORM | TB-EMB-1-P13 | Y | ALUMA FORM , TB-EMB-1-P13 |  |  | 19.74 | 2019-07-29 09:30 | Anjanece |  | 200 | N | N
ALUMA FORM | TB-EMB-1-P13 | Y | ALUMA FORM , TB-EMB-1-P13 |  |  | 22.04 | 2019-07-29 09:30 | Anjanece |  | 200 | N | N
ALUMA FORM | TB-EMB-1-P13 | Y | ALUMA FORM , TB-EMB-1-P13 |  |  | 22.93 | 2019-07-29 09:30 | Anjanece |  | 200 | N | N
BARFIELD MANUFACTURING CO. | BTB-1PA-13/16 | Y | BARFIELD MANUFACTURING CO. , BTB-1PA-13/16 | JEA UNDERGROUND DISTRIBUTION | CSC Stores | 15.29 | 2001-12-11 09:00 | Anjanece | 1 | 200 | N | N
BARFIELD MANUFACTURING CO. | BTB-1PA-13/16 | Y | BARFIELD MANUFACTURING CO. , BTB-1PA-13/16 |  |  | 15.95 | 2001-12-11 09:00 | Anjanece | 1 | 200 | N | N
BARFIELD MANUFACTURING CO. | BTB-1PA-13/16 | Y | BARFIELD MANUFACTURING CO. , BTB-1PA-13/16 |  |  | 16.25 | 2001-12-11 09:00 | Anjanece | 1 | 200 | N | N
BARFIELD MANUFACTURING CO. | BTB-1PA-13/16 | Y | BARFIELD MANUFACTURING CO. , BTB-1PA-13/16 |  |  | 16.73 | 2001-12-11 09:00 | Anjanece | 1 | 200 | N | N
BARFIELD MANUFACTURING CO. | BTB-1PA-13/16 | Y | BARFIELD MANUFACTURING CO. , BTB-1PA-13/16 |  |  | 16.74 | 2001-12-11 09:00 | Anjanece | 1 | 200 | N | N
BARFIELD MANUFACTURING CO. | BTB-1PA-13/16 | Y | BARFIELD MANUFACTURING CO. , BTB-1PA-13/16 |  |  | 16.75 | 2001-12-11 09:00 | Anjanece | 1 | 200 | N | N
BARFIELD MANUFACTURING CO. | BTB-1PA-13/16 | Y | BARFIELD MANUFACTURING CO. , BTB-1PA-13/16 |  |  | 16.78 | 2001-12-11 09:00 | Anjanece | 1 | 200 | N | N
BARFIELD MANUFACTURING CO. | BTB-1PA-13/16 | Y | BARFIELD MANUFACTURING CO. , BTB-1PA-13/16 |  |  | 16.86 | 2001-12-11 09:00 | Anjanece | 1 | 200 | N | N
BARFIELD MANUFACTURING CO. | BTB-1PA-13/16 | Y | BARFIELD MANUFACTURING CO. , BTB-1PA-13/16 |  |  | 16.97 | 2001-12-11 09:00 | Anjanece | 1 | 200 | N | N
BARFIELD MANUFACTURING CO. | BTB-1PA-13/16 | Y | BARFIELD MANUFACTURING CO. , BTB-1PA-13/16 |  |  | 17.07 | 2001-12-11 09:00 | Anjanece | 1 | 200 | N | N
BARFIELD MANUFACTURING CO. | BTB-1PA-13/16 | Y | BARFIELD MANUFACTURING CO. , BTB-1PA-13/16 |  |  | 17.4 | 2001-12-11 09:00 | Anjanece | 1 | 200 | N | N
BARFIELD MANUFACTURING CO. | BTB-1PA-13/16 | Y | BARFIELD MANUFACTURING CO. , BTB-1PA-13/16 |  |  | 17.56 | 2001-12-11 09:00 | Anjanece | 1 | 200 | N | N
BARFIELD MANUFACTURING CO. | BTB-1PA-13/16 | Y | BARFIELD MANUFACTURING CO. , BTB-1PA-13/16 |  |  | 17.68 | 2001-12-11 09:00 | Anjanece | 1 | 200 | N | N
BARFIELD MANUFACTURING CO. | BTB-1PA-13/16 | Y | BARFIELD MANUFACTURING CO. , BTB-1PA-13/16 |  |  | 17.7 | 2001-12-11 09:00 | Anjanece | 1 | 200 | N | N
BARFIELD MANUFACTURING CO. | BTB-1PA-13/16 | Y | BARFIELD MANUFACTURING CO. , BTB-1PA-13/16 |  |  | 17.79 | 2001-12-11 09:00 | Anjanece | 1 | 200 | N | N
BARFIELD MANUFACTURING CO. | BTB-1PA-13/16 | Y | BARFIELD MANUFACTURING CO. , BTB-1PA-13/16 |  |  | 17.83 | 2001-12-11 09:00 | Anjanece | 1 | 200 | N | N
BARFIELD MANUFACTURING CO. | BTB-1PA-13/16 | Y | BARFIELD MANUFACTURING CO. , BTB-1PA-13/16 |  |  | 17.88 | 2001-12-11 09:00 | Anjanece | 1 | 200 | N | N
BARFIELD MANUFACTURING CO. | BTB-1PA-13/16 | Y | BARFIELD MANUFACTURING CO. , BTB-1PA-13/16 |  |  | 17.93 | 2001-12-11 09:00 | Anjanece | 1 | 200 | N | N
BARFIELD MANUFACTURING CO. | BTB-1PA-13/16 | Y | BARFIELD MANUFACTURING CO. , BTB-1PA-13/16 |  |  | 19.03 | 2001-12-11 09:00 | Anjanece | 1 | 200 | N | N
BARFIELD MANUFACTURING CO. | BTB-1PA-13/16 | Y | BARFIELD MANUFACTURING CO. , BTB-1PA-13/16 |  |  | 23.73 | 2001-12-11 09:00 | Anjanece | 1 | 200 | N | N
BARFIELD MANUFACTURING CO. | BTB-1PA-13/16 | Y | BARFIELD MANUFACTURING CO. , BTB-1PA-13/16 |  |  | 23.91 | 2001-12-11 09:00 | Anjanece | 1 | 200 | N | N
BARFIELD MANUFACTURING CO. | BTB-1PA-13/16 | Y | BARFIELD MANUFACTURING CO. , BTB-1PA-13/16 |  |  | 23.96 | 2001-12-11 09:00 | Anjanece | 1 | 200 | N | N
BARFIELD MANUFACTURING CO. | BTB-1PA-13/16 | Y | BARFIELD MANUFACTURING CO. , BTB-1PA-13/16 |  |  | 24.04 | 2001-12-11 09:00 | Anjanece | 1 | 200 | N | N
BARFIELD MANUFACTURING CO. | BTB-1PA-13/16 | Y | BARFIELD MANUFACTURING CO. , BTB-1PA-13/16 |  |  | 24.11 | 2001-12-11 09:00 | Anjanece | 1 | 200 | N | N
BARFIELD MANUFACTURING CO. | BTB-1PA-13/16 | Y | BARFIELD MANUFACTURING CO. , BTB-1PA-13/16 |  | Storm Stores | 0 | 2019-07-29 09:30 | Anjanece |  | 200 | N | N
BARFIELD MANUFACTURING CO. | BTB-1PA-13/16 | Y | BARFIELD MANUFACTURING CO. , BTB-1PA-13/16 |  |  | 16.73 | 2019-07-29 09:30 | Anjanece |  | 200 | N | N
BARFIELD MANUFACTURING CO. | BTB-1PA-13/16 | Y | BARFIELD MANUFACTURING CO. , BTB-1PA-13/16 |  |  | 19.74 | 2019-07-29 09:30 | Anjanece |  | 200 | N | N
BARFIELD MANUFACTURING CO. | BTB-1PA-13/16 | Y | BARFIELD MANUFACTURING CO. , BTB-1PA-13/16 |  |  | 22.04 | 2019-07-29 09:30 | Anjanece |  | 200 | N | N
BARFIELD MANUFACTURING CO. | BTB-1PA-13/16 | Y | BARFIELD MANUFACTURING CO. , BTB-1PA-13/16 |  |  | 22.93 | 2019-07-29 09:30 | Anjanece |  | 200 | N | N
MACLEAN POWER SYSTEMS | MTB-EMB-1 | Y | MACLEAN POWER SYSTEMS , MTB-EMB-1 | JEA UNDERGROUND DISTRIBUTION | CSC Stores | 15.29 | 2001-12-11 09:00 | Anjanece | 1 | 200 | N | N
MACLEAN POWER SYSTEMS | MTB-EMB-1 | Y | MACLEAN POWER SYSTEMS , MTB-EMB-1 |  |  | 15.95 | 2001-12-11 09:00 | Anjanece | 1 | 200 | N | N
MACLEAN POWER SYSTEMS | MTB-EMB-1 | Y | MACLEAN POWER SYSTEMS , MTB-EMB-1 |  |  | 16.25 | 2001-12-11 09:00 | Anjanece | 1 | 200 | N | N
MACLEAN POWER SYSTEMS | MTB-EMB-1 | Y | MACLEAN POWER SYSTEMS , MTB-EMB-1 |  |  | 16.73 | 2001-12-11 09:00 | Anjanece | 1 | 200 | N | N
MACLEAN POWER SYSTEMS | MTB-EMB-1 | Y | MACLEAN POWER SYSTEMS , MTB-EMB-1 |  |  | 16.74 | 2001-12-11 09:00 | Anjanece | 1 | 200 | N | N
MACLEAN POWER SYSTEMS | MTB-EMB-1 | Y | MACLEAN POWER SYSTEMS , MTB-EMB-1 |  |  | 16.75 | 2001-12-11 09:00 | Anjanece | 1 | 200 | N | N
MACLEAN POWER SYSTEMS | MTB-EMB-1 | Y | MACLEAN POWER SYSTEMS , MTB-EMB-1 |  |  | 16.78 | 2001-12-11 09:00 | Anjanece | 1 | 200 | N | N
MACLEAN POWER SYSTEMS | MTB-EMB-1 | Y | MACLEAN POWER SYSTEMS , MTB-EMB-1 |  |  | 16.86 | 2001-12-11 09:00 | Anjanece | 1 | 200 | N | N
MACLEAN POWER SYSTEMS | MTB-EMB-1 | Y | MACLEAN POWER SYSTEMS , MTB-EMB-1 |  |  | 16.97 | 2001-12-11 09:00 | Anjanece | 1 | 200 | N | N
MACLEAN POWER SYSTEMS | MTB-EMB-1 | Y | MACLEAN POWER SYSTEMS , MTB-EMB-1 |  |  | 17.07 | 2001-12-11 09:00 | Anjanece | 1 | 200 | N | N
MACLEAN POWER SYSTEMS | MTB-EMB-1 | Y | MACLEAN POWER SYSTEMS , MTB-EMB-1 |  |  | 17.4 | 2001-12-11 09:00 | Anjanece | 1 | 200 | N | N
MACLEAN POWER SYSTEMS | MTB-EMB-1 | Y | MACLEAN POWER SYSTEMS , MTB-EMB-1 |  |  | 17.56 | 2001-12-11 09:00 | Anjanece | 1 | 200 | N | N
MACLEAN POWER SYSTEMS | MTB-EMB-1 | Y | MACLEAN POWER SYSTEMS , MTB-EMB-1 |  |  | 17.68 | 2001-12-11 09:00 | Anjanece | 1 | 200 | N | N
MACLEAN POWER SYSTEMS | MTB-EMB-1 | Y | MACLEAN POWER SYSTEMS , MTB-EMB-1 |  |  | 17.7 | 2001-12-11 09:00 | Anjanece | 1 | 200 | N | N
MACLEAN POWER SYSTEMS | MTB-EMB-1 | Y | MACLEAN POWER SYSTEMS , MTB-EMB-1 |  |  | 17.79 | 2001-12-11 09:00 | Anjanece | 1 | 200 | N | N
MACLEAN POWER SYSTEMS | MTB-EMB-1 | Y | MACLEAN POWER SYSTEMS , MTB-EMB-1 |  |  | 17.83 | 2001-12-11 09:00 | Anjanece | 1 | 200 | N | N
MACLEAN POWER SYSTEMS | MTB-EMB-1 | Y | MACLEAN POWER SYSTEMS , MTB-EMB-1 |  |  | 17.88 | 2001-12-11 09:00 | Anjanece | 1 | 200 | N | N
MACLEAN POWER SYSTEMS | MTB-EMB-1 | Y | MACLEAN POWER SYSTEMS , MTB-EMB-1 |  |  | 17.93 | 2001-12-11 09:00 | Anjanece | 1 | 200 | N | N
MACLEAN POWER SYSTEMS | MTB-EMB-1 | Y | MACLEAN POWER SYSTEMS , MTB-EMB-1 |  |  | 19.03 | 2001-12-11 09:00 | Anjanece | 1 | 200 | N | N
MACLEAN POWER SYSTEMS | MTB-EMB-1 | Y | MACLEAN POWER SYSTEMS , MTB-EMB-1 |  |  | 23.73 | 2001-12-11 09:00 | Anjanece | 1 | 200 | N | N
MACLEAN POWER SYSTEMS | MTB-EMB-1 | Y | MACLEAN POWER SYSTEMS , MTB-EMB-1 |  |  | 23.91 | 2001-12-11 09:00 | Anjanece | 1 | 200 | N | N
MACLEAN POWER SYSTEMS | MTB-EMB-1 | Y | MACLEAN POWER SYSTEMS , MTB-EMB-1 |  |  | 23.96 | 2001-12-11 09:00 | Anjanece | 1 | 200 | N | N
MACLEAN POWER SYSTEMS | MTB-EMB-1 | Y | MACLEAN POWER SYSTEMS , MTB-EMB-1 |  |  | 24.04 | 2001-12-11 09:00 | Anjanece | 1 | 200 | N | N
MACLEAN POWER SYSTEMS | MTB-EMB-1 | Y | MACLEAN POWER SYSTEMS , MTB-EMB-1 |  |  | 24.11 | 2001-12-11 09:00 | Anjanece | 1 | 200 | N | N
MACLEAN POWER SYSTEMS | MTB-EMB-1 | Y | MACLEAN POWER SYSTEMS , MTB-EMB-1 |  | Storm Stores | 0 | 2019-07-29 09:30 | Anjanece |  | 200 | N | N
MACLEAN POWER SYSTEMS | MTB-EMB-1 | Y | MACLEAN POWER SYSTEMS , MTB-EMB-1 |  |  | 16.73 | 2019-07-29 09:30 | Anjanece |  | 200 | N | N
MACLEAN POWER SYSTEMS | MTB-EMB-1 | Y | MACLEAN POWER SYSTEMS , MTB-EMB-1 |  |  | 19.74 | 2019-07-29 09:30 | Anjanece |  | 200 | N | N
MACLEAN POWER SYSTEMS | MTB-EMB-1 | Y | MACLEAN POWER SYSTEMS , MTB-EMB-1 |  |  | 22.04 | 2019-07-29 09:30 | Anjanece |  | 200 | N | N
MACLEAN POWER SYSTEMS | MTB-EMB-1 | Y | MACLEAN POWER SYSTEMS , MTB-EMB-1 |  |  | 22.93 | 2019-07-29 09:30 | Anjanece |  | 200 | N | N
ALUMA FORM | 1PA | Y | ALUMA FORM , 1PA | JEA UNDERGROUND DISTRIBUTION | CSC Stores | 3.64 | 2001-12-11 09:00 | Anjanece | 1 | 100 | N | N
ALUMA FORM | 1PA | Y | ALUMA FORM , 1PA |  |  | 3.79 | 2001-12-11 09:00 | Anjanece | 1 | 100 | N | N
ALUMA FORM | 1PA | Y | ALUMA FORM , 1PA |  |  | 3.82 | 2001-12-11 09:00 | Anjanece | 1 | 100 | N | N
ALUMA FORM | 1PA | Y | ALUMA FORM , 1PA |  |  | 3.84 | 2001-12-11 09:00 | Anjanece | 1 | 100 | N | N
ALUMA FORM | 1PA | Y | ALUMA FORM , 1PA |  |  | 3.85 | 2001-12-11 09:00 | Anjanece | 1 | 100 | N | N
ALUMA FORM | 1PA | Y | ALUMA FORM , 1PA |  |  | 4.23 | 2001-12-11 09:00 | Anjanece | 1 | 100 | N | N
ALUMA FORM | 1PA | Y | ALUMA FORM , 1PA |  |  | 4.33 | 2001-12-11 09:00 | Anjanece | 1 | 100 | N | N
ALUMA FORM | 1PA | Y | ALUMA FORM , 1PA |  |  | 4.35 | 2001-12-11 09:00 | Anjanece | 1 | 100 | N | N
ALUMA FORM | 1PA | Y | ALUMA FORM , 1PA |  |  | 4.4 | 2001-12-11 09:00 | Anjanece | 1 | 100 | N | N
ALUMA FORM | 1PA | Y | ALUMA FORM , 1PA |  |  | 4.51 | 2001-12-11 09:00 | Anjanece | 1 | 100 | N | N
ALUMA FORM | 1PA | Y | ALUMA FORM , 1PA |  |  | 4.55 | 2001-12-11 09:00 | Anjanece | 1 | 100 | N | N
ALUMA FORM | 1PA | Y | ALUMA FORM , 1PA |  |  | 4.58 | 2001-12-11 09:00 | Anjanece | 1 | 100 | N | N
ALUMA FORM | 1PA | Y | ALUMA FORM , 1PA |  |  | 4.63 | 2001-12-11 09:00 | Anjanece | 1 | 100 | N | N
ALUMA FORM | 1PA | Y | ALUMA FORM , 1PA |  |  | 4.66 | 2001-12-11 09:00 | Anjanece | 1 | 100 | N | N
ALUMA FORM | 1PA | Y | ALUMA FORM , 1PA |  |  | 4.68 | 2001-12-11 09:00 | Anjanece | 1 | 100 | N | N
ALUMA FORM | 1PA | Y | ALUMA FORM , 1PA |  |  | 5.9 | 2001-12-11 09:00 | Anjanece | 1 | 100 | N | N
ALUMA FORM | 1PA | Y | ALUMA FORM , 1PA |  |  | 7.91 | 2001-12-11 09:00 | Anjanece | 1 | 100 | N | N
ALUMA FORM | 1PA | Y | ALUMA FORM , 1PA |  |  | 8.4 | 2001-12-11 09:00 | Anjanece | 1 | 100 | N | N
ALUMA FORM | 1PA | Y | ALUMA FORM , 1PA |  |  | 9.05 | 2001-12-11 09:00 | Anjanece | 1 | 100 | N | N
ALUMA FORM | 1PA | Y | ALUMA FORM , 1PA |  |  | 9.49 | 2001-12-11 09:00 | Anjanece | 1 | 100 | N | N
ALUMA FORM | 1PA | Y | ALUMA FORM , 1PA |  |  | 9.81 | 2001-12-11 09:00 | Anjanece | 1 | 100 | N | N
ALUMA FORM | 1PA | Y | ALUMA FORM , 1PA |  |  | 9.84 | 2001-12-11 09:00 | Anjanece | 1 | 100 | N | N
ALUMA FORM | 1PA | Y | ALUMA FORM , 1PA |  |  | 9.92 | 2001-12-11 09:00 | Anjanece | 1 | 100 | N | N
ALUMA FORM | 1PA | Y | ALUMA FORM , 1PA |  |  | 10.17 | 2001-12-11 09:00 | Anjanece | 1 | 100 | N | N
ALUMA FORM | 1PA | Y | ALUMA FORM , 1PA |  |  | 10.18 | 2001-12-11 09:00 | Anjanece | 1 | 100 | N | N
ALUMA FORM | 1PA | Y | ALUMA FORM , 1PA |  | Storm Stores | 0 | 2019-07-29 09:30 | Anjanece |  | 100 | N | N
ALUMA FORM | 1PA | Y | ALUMA FORM , 1PA |  |  | 3.79 | 2019-07-29 09:30 | Anjanece |  | 100 | N | N
ALUMA FORM | 1PA | Y | ALUMA FORM , 1PA |  |  | 5.25 | 2019-07-29 09:30 | Anjanece |  | 100 | N | N
ALUMA FORM | 1PA | Y | ALUMA FORM , 1PA |  |  | 6.87 | 2019-07-29 09:30 | Anjanece |  | 100 | N | N
ALUMA FORM | 1PA | Y | ALUMA FORM , 1PA |  |  | 7.95 | 2019-07-29 09:30 | Anjanece |  | 100 | N | N
CMC/BARFIELD MANUFACTURING | BA1PA | Y | CMC/BARFIELD MANUFACTURING , BA1PA | JEA UNDERGROUND DISTRIBUTION | CSC Stores | 3.64 | 2001-12-11 09:00 | Anjanece | 1 | 100 | N | N
CMC/BARFIELD MANUFACTURING | BA1PA | Y | CMC/BARFIELD MANUFACTURING , BA1PA |  |  | 3.79 | 2001-12-11 09:00 | Anjanece | 1 | 100 | N | N
CMC/BARFIELD MANUFACTURING | BA1PA | Y | CMC/BARFIELD MANUFACTURING , BA1PA |  |  | 3.82 | 2001-12-11 09:00 | Anjanece | 1 | 100 | N | N
CMC/BARFIELD MANUFACTURING | BA1PA | Y | CMC/BARFIELD MANUFACTURING , BA1PA |  |  | 3.84 | 2001-12-11 09:00 | Anjanece | 1 | 100 | N | N
CMC/BARFIELD MANUFACTURING | BA1PA | Y | CMC/BARFIELD MANUFACTURING , BA1PA |  |  | 3.85 | 2001-12-11 09:00 | Anjanece | 1 | 100 | N | N
CMC/BARFIELD MANUFACTURING | BA1PA | Y | CMC/BARFIELD MANUFACTURING , BA1PA |  |  | 4.23 | 2001-12-11 09:00 | Anjanece | 1 | 100 | N | N
CMC/BARFIELD MANUFACTURING | BA1PA | Y | CMC/BARFIELD MANUFACTURING , BA1PA |  |  | 4.33 | 2001-12-11 09:00 | Anjanece | 1 | 100 | N | N
CMC/BARFIELD MANUFACTURING | BA1PA | Y | CMC/BARFIELD MANUFACTURING , BA1PA |  |  | 4.35 | 2001-12-11 09:00 | Anjanece | 1 | 100 | N | N
CMC/BARFIELD MANUFACTURING | BA1PA | Y | CMC/BARFIELD MANUFACTURING , BA1PA |  |  | 4.4 | 2001-12-11 09:00 | Anjanece | 1 | 100 | N | N
CMC/BARFIELD MANUFACTURING | BA1PA | Y | CMC/BARFIELD MANUFACTURING , BA1PA |  |  | 4.51 | 2001-12-11 09:00 | Anjanece | 1 | 100 | N | N
CMC/BARFIELD MANUFACTURING | BA1PA | Y | CMC/BARFIELD MANUFACTURING , BA1PA |  |  | 4.55 | 2001-12-11 09:00 | Anjanece | 1 | 100 | N | N
CMC/BARFIELD MANUFACTURING | BA1PA | Y | CMC/BARFIELD MANUFACTURING , BA1PA |  |  | 4.58 | 2001-12-11 09:00 | Anjanece | 1 | 100 | N | N
CMC/BARFIELD MANUFACTURING | BA1PA | Y | CMC/BARFIELD MANUFACTURING , BA1PA |  |  | 4.63 | 2001-12-11 09:00 | Anjanece | 1 | 100 | N | N
CMC/BARFIELD MANUFACTURING | BA1PA | Y | CMC/BARFIELD MANUFACTURING , BA1PA |  |  | 4.66 | 2001-12-11 09:00 | Anjanece | 1 | 100 | N | N
CMC/BARFIELD MANUFACTURING | BA1PA | Y | CMC/BARFIELD MANUFACTURING , BA1PA |  |  | 4.68 | 2001-12-11 09:00 | Anjanece | 1 | 100 | N | N
CMC/BARFIELD MANUFACTURING | BA1PA | Y | CMC/BARFIELD MANUFACTURING , BA1PA |  |  | 5.9 | 2001-12-11 09:00 | Anjanece | 1 | 100 | N | N
CMC/BARFIELD MANUFACTURING | BA1PA | Y | CMC/BARFIELD MANUFACTURING , BA1PA |  |  | 7.91 | 2001-12-11 09:00 | Anjanece | 1 | 100 | N | N
CMC/BARFIELD MANUFACTURING | BA1PA | Y | CMC/BARFIELD MANUFACTURING , BA1PA |  |  | 8.4 | 2001-12-11 09:00 | Anjanece | 1 | 100 | N | N
CMC/BARFIELD MANUFACTURING | BA1PA | Y | CMC/BARFIELD MANUFACTURING , BA1PA |  |  | 9.05 | 2001-12-11 09:00 | Anjanece | 1 | 100 | N | N
CMC/BARFIELD MANUFACTURING | BA1PA | Y | CMC/BARFIELD MANUFACTURING , BA1PA |  |  | 9.49 | 2001-12-11 09:00 | Anjanece | 1 | 100 | N | N
CMC/BARFIELD MANUFACTURING | BA1PA | Y | CMC/BARFIELD MANUFACTURING , BA1PA |  |  | 9.81 | 2001-12-11 09:00 | Anjanece | 1 | 100 | N | N
CMC/BARFIELD MANUFACTURING | BA1PA | Y | CMC/BARFIELD MANUFACTURING , BA1PA |  |  | 9.84 | 2001-12-11 09:00 | Anjanece | 1 | 100 | N | N
CMC/BARFIELD MANUFACTURING | BA1PA | Y | CMC/BARFIELD MANUFACTURING , BA1PA |  |  | 9.92 | 2001-12-11 09:00 | Anjanece | 1 | 100 | N | N
CMC/BARFIELD MANUFACTURING | BA1PA | Y | CMC/BARFIELD MANUFACTURING , BA1PA |  |  | 10.17 | 2001-12-11 09:00 | Anjanece | 1 | 100 | N | N
CMC/BARFIELD MANUFACTURING | BA1PA | Y | CMC/BARFIELD MANUFACTURING , BA1PA |  |  | 10.18 | 2001-12-11 09:00 | Anjanece | 1 | 100 | N | N
CMC/BARFIELD MANUFACTURING | BA1PA | Y | CMC/BARFIELD MANUFACTURING , BA1PA |  | Storm Stores | 0 | 2019-07-29 09:30 | Anjanece |  | 100 | N | N
CMC/BARFIELD MANUFACTURING | BA1PA | Y | CMC/BARFIELD MANUFACTURING , BA1PA |  |  | 3.79 | 2019-07-29 09:30 | Anjanece |  | 100 | N | N
CMC/BARFIELD MANUFACTURING | BA1PA | Y | CMC/BARFIELD MANUFACTURING , BA1PA |  |  | 5.25 | 2019-07-29 09:30 | Anjanece |  | 100 | N | N
CMC/BARFIELD MANUFACTURING | BA1PA | Y | CMC/BARFIELD MANUFACTURING , BA1PA |  |  | 6.87 | 2019-07-29 09:30 | Anjanece |  | 100 | N | N
CMC/BARFIELD MANUFACTURING | BA1PA | Y | CMC/BARFIELD MANUFACTURING , BA1PA |  |  | 7.95 | 2019-07-29 09:30 | Anjanece |  | 100 | N | N
MACLEAN POWER SYSTEMS | M1PA | Y | MACLEAN POWER SYSTEMS , M1PA | JEA UNDERGROUND DISTRIBUTION | CSC Stores | 3.64 | 2001-12-11 09:00 | Anjanece | 1 | 100 | N | N
MACLEAN POWER SYSTEMS | M1PA | Y | MACLEAN POWER SYSTEMS , M1PA |  |  | 3.79 | 2001-12-11 09:00 | Anjanece | 1 | 100 | N | N
MACLEAN POWER SYSTEMS | M1PA | Y | MACLEAN POWER SYSTEMS , M1PA |  |  | 3.82 | 2001-12-11 09:00 | Anjanece | 1 | 100 | N | N
MACLEAN POWER SYSTEMS | M1PA | Y | MACLEAN POWER SYSTEMS , M1PA |  |  | 3.84 | 2001-12-11 09:00 | Anjanece | 1 | 100 | N | N
MACLEAN POWER SYSTEMS | M1PA | Y | MACLEAN POWER SYSTEMS , M1PA |  |  | 3.85 | 2001-12-11 09:00 | Anjanece | 1 | 100 | N | N
MACLEAN POWER SYSTEMS | M1PA | Y | MACLEAN POWER SYSTEMS , M1PA |  |  | 4.23 | 2001-12-11 09:00 | Anjanece | 1 | 100 | N | N
MACLEAN POWER SYSTEMS | M1PA | Y | MACLEAN POWER SYSTEMS , M1PA |  |  | 4.33 | 2001-12-11 09:00 | Anjanece | 1 | 100 | N | N
MACLEAN POWER SYSTEMS | M1PA | Y | MACLEAN POWER SYSTEMS , M1PA |  |  | 4.35 | 2001-12-11 09:00 | Anjanece | 1 | 100 | N | N
MACLEAN POWER SYSTEMS | M1PA | Y | MACLEAN POWER SYSTEMS , M1PA |  |  | 4.4 | 2001-12-11 09:00 | Anjanece | 1 | 100 | N | N
MACLEAN POWER SYSTEMS | M1PA | Y | MACLEAN POWER SYSTEMS , M1PA |  |  | 4.51 | 2001-12-11 09:00 | Anjanece | 1 | 100 | N | N
MACLEAN POWER SYSTEMS | M1PA | Y | MACLEAN POWER SYSTEMS , M1PA |  |  | 4.55 | 2001-12-11 09:00 | Anjanece | 1 | 100 | N | N
MACLEAN POWER SYSTEMS | M1PA | Y | MACLEAN POWER SYSTEMS , M1PA |  |  | 4.58 | 2001-12-11 09:00 | Anjanece | 1 | 100 | N | N
MACLEAN POWER SYSTEMS | M1PA | Y | MACLEAN POWER SYSTEMS , M1PA |  |  | 4.63 | 2001-12-11 09:00 | Anjanece | 1 | 100 | N | N
MACLEAN POWER SYSTEMS | M1PA | Y | MACLEAN POWER SYSTEMS , M1PA |  |  | 4.66 | 2001-12-11 09:00 | Anjanece | 1 | 100 | N | N
MACLEAN POWER SYSTEMS | M1PA | Y | MACLEAN POWER SYSTEMS , M1PA |  |  | 4.68 | 2001-12-11 09:00 | Anjanece | 1 | 100 | N | N
MACLEAN POWER SYSTEMS | M1PA | Y | MACLEAN POWER SYSTEMS , M1PA |  |  | 5.9 | 2001-12-11 09:00 | Anjanece | 1 | 100 | N | N
MACLEAN POWER SYSTEMS | M1PA | Y | MACLEAN POWER SYSTEMS , M1PA |  |  | 7.91 | 2001-12-11 09:00 | Anjanece | 1 | 100 | N | N
MACLEAN POWER SYSTEMS | M1PA | Y | MACLEAN POWER SYSTEMS , M1PA |  |  | 8.4 | 2001-12-11 09:00 | Anjanece | 1 | 100 | N | N
MACLEAN POWER SYSTEMS | M1PA | Y | MACLEAN POWER SYSTEMS , M1PA |  |  | 9.05 | 2001-12-11 09:00 | Anjanece | 1 | 100 | N | N
MACLEAN POWER SYSTEMS | M1PA | Y | MACLEAN POWER SYSTEMS , M1PA |  |  | 9.49 | 2001-12-11 09:00 | Anjanece | 1 | 100 | N | N
MACLEAN POWER SYSTEMS | M1PA | Y | MACLEAN POWER SYSTEMS , M1PA |  |  | 9.81 | 2001-12-11 09:00 | Anjanece | 1 | 100 | N | N
MACLEAN POWER SYSTEMS | M1PA | Y | MACLEAN POWER SYSTEMS , M1PA |  |  | 9.84 | 2001-12-11 09:00 | Anjanece | 1 | 100 | N | N
MACLEAN POWER SYSTEMS | M1PA | Y | MACLEAN POWER SYSTEMS , M1PA |  |  | 9.92 | 2001-12-11 09:00 | Anjanece | 1 | 100 | N | N
MACLEAN POWER SYSTEMS | M1PA | Y | MACLEAN POWER SYSTEMS , M1PA |  |  | 10.17 | 2001-12-11 09:00 | Anjanece | 1 | 100 | N | N
MACLEAN POWER SYSTEMS | M1PA | Y | MACLEAN POWER SYSTEMS , M1PA |  |  | 10.18 | 2001-12-11 09:00 | Anjanece | 1 | 100 | N | N
MACLEAN POWER SYSTEMS | M1PA | Y | MACLEAN POWER SYSTEMS , M1PA |  | Storm Stores | 0 | 2019-07-29 09:30 | Anjanece |  | 100 | N | N
MACLEAN POWER SYSTEMS | M1PA | Y | MACLEAN POWER SYSTEMS , M1PA |  |  | 3.79 | 2019-07-29 09:30 | Anjanece |  | 100 | N | N
MACLEAN POWER SYSTEMS | M1PA | Y | MACLEAN POWER SYSTEMS , M1PA |  |  | 5.25 | 2019-07-29 09:30 | Anjanece |  | 100 | N | N
MACLEAN POWER SYSTEMS | M1PA | Y | MACLEAN POWER SYSTEMS , M1PA |  |  | 6.87 | 2019-07-29 09:30 | Anjanece |  | 100 | N | N
MACLEAN POWER SYSTEMS | M1PA | Y | MACLEAN POWER SYSTEMS , M1PA |  |  | 7.95 | 2019-07-29 09:30 | Anjanece |  | 100 | N | N
ALUMA FORM | 3PA | Y | ALUMA FORM , 3PA | JEA UNDERGROUND DISTRIBUTION | CSC Stores | 23.54 | 2001-12-11 09:00 | Anjanece | 10 | 100 | N | N
ALUMA FORM | 3PA | Y | ALUMA FORM , 3PA |  |  | 23.58 | 2001-12-11 09:00 | Anjanece | 10 | 100 | N | N
ALUMA FORM | 3PA | Y | ALUMA FORM , 3PA |  |  | 23.85 | 2001-12-11 09:00 | Anjanece | 10 | 100 | N | N
ALUMA FORM | 3PA | Y | ALUMA FORM , 3PA |  |  | 23.9 | 2001-12-11 09:00 | Anjanece | 10 | 100 | N | N
ALUMA FORM | 3PA | Y | ALUMA FORM , 3PA |  |  | 23.92 | 2001-12-11 09:00 | Anjanece | 10 | 100 | N | N
ALUMA FORM | 3PA | Y | ALUMA FORM , 3PA |  |  | 23.93 | 2001-12-11 09:00 | Anjanece | 10 | 100 | N | N
ALUMA FORM | 3PA | Y | ALUMA FORM , 3PA |  |  | 24.13 | 2001-12-11 09:00 | Anjanece | 10 | 100 | N | N
ALUMA FORM | 3PA | Y | ALUMA FORM , 3PA |  |  | 24.18 | 2001-12-11 09:00 | Anjanece | 10 | 100 | N | N
ALUMA FORM | 3PA | Y | ALUMA FORM , 3PA |  |  | 24.27 | 2001-12-11 09:00 | Anjanece | 10 | 100 | N | N
ALUMA FORM | 3PA | Y | ALUMA FORM , 3PA |  |  | 24.4 | 2001-12-11 09:00 | Anjanece | 10 | 100 | N | N
ALUMA FORM | 3PA | Y | ALUMA FORM , 3PA |  |  | 24.45 | 2001-12-11 09:00 | Anjanece | 10 | 100 | N | N
ALUMA FORM | 3PA | Y | ALUMA FORM , 3PA |  |  | 24.49 | 2001-12-11 09:00 | Anjanece | 10 | 100 | N | N
ALUMA FORM | 3PA | Y | ALUMA FORM , 3PA |  |  | 24.51 | 2001-12-11 09:00 | Anjanece | 10 | 100 | N | N
ALUMA FORM | 3PA | Y | ALUMA FORM , 3PA |  |  | 24.74 | 2001-12-11 09:00 | Anjanece | 10 | 100 | N | N
ALUMA FORM | 3PA | Y | ALUMA FORM , 3PA |  |  | 25.2 | 2001-12-11 09:00 | Anjanece | 10 | 100 | N | N
ALUMA FORM | 3PA | Y | ALUMA FORM , 3PA |  |  | 25.69 | 2001-12-11 09:00 | Anjanece | 10 | 100 | N | N
ALUMA FORM | 3PA | Y | ALUMA FORM , 3PA |  |  | 26.4 | 2001-12-11 09:00 | Anjanece | 10 | 100 | N | N
ALUMA FORM | 3PA | Y | ALUMA FORM , 3PA |  |  | 26.49 | 2001-12-11 09:00 | Anjanece | 10 | 100 | N | N
ALUMA FORM | 3PA | Y | ALUMA FORM , 3PA |  |  | 26.8 | 2001-12-11 09:00 | Anjanece | 10 | 100 | N | N
ALUMA FORM | 3PA | Y | ALUMA FORM , 3PA |  |  | 26.95 | 2001-12-11 09:00 | Anjanece | 10 | 100 | N | N
ALUMA FORM | 3PA | Y | ALUMA FORM , 3PA |  |  | 28.27 | 2001-12-11 09:00 | Anjanece | 10 | 100 | N | N
ALUMA FORM | 3PA | Y | ALUMA FORM , 3PA |  |  | 30.65 | 2001-12-11 09:00 | Anjanece | 10 | 100 | N | N
ALUMA FORM | 3PA | Y | ALUMA FORM , 3PA |  |  | 34.36 | 2001-12-11 09:00 | Anjanece | 10 | 100 | N | N
ALUMA FORM | 3PA | Y | ALUMA FORM , 3PA |  |  | 38.11 | 2001-12-11 09:00 | Anjanece | 10 | 100 | N | N
ALUMA FORM | 3PA | Y | ALUMA FORM , 3PA |  |  | 49 | 2001-12-11 09:00 | Anjanece | 10 | 100 | N | N
ALUMA FORM | 3PA | Y | ALUMA FORM , 3PA |  |  | 54.51 | 2001-12-11 09:00 | Anjanece | 10 | 100 | N | N
ALUMA FORM | 3PA | Y | ALUMA FORM , 3PA |  |  | 57.45 | 2001-12-11 09:00 | Anjanece | 10 | 100 | N | N
ALUMA FORM | 3PA | Y | ALUMA FORM , 3PA |  |  | 62.77 | 2001-12-11 09:00 | Anjanece | 10 | 100 | N | N
ALUMA FORM | 3PA | Y | ALUMA FORM , 3PA |  |  | 66.27 | 2001-12-11 09:00 | Anjanece | 10 | 100 | N | N
ALUMA FORM | 3PA | Y | ALUMA FORM , 3PA |  |  | 66.63 | 2001-12-11 09:00 | Anjanece | 10 | 100 | N | N
ALUMA FORM | 3PA | Y | ALUMA FORM , 3PA |  |  | 67.42 | 2001-12-11 09:00 | Anjanece | 10 | 100 | N | N
ALUMA FORM | 3PA | Y | ALUMA FORM , 3PA |  |  | 68.21 | 2001-12-11 09:00 | Anjanece | 10 | 100 | N | N
ALUMA FORM | 3PA | Y | ALUMA FORM , 3PA |  |  | 68.26 | 2001-12-11 09:00 | Anjanece | 10 | 100 | N | N
ALUMA FORM | 3PA | Y | ALUMA FORM , 3PA |  |  | 68.43 | 2001-12-11 09:00 | Anjanece | 10 | 100 | N | N
ALUMA FORM | 3PA | Y | ALUMA FORM , 3PA |  |  | 68.96 | 2001-12-11 09:00 | Anjanece | 10 | 100 | N | N
ALUMA FORM | 3PA | Y | ALUMA FORM , 3PA |  |  | 69.33 | 2001-12-11 09:00 | Anjanece | 10 | 100 | N | N
ALUMA FORM | 3PA | Y | ALUMA FORM , 3PA |  |  | 69.38 | 2001-12-11 09:00 | Anjanece | 10 | 100 | N | N
ALUMA FORM | 3PA | Y | ALUMA FORM , 3PA |  | Storm Stores | 0 | 2019-07-29 09:30 | Anjanece | 10 | 100 | N | N
ALUMA FORM | 3PA | Y | ALUMA FORM , 3PA |  |  | 24.54 | 2019-07-29 09:30 | Anjanece | 10 | 100 | N | N
ALUMA FORM | 3PA | Y | ALUMA FORM , 3PA |  |  | 33.18 | 2019-07-29 09:30 | Anjanece | 10 | 100 | N | N
ALUMA FORM | 3PA | Y | ALUMA FORM , 3PA |  |  | 43.45 | 2019-07-29 09:30 | Anjanece | 10 | 100 | N | N
ALUMA FORM | 3PA | Y | ALUMA FORM , 3PA |  |  | 50.46 | 2019-07-29 09:30 | Anjanece | 10 | 100 | N | N
CMC/BARFIELD MANUFACTURING | BA3PA | Y | CMC/BARFIELD MANUFACTURING , BA3PA | JEA UNDERGROUND DISTRIBUTION | CSC Stores | 23.54 | 2001-12-11 09:00 | Anjanece | 10 | 100 | N | N
CMC/BARFIELD MANUFACTURING | BA3PA | Y | CMC/BARFIELD MANUFACTURING , BA3PA |  |  | 23.58 | 2001-12-11 09:00 | Anjanece | 10 | 100 | N | N
CMC/BARFIELD MANUFACTURING | BA3PA | Y | CMC/BARFIELD MANUFACTURING , BA3PA |  |  | 23.85 | 2001-12-11 09:00 | Anjanece | 10 | 100 | N | N
CMC/BARFIELD MANUFACTURING | BA3PA | Y | CMC/BARFIELD MANUFACTURING , BA3PA |  |  | 23.9 | 2001-12-11 09:00 | Anjanece | 10 | 100 | N | N
CMC/BARFIELD MANUFACTURING | BA3PA | Y | CMC/BARFIELD MANUFACTURING , BA3PA |  |  | 23.92 | 2001-12-11 09:00 | Anjanece | 10 | 100 | N | N
CMC/BARFIELD MANUFACTURING | BA3PA | Y | CMC/BARFIELD MANUFACTURING , BA3PA |  |  | 23.93 | 2001-12-11 09:00 | Anjanece | 10 | 100 | N | N
CMC/BARFIELD MANUFACTURING | BA3PA | Y | CMC/BARFIELD MANUFACTURING , BA3PA |  |  | 24.13 | 2001-12-11 09:00 | Anjanece | 10 | 100 | N | N
CMC/BARFIELD MANUFACTURING | BA3PA | Y | CMC/BARFIELD MANUFACTURING , BA3PA |  |  | 24.18 | 2001-12-11 09:00 | Anjanece | 10 | 100 | N | N
CMC/BARFIELD MANUFACTURING | BA3PA | Y | CMC/BARFIELD MANUFACTURING , BA3PA |  |  | 24.27 | 2001-12-11 09:00 | Anjanece | 10 | 100 | N | N
CMC/BARFIELD MANUFACTURING | BA3PA | Y | CMC/BARFIELD MANUFACTURING , BA3PA |  |  | 24.4 | 2001-12-11 09:00 | Anjanece | 10 | 100 | N | N
CMC/BARFIELD MANUFACTURING | BA3PA | Y | CMC/BARFIELD MANUFACTURING , BA3PA |  |  | 24.45 | 2001-12-11 09:00 | Anjanece | 10 | 100 | N | N
CMC/BARFIELD MANUFACTURING | BA3PA | Y | CMC/BARFIELD MANUFACTURING , BA3PA |  |  | 24.49 | 2001-12-11 09:00 | Anjanece | 10 | 100 | N | N
CMC/BARFIELD MANUFACTURING | BA3PA | Y | CMC/BARFIELD MANUFACTURING , BA3PA |  |  | 24.51 | 2001-12-11 09:00 | Anjanece | 10 | 100 | N | N
CMC/BARFIELD MANUFACTURING | BA3PA | Y | CMC/BARFIELD MANUFACTURING , BA3PA |  |  | 24.74 | 2001-12-11 09:00 | Anjanece | 10 | 100 | N | N
CMC/BARFIELD MANUFACTURING | BA3PA | Y | CMC/BARFIELD MANUFACTURING , BA3PA |  |  | 25.2 | 2001-12-11 09:00 | Anjanece | 10 | 100 | N | N
CMC/BARFIELD MANUFACTURING | BA3PA | Y | CMC/BARFIELD MANUFACTURING , BA3PA |  |  | 25.69 | 2001-12-11 09:00 | Anjanece | 10 | 100 | N | N
CMC/BARFIELD MANUFACTURING | BA3PA | Y | CMC/BARFIELD MANUFACTURING , BA3PA |  |  | 26.4 | 2001-12-11 09:00 | Anjanece | 10 | 100 | N | N
CMC/BARFIELD MANUFACTURING | BA3PA | Y | CMC/BARFIELD MANUFACTURING , BA3PA |  |  | 26.49 | 2001-12-11 09:00 | Anjanece | 10 | 100 | N | N
CMC/BARFIELD MANUFACTURING | BA3PA | Y | CMC/BARFIELD MANUFACTURING , BA3PA |  |  | 26.8 | 2001-12-11 09:00 | Anjanece | 10 | 100 | N | N
CMC/BARFIELD MANUFACTURING | BA3PA | Y | CMC/BARFIELD MANUFACTURING , BA3PA |  |  | 26.95 | 2001-12-11 09:00 | Anjanece | 10 | 100 | N | N
CMC/BARFIELD MANUFACTURING | BA3PA | Y | CMC/BARFIELD MANUFACTURING , BA3PA |  |  | 28.27 | 2001-12-11 09:00 | Anjanece | 10 | 100 | N | N
CMC/BARFIELD MANUFACTURING | BA3PA | Y | CMC/BARFIELD MANUFACTURING , BA3PA |  |  | 30.65 | 2001-12-11 09:00 | Anjanece | 10 | 100 | N | N
CMC/BARFIELD MANUFACTURING | BA3PA | Y | CMC/BARFIELD MANUFACTURING , BA3PA |  |  | 34.36 | 2001-12-11 09:00 | Anjanece | 10 | 100 | N | N
CMC/BARFIELD MANUFACTURING | BA3PA | Y | CMC/BARFIELD MANUFACTURING , BA3PA |  |  | 38.11 | 2001-12-11 09:00 | Anjanece | 10 | 100 | N | N
CMC/BARFIELD MANUFACTURING | BA3PA | Y | CMC/BARFIELD MANUFACTURING , BA3PA |  |  | 49 | 2001-12-11 09:00 | Anjanece | 10 | 100 | N | N
CMC/BARFIELD MANUFACTURING | BA3PA | Y | CMC/BARFIELD MANUFACTURING , BA3PA |  |  | 54.51 | 2001-12-11 09:00 | Anjanece | 10 | 100 | N | N
CMC/BARFIELD MANUFACTURING | BA3PA | Y | CMC/BARFIELD MANUFACTURING , BA3PA |  |  | 57.45 | 2001-12-11 09:00 | Anjanece | 10 | 100 | N | N
CMC/BARFIELD MANUFACTURING | BA3PA | Y | CMC/BARFIELD MANUFACTURING , BA3PA |  |  | 62.77 | 2001-12-11 09:00 | Anjanece | 10 | 100 | N | N
CMC/BARFIELD MANUFACTURING | BA3PA | Y | CMC/BARFIELD MANUFACTURING , BA3PA |  |  | 66.27 | 2001-12-11 09:00 | Anjanece | 10 | 100 | N | N
CMC/BARFIELD MANUFACTURING | BA3PA | Y | CMC/BARFIELD MANUFACTURING , BA3PA |  |  | 66.63 | 2001-12-11 09:00 | Anjanece | 10 | 100 | N | N
CMC/BARFIELD MANUFACTURING | BA3PA | Y | CMC/BARFIELD MANUFACTURING , BA3PA |  |  | 67.42 | 2001-12-11 09:00 | Anjanece | 10 | 100 | N | N
CMC/BARFIELD MANUFACTURING | BA3PA | Y | CMC/BARFIELD MANUFACTURING , BA3PA |  |  | 68.21 | 2001-12-11 09:00 | Anjanece | 10 | 100 | N | N
CMC/BARFIELD MANUFACTURING | BA3PA | Y | CMC/BARFIELD MANUFACTURING , BA3PA |  |  | 68.26 | 2001-12-11 09:00 | Anjanece | 10 | 100 | N | N
CMC/BARFIELD MANUFACTURING | BA3PA | Y | CMC/BARFIELD MANUFACTURING , BA3PA |  |  | 68.43 | 2001-12-11 09:00 | Anjanece | 10 | 100 | N | N
CMC/BARFIELD MANUFACTURING | BA3PA | Y | CMC/BARFIELD MANUFACTURING , BA3PA |  |  | 68.96 | 2001-12-11 09:00 | Anjanece | 10 | 100 | N | N
CMC/BARFIELD MANUFACTURING | BA3PA | Y | CMC/BARFIELD MANUFACTURING , BA3PA |  |  | 69.33 | 2001-12-11 09:00 | Anjanece | 10 | 100 | N | N
CMC/BARFIELD MANUFACTURING | BA3PA | Y | CMC/BARFIELD MANUFACTURING , BA3PA |  |  | 69.38 | 2001-12-11 09:00 | Anjanece | 10 | 100 | N | N
CMC/BARFIELD MANUFACTURING | BA3PA | Y | CMC/BARFIELD MANUFACTURING , BA3PA |  | Storm Stores | 0 | 2019-07-29 09:30 | Anjanece | 10 | 100 | N | N
CMC/BARFIELD MANUFACTURING | BA3PA | Y | CMC/BARFIELD MANUFACTURING , BA3PA |  |  | 24.54 | 2019-07-29 09:30 | Anjanece | 10 | 100 | N | N
CMC/BARFIELD MANUFACTURING | BA3PA | Y | CMC/BARFIELD MANUFACTURING , BA3PA |  |  | 33.18 | 2019-07-29 09:30 | Anjanece | 10 | 100 | N | N
CMC/BARFIELD MANUFACTURING | BA3PA | Y | CMC/BARFIELD MANUFACTURING , BA3PA |  |  | 43.45 | 2019-07-29 09:30 | Anjanece | 10 | 100 | N | N
CMC/BARFIELD MANUFACTURING | BA3PA | Y | CMC/BARFIELD MANUFACTURING , BA3PA |  |  | 50.46 | 2019-07-29 09:30 | Anjanece | 10 | 100 | N | N
MACLEAN POWER SYSTEMS | M3PA | Y | MACLEAN POWER SYSTEMS , M3PA | JEA UNDERGROUND DISTRIBUTION | CSC Stores | 23.54 | 2001-12-11 09:00 | Anjanece | 10 | 100 | N | N
MACLEAN POWER SYSTEMS | M3PA | Y | MACLEAN POWER SYSTEMS , M3PA |  |  | 23.58 | 2001-12-11 09:00 | Anjanece | 10 | 100 | N | N
MACLEAN POWER SYSTEMS | M3PA | Y | MACLEAN POWER SYSTEMS , M3PA |  |  | 23.85 | 2001-12-11 09:00 | Anjanece | 10 | 100 | N | N
MACLEAN POWER SYSTEMS | M3PA | Y | MACLEAN POWER SYSTEMS , M3PA |  |  | 23.9 | 2001-12-11 09:00 | Anjanece | 10 | 100 | N | N
MACLEAN POWER SYSTEMS | M3PA | Y | MACLEAN POWER SYSTEMS , M3PA |  |  | 23.92 | 2001-12-11 09:00 | Anjanece | 10 | 100 | N | N
MACLEAN POWER SYSTEMS | M3PA | Y | MACLEAN POWER SYSTEMS , M3PA |  |  | 23.93 | 2001-12-11 09:00 | Anjanece | 10 | 100 | N | N
MACLEAN POWER SYSTEMS | M3PA | Y | MACLEAN POWER SYSTEMS , M3PA |  |  | 24.13 | 2001-12-11 09:00 | Anjanece | 10 | 100 | N | N
MACLEAN POWER SYSTEMS | M3PA | Y | MACLEAN POWER SYSTEMS , M3PA |  |  | 24.18 | 2001-12-11 09:00 | Anjanece | 10 | 100 | N | N
MACLEAN POWER SYSTEMS | M3PA | Y | MACLEAN POWER SYSTEMS , M3PA |  |  | 24.27 | 2001-12-11 09:00 | Anjanece | 10 | 100 | N | N
MACLEAN POWER SYSTEMS | M3PA | Y | MACLEAN POWER SYSTEMS , M3PA |  |  | 24.4 | 2001-12-11 09:00 | Anjanece | 10 | 100 | N | N
MACLEAN POWER SYSTEMS | M3PA | Y | MACLEAN POWER SYSTEMS , M3PA |  |  | 24.45 | 2001-12-11 09:00 | Anjanece | 10 | 100 | N | N
MACLEAN POWER SYSTEMS | M3PA | Y | MACLEAN POWER SYSTEMS , M3PA |  |  | 24.49 | 2001-12-11 09:00 | Anjanece | 10 | 100 | N | N
MACLEAN POWER SYSTEMS | M3PA | Y | MACLEAN POWER SYSTEMS , M3PA |  |  | 24.51 | 2001-12-11 09:00 | Anjanece | 10 | 100 | N | N
MACLEAN POWER SYSTEMS | M3PA | Y | MACLEAN POWER SYSTEMS , M3PA |  |  | 24.74 | 2001-12-11 09:00 | Anjanece | 10 | 100 | N | N
MACLEAN POWER SYSTEMS | M3PA | Y | MACLEAN POWER SYSTEMS , M3PA |  |  | 25.2 | 2001-12-11 09:00 | Anjanece | 10 | 100 | N | N
MACLEAN POWER SYSTEMS | M3PA | Y | MACLEAN POWER SYSTEMS , M3PA |  |  | 25.69 | 2001-12-11 09:00 | Anjanece | 10 | 100 | N | N
MACLEAN POWER SYSTEMS | M3PA | Y | MACLEAN POWER SYSTEMS , M3PA |  |  | 26.4 | 2001-12-11 09:00 | Anjanece | 10 | 100 | N | N
MACLEAN POWER SYSTEMS | M3PA | Y | MACLEAN POWER SYSTEMS , M3PA |  |  | 26.49 | 2001-12-11 09:00 | Anjanece | 10 | 100 | N | N
MACLEAN POWER SYSTEMS | M3PA | Y | MACLEAN POWER SYSTEMS , M3PA |  |  | 26.8 | 2001-12-11 09:00 | Anjanece | 10 | 100 | N | N
MACLEAN POWER SYSTEMS | M3PA | Y | MACLEAN POWER SYSTEMS , M3PA |  |  | 26.95 | 2001-12-11 09:00 | Anjanece | 10 | 100 | N | N
MACLEAN POWER SYSTEMS | M3PA | Y | MACLEAN POWER SYSTEMS , M3PA |  |  | 28.27 | 2001-12-11 09:00 | Anjanece | 10 | 100 | N | N
MACLEAN POWER SYSTEMS | M3PA | Y | MACLEAN POWER SYSTEMS , M3PA |  |  | 30.65 | 2001-12-11 09:00 | Anjanece | 10 | 100 | N | N
MACLEAN POWER SYSTEMS | M3PA | Y | MACLEAN POWER SYSTEMS , M3PA |  |  | 34.36 | 2001-12-11 09:00 | Anjanece | 10 | 100 | N | N
MACLEAN POWER SYSTEMS | M3PA | Y | MACLEAN POWER SYSTEMS , M3PA |  |  | 38.11 | 2001-12-11 09:00 | Anjanece | 10 | 100 | N | N
MACLEAN POWER SYSTEMS | M3PA | Y | MACLEAN POWER SYSTEMS , M3PA |  |  | 49 | 2001-12-11 09:00 | Anjanece | 10 | 100 | N | N
MACLEAN POWER SYSTEMS | M3PA | Y | MACLEAN POWER SYSTEMS , M3PA |  |  | 54.51 | 2001-12-11 09:00 | Anjanece | 10 | 100 | N | N
MACLEAN POWER SYSTEMS | M3PA | Y | MACLEAN POWER SYSTEMS , M3PA |  |  | 57.45 | 2001-12-11 09:00 | Anjanece | 10 | 100 | N | N
MACLEAN POWER SYSTEMS | M3PA | Y | MACLEAN POWER SYSTEMS , M3PA |  |  | 62.77 | 2001-12-11 09:00 | Anjanece | 10 | 100 | N | N
MACLEAN POWER SYSTEMS | M3PA | Y | MACLEAN POWER SYSTEMS , M3PA |  |  | 66.27 | 2001-12-11 09:00 | Anjanece | 10 | 100 | N | N
MACLEAN POWER SYSTEMS | M3PA | Y | MACLEAN POWER SYSTEMS , M3PA |  |  | 66.63 | 2001-12-11 09:00 | Anjanece | 10 | 100 | N | N
MACLEAN POWER SYSTEMS | M3PA | Y | MACLEAN POWER SYSTEMS , M3PA |  |  | 67.42 | 2001-12-11 09:00 | Anjanece | 10 | 100 | N | N
MACLEAN POWER SYSTEMS | M3PA | Y | MACLEAN POWER SYSTEMS , M3PA |  |  | 68.21 | 2001-12-11 09:00 | Anjanece | 10 | 100 | N | N
MACLEAN POWER SYSTEMS | M3PA | Y | MACLEAN POWER SYSTEMS , M3PA |  |  | 68.26 | 2001-12-11 09:00 | Anjanece | 10 | 100 | N | N
MACLEAN POWER SYSTEMS | M3PA | Y | MACLEAN POWER SYSTEMS , M3PA |  |  | 68.43 | 2001-12-11 09:00 | Anjanece | 10 | 100 | N | N
MACLEAN POWER SYSTEMS | M3PA | Y | MACLEAN POWER SYSTEMS , M3PA |  |  | 68.96 | 2001-12-11 09:00 | Anjanece | 10 | 100 | N | N
MACLEAN POWER SYSTEMS | M3PA | Y | MACLEAN POWER SYSTEMS , M3PA |  |  | 69.33 | 2001-12-11 09:00 | Anjanece | 10 | 100 | N | N
MACLEAN POWER SYSTEMS | M3PA | Y | MACLEAN POWER SYSTEMS , M3PA |  |  | 69.38 | 2001-12-11 09:00 | Anjanece | 10 | 100 | N | N
MACLEAN POWER SYSTEMS | M3PA | Y | MACLEAN POWER SYSTEMS , M3PA |  | Storm Stores | 0 | 2019-07-29 09:30 | Anjanece | 10 | 100 | N | N
MACLEAN POWER SYSTEMS | M3PA | Y | MACLEAN POWER SYSTEMS , M3PA |  |  | 24.54 | 2019-07-29 09:30 | Anjanece | 10 | 100 | N | N
MACLEAN POWER SYSTEMS | M3PA | Y | MACLEAN POWER SYSTEMS , M3PA |  |  | 33.18 | 2019-07-29 09:30 | Anjanece | 10 | 100 | N | N
MACLEAN POWER SYSTEMS | M3PA | Y | MACLEAN POWER SYSTEMS , M3PA |  |  | 43.45 | 2019-07-29 09:30 | Anjanece | 10 | 100 | N | N
MACLEAN POWER SYSTEMS | M3PA | Y | MACLEAN POWER SYSTEMS , M3PA |  |  | 50.46 | 2019-07-29 09:30 | Anjanece | 10 | 100 | N | N
ALUMA-FORM | CS820 | Y | ALUMA-FORM , CS820 | JEA OVERHEAD DISTRIBUTION | CSC Stores | 11.08 | 2003-02-28 08:48 | Anjanece | 25 | 0 | N | N
ALUMA-FORM | CS820 | Y | ALUMA-FORM , CS820 |  |  | 11.97 | 2003-02-28 08:48 | Anjanece | 25 | 0 | N | N
ALUMA-FORM | CS820 | Y | ALUMA-FORM , CS820 |  |  | 12.55 | 2003-02-28 08:48 | Anjanece | 25 | 0 | N | N
ALUMA-FORM | CS820 | Y | ALUMA-FORM , CS820 |  |  | 13.16 | 2003-02-28 08:48 | Anjanece | 25 | 0 | N | N
ALUMA-FORM | CS820 | Y | ALUMA-FORM , CS820 |  |  | 13.62 | 2003-02-28 08:48 | Anjanece | 25 | 0 | N | N
ALUMA-FORM | CS820 | Y | ALUMA-FORM , CS820 |  |  | 14.85 | 2003-02-28 08:48 | Anjanece | 25 | 0 | N | N
ALUMA-FORM | CS820 | Y | ALUMA-FORM , CS820 |  |  | 15 | 2003-02-28 08:48 | Anjanece | 25 | 0 | N | N
ALUMA-FORM | CS820 | Y | ALUMA-FORM , CS820 |  |  | 15.07 | 2003-02-28 08:48 | Anjanece | 25 | 0 | N | N
ALUMA-FORM | CS820 | Y | ALUMA-FORM , CS820 |  |  | 15.12 | 2003-02-28 08:48 | Anjanece | 25 | 0 | N | N
CMC/BARFIELD MANUFACTURING | BACS820 | Y | CMC/BARFIELD MANUFACTURING , BACS820 | JEA OVERHEAD DISTRIBUTION | CSC Stores | 11.08 | 2003-02-28 08:48 | Anjanece | 25 | 0 | N | N
CMC/BARFIELD MANUFACTURING | BACS820 | Y | CMC/BARFIELD MANUFACTURING , BACS820 |  |  | 11.97 | 2003-02-28 08:48 | Anjanece | 25 | 0 | N | N
CMC/BARFIELD MANUFACTURING | BACS820 | Y | CMC/BARFIELD MANUFACTURING , BACS820 |  |  | 12.55 | 2003-02-28 08:48 | Anjanece | 25 | 0 | N | N
CMC/BARFIELD MANUFACTURING | BACS820 | Y | CMC/BARFIELD MANUFACTURING , BACS820 |  |  | 13.16 | 2003-02-28 08:48 | Anjanece | 25 | 0 | N | N
CMC/BARFIELD MANUFACTURING | BACS820 | Y | CMC/BARFIELD MANUFACTURING , BACS820 |  |  | 13.62 | 2003-02-28 08:48 | Anjanece | 25 | 0 | N | N
CMC/BARFIELD MANUFACTURING | BACS820 | Y | CMC/BARFIELD MANUFACTURING , BACS820 |  |  | 14.85 | 2003-02-28 08:48 | Anjanece | 25 | 0 | N | N
CMC/BARFIELD MANUFACTURING | BACS820 | Y | CMC/BARFIELD MANUFACTURING , BACS820 |  |  | 15 | 2003-02-28 08:48 | Anjanece | 25 | 0 | N | N
CMC/BARFIELD MANUFACTURING | BACS820 | Y | CMC/BARFIELD MANUFACTURING , BACS820 |  |  | 15.07 | 2003-02-28 08:48 | Anjanece | 25 | 0 | N | N
CMC/BARFIELD MANUFACTURING | BACS820 | Y | CMC/BARFIELD MANUFACTURING , BACS820 |  |  | 15.12 | 2003-02-28 08:48 | Anjanece | 25 | 0 | N | N
MACLEAN POWER SYSTEMS | MCS-820 | Y | MACLEAN POWER SYSTEMS , MCS-820 | JEA OVERHEAD DISTRIBUTION | CSC Stores | 11.08 | 2003-02-28 08:48 | Anjanece | 25 | 0 | N | N
MACLEAN POWER SYSTEMS | MCS-820 | Y | MACLEAN POWER SYSTEMS , MCS-820 |  |  | 11.97 | 2003-02-28 08:48 | Anjanece | 25 | 0 | N | N
MACLEAN POWER SYSTEMS | MCS-820 | Y | MACLEAN POWER SYSTEMS , MCS-820 |  |  | 12.55 | 2003-02-28 08:48 | Anjanece | 25 | 0 | N | N
MACLEAN POWER SYSTEMS | MCS-820 | Y | MACLEAN POWER SYSTEMS , MCS-820 |  |  | 13.16 | 2003-02-28 08:48 | Anjanece | 25 | 0 | N | N
MACLEAN POWER SYSTEMS | MCS-820 | Y | MACLEAN POWER SYSTEMS , MCS-820 |  |  | 13.62 | 2003-02-28 08:48 | Anjanece | 25 | 0 | N | N
MACLEAN POWER SYSTEMS | MCS-820 | Y | MACLEAN POWER SYSTEMS , MCS-820 |  |  | 14.85 | 2003-02-28 08:48 | Anjanece | 25 | 0 | N | N
MACLEAN POWER SYSTEMS | MCS-820 | Y | MACLEAN POWER SYSTEMS , MCS-820 |  |  | 15 | 2003-02-28 08:48 | Anjanece | 25 | 0 | N | N
MACLEAN POWER SYSTEMS | MCS-820 | Y | MACLEAN POWER SYSTEMS , MCS-820 |  |  | 15.07 | 2003-02-28 08:48 | Anjanece | 25 | 0 | N | N
MACLEAN POWER SYSTEMS | MCS-820 | Y | MACLEAN POWER SYSTEMS , MCS-820 |  |  | 15.12 | 2003-02-28 08:48 | Anjanece | 25 | 0 | N | N
|  |  | , | JEA OVERHEAD DISTRIBUTION | Storm Stores | 0 | 2019-07-29 09:31 | Anjanece | 25 | 0 | N | N
|  |  | , |  |  | 10.82 | 2019-07-29 09:31 | Anjanece | 25 | 0 | N | N
|  |  | , |  |  | 11.5 | 2019-07-29 09:31 | Anjanece | 25 | 0 | N | N
|  |  | , |  |  | 17.67 | 2019-07-29 09:31 | Anjanece | 25 | 0 | N | N
|  |  | , |  |  | 17.77 | 2019-07-29 09:31 | Anjanece | 25 | 0 | N | N
ATLAS POWER PRODUCTS | APF-9218-EX-JEA | Y | ATLAS POWER PRODUCTS , APF-9218-EX-JEA | JEA OVERHEAD DISTRIBUTION | CSC Stores | 43.66 | 2001-12-11 09:00 | Anjanece | 4 | 100 | N | N
ATLAS POWER PRODUCTS | APF-9218-EX-JEA | Y | ATLAS POWER PRODUCTS , APF-9218-EX-JEA |  |  | 43.7 | 2001-12-11 09:00 | Anjanece | 4 | 100 | N | N
ATLAS POWER PRODUCTS | APF-9218-EX-JEA | Y | ATLAS POWER PRODUCTS , APF-9218-EX-JEA |  |  | 43.75 | 2001-12-11 09:00 | Anjanece | 4 | 100 | N | N
ATLAS POWER PRODUCTS | APF-9218-EX-JEA | Y | ATLAS POWER PRODUCTS , APF-9218-EX-JEA |  |  | 43.77 | 2001-12-11 09:00 | Anjanece | 4 | 100 | N | N
ATLAS POWER PRODUCTS | APF-9218-EX-JEA | Y | ATLAS POWER PRODUCTS , APF-9218-EX-JEA |  |  | 43.78 | 2001-12-11 09:00 | Anjanece | 4 | 100 | N | N
ATLAS POWER PRODUCTS | APF-9218-EX-JEA | Y | ATLAS POWER PRODUCTS , APF-9218-EX-JEA |  |  | 43.82 | 2001-12-11 09:00 | Anjanece | 4 | 100 | N | N
ATLAS POWER PRODUCTS | APF-9218-EX-JEA | Y | ATLAS POWER PRODUCTS , APF-9218-EX-JEA |  |  | 43.89 | 2001-12-11 09:00 | Anjanece | 4 | 100 | N | N
ATLAS POWER PRODUCTS | APF-9218-EX-JEA | Y | ATLAS POWER PRODUCTS , APF-9218-EX-JEA |  |  | 43.97 | 2001-12-11 09:00 | Anjanece | 4 | 100 | N | N
ATLAS POWER PRODUCTS | APF-9218-EX-JEA | Y | ATLAS POWER PRODUCTS , APF-9218-EX-JEA |  |  | 43.99 | 2001-12-11 09:00 | Anjanece | 4 | 100 | N | N
ATLAS POWER PRODUCTS | APF-9218-EX-JEA | Y | ATLAS POWER PRODUCTS , APF-9218-EX-JEA |  |  | 44.19 | 2001-12-11 09:00 | Anjanece | 4 | 100 | N | N
ATLAS POWER PRODUCTS | APF-9218-EX-JEA | Y | ATLAS POWER PRODUCTS , APF-9218-EX-JEA |  |  | 44.22 | 2001-12-11 09:00 | Anjanece | 4 | 100 | N | N
ATLAS POWER PRODUCTS | APF-9218-EX-JEA | Y | ATLAS POWER PRODUCTS , APF-9218-EX-JEA |  |  | 44.31 | 2001-12-11 09:00 | Anjanece | 4 | 100 | N | N
ATLAS POWER PRODUCTS | APF-9218-EX-JEA | Y | ATLAS POWER PRODUCTS , APF-9218-EX-JEA |  |  | 44.36 | 2001-12-11 09:00 | Anjanece | 4 | 100 | N | N
ATLAS POWER PRODUCTS | APF-9218-EX-JEA | Y | ATLAS POWER PRODUCTS , APF-9218-EX-JEA |  |  | 44.46 | 2001-12-11 09:00 | Anjanece | 4 | 100 | N | N
ATLAS POWER PRODUCTS | APF-9218-EX-JEA | Y | ATLAS POWER PRODUCTS , APF-9218-EX-JEA |  |  | 44.5 | 2001-12-11 09:00 | Anjanece | 4 | 100 | N | N
ATLAS POWER PRODUCTS | APF-9218-EX-JEA | Y | ATLAS POWER PRODUCTS , APF-9218-EX-JEA |  |  | 44.65 | 2001-12-11 09:00 | Anjanece | 4 | 100 | N | N
ATLAS POWER PRODUCTS | APF-9218-EX-JEA | Y | ATLAS POWER PRODUCTS , APF-9218-EX-JEA |  |  | 44.67 | 2001-12-11 09:00 | Anjanece | 4 | 100 | N | N
ATLAS POWER PRODUCTS | APF-9218-EX-JEA | Y | ATLAS POWER PRODUCTS , APF-9218-EX-JEA |  |  | 44.68 | 2001-12-11 09:00 | Anjanece | 4 | 100 | N | N
ATLAS POWER PRODUCTS | APF-9218-EX-JEA | Y | ATLAS POWER PRODUCTS , APF-9218-EX-JEA |  |  | 44.88 | 2001-12-11 09:00 | Anjanece | 4 | 100 | N | N
ATLAS POWER PRODUCTS | APF-9218-EX-JEA | Y | ATLAS POWER PRODUCTS , APF-9218-EX-JEA |  |  | 44.93 | 2001-12-11 09:00 | Anjanece | 4 | 100 | N | N
ATLAS POWER PRODUCTS | APF-9218-EX-JEA | Y | ATLAS POWER PRODUCTS , APF-9218-EX-JEA |  |  | 45.08 | 2001-12-11 09:00 | Anjanece | 4 | 100 | N | N
ATLAS POWER PRODUCTS | APF-9218-EX-JEA | Y | ATLAS POWER PRODUCTS , APF-9218-EX-JEA |  |  | 45.15 | 2001-12-11 09:00 | Anjanece | 4 | 100 | N | N
ATLAS POWER PRODUCTS | APF-9218-EX-JEA | Y | ATLAS POWER PRODUCTS , APF-9218-EX-JEA |  |  | 45.16 | 2001-12-11 09:00 | Anjanece | 4 | 100 | N | N
ATLAS POWER PRODUCTS | APF-9218-EX-JEA | Y | ATLAS POWER PRODUCTS , APF-9218-EX-JEA |  |  | 45.37 | 2001-12-11 09:00 | Anjanece | 4 | 100 | N | N
ATLAS POWER PRODUCTS | APF-9218-EX-JEA | Y | ATLAS POWER PRODUCTS , APF-9218-EX-JEA |  |  | 45.45 | 2001-12-11 09:00 | Anjanece | 4 | 100 | N | N
ATLAS POWER PRODUCTS | APF-9218-EX-JEA | Y | ATLAS POWER PRODUCTS , APF-9218-EX-JEA |  |  | 45.64 | 2001-12-11 09:00 | Anjanece | 4 | 100 | N | N
ATLAS POWER PRODUCTS | APF-9218-EX-JEA | Y | ATLAS POWER PRODUCTS , APF-9218-EX-JEA |  |  | 45.89 | 2001-12-11 09:00 | Anjanece | 4 | 100 | N | N
ATLAS POWER PRODUCTS | APF-9218-EX-JEA | Y | ATLAS POWER PRODUCTS , APF-9218-EX-JEA |  |  | 46.58 | 2001-12-11 09:00 | Anjanece | 4 | 100 | N | N
ATLAS POWER PRODUCTS | APF-9218-EX-JEA | Y | ATLAS POWER PRODUCTS , APF-9218-EX-JEA |  |  | 47.16 | 2001-12-11 09:00 | Anjanece | 4 | 100 | N | N
ATLAS POWER PRODUCTS | APF-9218-EX-JEA | Y | ATLAS POWER PRODUCTS , APF-9218-EX-JEA |  |  | 49.33 | 2001-12-11 09:00 | Anjanece | 4 | 100 | N | N
ATLAS POWER PRODUCTS | APF-9218-EX-JEA | Y | ATLAS POWER PRODUCTS , APF-9218-EX-JEA |  |  | 51.63 | 2001-12-11 09:00 | Anjanece | 4 | 100 | N | N
ATLAS POWER PRODUCTS | APF-9218-EX-JEA | Y | ATLAS POWER PRODUCTS , APF-9218-EX-JEA |  |  | 51.72 | 2001-12-11 09:00 | Anjanece | 4 | 100 | N | N
ATLAS POWER PRODUCTS | APF-9218-EX-JEA | Y | ATLAS POWER PRODUCTS , APF-9218-EX-JEA |  |  | 57.58 | 2001-12-11 09:00 | Anjanece | 4 | 100 | N | N
ATLAS POWER PRODUCTS | APF-9218-EX-JEA | Y | ATLAS POWER PRODUCTS , APF-9218-EX-JEA |  |  | 58.93 | 2001-12-11 09:00 | Anjanece | 4 | 100 | N | N
ATLAS POWER PRODUCTS | APF-9218-EX-JEA | Y | ATLAS POWER PRODUCTS , APF-9218-EX-JEA |  |  | 58.99 | 2001-12-11 09:00 | Anjanece | 4 | 100 | N | N
ATLAS POWER PRODUCTS | APF-9218-EX-JEA | Y | ATLAS POWER PRODUCTS , APF-9218-EX-JEA |  |  | 60.11 | 2001-12-11 09:00 | Anjanece | 4 | 100 | N | N
ATLAS POWER PRODUCTS | APF-9218-EX-JEA | Y | ATLAS POWER PRODUCTS , APF-9218-EX-JEA |  |  | 60.28 | 2001-12-11 09:00 | Anjanece | 4 | 100 | N | N
ATLAS POWER PRODUCTS | APF-9218-EX-JEA | Y | ATLAS POWER PRODUCTS , APF-9218-EX-JEA |  |  | 60.29 | 2001-12-11 09:00 | Anjanece | 4 | 100 | N | N
ATLAS POWER PRODUCTS | APF-9218-EX-JEA | Y | ATLAS POWER PRODUCTS , APF-9218-EX-JEA |  |  | 61.32 | 2001-12-11 09:00 | Anjanece | 4 | 100 | N | N
ATLAS POWER PRODUCTS | APF-9218-EX-JEA | Y | ATLAS POWER PRODUCTS , APF-9218-EX-JEA |  |  | 61.34 | 2001-12-11 09:00 | Anjanece | 4 | 100 | N | N
ATLAS POWER PRODUCTS | APF-9218-EX-JEA | Y | ATLAS POWER PRODUCTS , APF-9218-EX-JEA |  |  | 61.9 | 2001-12-11 09:00 | Anjanece | 4 | 100 | N | N
ATLAS POWER PRODUCTS | APF-9218-EX-JEA | Y | ATLAS POWER PRODUCTS , APF-9218-EX-JEA |  |  | 62.2 | 2001-12-11 09:00 | Anjanece | 4 | 100 | N | N
ATLAS POWER PRODUCTS | APF-9218-EX-JEA | Y | ATLAS POWER PRODUCTS , APF-9218-EX-JEA |  |  | 62.48 | 2001-12-11 09:00 | Anjanece | 4 | 100 | N | N
ATLAS POWER PRODUCTS | APF-9218-EX-JEA | Y | ATLAS POWER PRODUCTS , APF-9218-EX-JEA |  |  | 63.42 | 2001-12-11 09:00 | Anjanece | 4 | 100 | N | N
ATLAS POWER PRODUCTS | APF-9218-EX-JEA | Y | ATLAS POWER PRODUCTS , APF-9218-EX-JEA |  |  | 63.44 | 2001-12-11 09:00 | Anjanece | 4 | 100 | N | N
ATLAS POWER PRODUCTS | APF-9218-EX-JEA | Y | ATLAS POWER PRODUCTS , APF-9218-EX-JEA |  |  | 64.41 | 2001-12-11 09:00 | Anjanece | 4 | 100 | N | N
ATLAS POWER PRODUCTS | APF-9218-EX-JEA | Y | ATLAS POWER PRODUCTS , APF-9218-EX-JEA |  |  | 64.82 | 2001-12-11 09:00 | Anjanece | 4 | 100 | N | N
ATLAS POWER PRODUCTS | APF-9218-EX-JEA | Y | ATLAS POWER PRODUCTS , APF-9218-EX-JEA |  |  | 65.04 | 2001-12-11 09:00 | Anjanece | 4 | 100 | N | N
ATLAS POWER PRODUCTS | APF-9218-EX-JEA | Y | ATLAS POWER PRODUCTS , APF-9218-EX-JEA |  |  | 65.14 | 2001-12-11 09:00 | Anjanece | 4 | 100 | N | N
ATLAS POWER PRODUCTS | APF-9218-EX-JEA | Y | ATLAS POWER PRODUCTS , APF-9218-EX-JEA |  |  | 65.16 | 2001-12-11 09:00 | Anjanece | 4 | 100 | N | N
ATLAS POWER PRODUCTS | APF-9218-EX-JEA | Y | ATLAS POWER PRODUCTS , APF-9218-EX-JEA |  |  | 65.17 | 2001-12-11 09:00 | Anjanece | 4 | 100 | N | N
ATLAS POWER PRODUCTS | APF-9218-EX-JEA | Y | ATLAS POWER PRODUCTS , APF-9218-EX-JEA |  |  | 65.18 | 2001-12-11 09:00 | Anjanece | 4 | 100 | N | N
ATLAS POWER PRODUCTS | APF-9218-EX-JEA | Y | ATLAS POWER PRODUCTS , APF-9218-EX-JEA |  |  | 65.2 | 2001-12-11 09:00 | Anjanece | 4 | 100 | N | N
ATLAS POWER PRODUCTS | APF-9218-EX-JEA | Y | ATLAS POWER PRODUCTS , APF-9218-EX-JEA |  |  | 65.21 | 2001-12-11 09:00 | Anjanece | 4 | 100 | N | N
ATLAS POWER PRODUCTS | APF-9218-EX-JEA | Y | ATLAS POWER PRODUCTS , APF-9218-EX-JEA |  |  | 65.22 | 2001-12-11 09:00 | Anjanece | 4 | 100 | N | N
ATLAS POWER PRODUCTS | APF-9218-EX-JEA | Y | ATLAS POWER PRODUCTS , APF-9218-EX-JEA |  |  | 66.33 | 2001-12-11 09:00 | Anjanece | 4 | 100 | N | N
ATLAS POWER PRODUCTS | APF-9218-EX-JEA | Y | ATLAS POWER PRODUCTS , APF-9218-EX-JEA |  |  | 66.51 | 2001-12-11 09:00 | Anjanece | 4 | 100 | N | N
ATLAS POWER PRODUCTS | APF-9218-EX-JEA | Y | ATLAS POWER PRODUCTS , APF-9218-EX-JEA |  |  | 66.53 | 2001-12-11 09:00 | Anjanece | 4 | 100 | N | N
ATLAS POWER PRODUCTS | APF-9218-EX-JEA | Y | ATLAS POWER PRODUCTS , APF-9218-EX-JEA |  |  | 66.56 | 2001-12-11 09:00 | Anjanece | 4 | 100 | N | N
ATLAS POWER PRODUCTS | APF-9218-EX-JEA | Y | ATLAS POWER PRODUCTS , APF-9218-EX-JEA |  |  | 66.62 | 2001-12-11 09:00 | Anjanece | 4 | 100 | N | N
ATLAS POWER PRODUCTS | APF-9218-EX-JEA | Y | ATLAS POWER PRODUCTS , APF-9218-EX-JEA |  |  | 66.63 | 2001-12-11 09:00 | Anjanece | 4 | 100 | N | N
ATLAS POWER PRODUCTS | APF-9218-EX-JEA | Y | ATLAS POWER PRODUCTS , APF-9218-EX-JEA |  |  | 66.65 | 2001-12-11 09:00 | Anjanece | 4 | 100 | N | N
ATLAS POWER PRODUCTS | APF-9218-EX-JEA | Y | ATLAS POWER PRODUCTS , APF-9218-EX-JEA |  |  | 66.69 | 2001-12-11 09:00 | Anjanece | 4 | 100 | N | N
ATLAS POWER PRODUCTS | APF-9218-EX-JEA | Y | ATLAS POWER PRODUCTS , APF-9218-EX-JEA |  |  | 66.71 | 2001-12-11 09:00 | Anjanece | 4 | 100 | N | N
ATLAS POWER PRODUCTS | APF-9218-EX-JEA | Y | ATLAS POWER PRODUCTS , APF-9218-EX-JEA |  |  | 66.78 | 2001-12-11 09:00 | Anjanece | 4 | 100 | N | N
ATLAS POWER PRODUCTS | APF-9218-EX-JEA | Y | ATLAS POWER PRODUCTS , APF-9218-EX-JEA |  |  | 66.85 | 2001-12-11 09:00 | Anjanece | 4 | 100 | N | N
ATLAS POWER PRODUCTS | APF-9218-EX-JEA | Y | ATLAS POWER PRODUCTS , APF-9218-EX-JEA |  |  | 66.87 | 2001-12-11 09:00 | Anjanece | 4 | 100 | N | N
ATLAS POWER PRODUCTS | APF-9218-EX-JEA | Y | ATLAS POWER PRODUCTS , APF-9218-EX-JEA |  |  | 66.99 | 2001-12-11 09:00 | Anjanece | 4 | 100 | N | N
ATLAS POWER PRODUCTS | APF-9218-EX-JEA | Y | ATLAS POWER PRODUCTS , APF-9218-EX-JEA |  |  | 67.13 | 2001-12-11 09:00 | Anjanece | 4 | 100 | N | N
ATLAS POWER PRODUCTS | APF-9218-EX-JEA | Y | ATLAS POWER PRODUCTS , APF-9218-EX-JEA |  |  | 67.22 | 2001-12-11 09:00 | Anjanece | 4 | 100 | N | N
ATLAS POWER PRODUCTS | APF-9218-EX-JEA | Y | ATLAS POWER PRODUCTS , APF-9218-EX-JEA |  |  | 67.33 | 2001-12-11 09:00 | Anjanece | 4 | 100 | N | N
ATLAS POWER PRODUCTS | APF-9218-EX-JEA | Y | ATLAS POWER PRODUCTS , APF-9218-EX-JEA |  |  | 67.35 | 2001-12-11 09:00 | Anjanece | 4 | 100 | N | N
ATLAS POWER PRODUCTS | APF-9218-EX-JEA | Y | ATLAS POWER PRODUCTS , APF-9218-EX-JEA |  |  | 67.49 | 2001-12-11 09:00 | Anjanece | 4 | 100 | N | N
ATLAS POWER PRODUCTS | APF-9218-EX-JEA | Y | ATLAS POWER PRODUCTS , APF-9218-EX-JEA |  |  | 67.59 | 2001-12-11 09:00 | Anjanece | 4 | 100 | N | N
ATLAS POWER PRODUCTS | APF-9218-EX-JEA | Y | ATLAS POWER PRODUCTS , APF-9218-EX-JEA |  |  | 68 | 2001-12-11 09:00 | Anjanece | 4 | 100 | N | N
ATLAS POWER PRODUCTS | APF-9218-EX-JEA | Y | ATLAS POWER PRODUCTS , APF-9218-EX-JEA |  |  | 68.12 | 2001-12-11 09:00 | Anjanece | 4 | 100 | N | N
ATLAS POWER PRODUCTS | APF-9218-EX-JEA | Y | ATLAS POWER PRODUCTS , APF-9218-EX-JEA |  |  | 68.13 | 2001-12-11 09:00 | Anjanece | 4 | 100 | N | N
ATLAS POWER PRODUCTS | APF-9218-EX-JEA | Y | ATLAS POWER PRODUCTS , APF-9218-EX-JEA |  |  | 68.3 | 2001-12-11 09:00 | Anjanece | 4 | 100 | N | N
ATLAS POWER PRODUCTS | APF-9218-EX-JEA | Y | ATLAS POWER PRODUCTS , APF-9218-EX-JEA |  |  | 68.39 | 2001-12-11 09:00 | Anjanece | 4 | 100 | N | N
ATLAS POWER PRODUCTS | APF-9218-EX-JEA | Y | ATLAS POWER PRODUCTS , APF-9218-EX-JEA |  |  | 68.41 | 2001-12-11 09:00 | Anjanece | 4 | 100 | N | N
ATLAS POWER PRODUCTS | APF-9218-EX-JEA | Y | ATLAS POWER PRODUCTS , APF-9218-EX-JEA |  |  | 68.43 | 2001-12-11 09:00 | Anjanece | 4 | 100 | N | N
ATLAS POWER PRODUCTS | APF-9218-EX-JEA | Y | ATLAS POWER PRODUCTS , APF-9218-EX-JEA |  |  | 68.51 | 2001-12-11 09:00 | Anjanece | 4 | 100 | N | N
ATLAS POWER PRODUCTS | APF-9218-EX-JEA | Y | ATLAS POWER PRODUCTS , APF-9218-EX-JEA |  |  | 68.58 | 2001-12-11 09:00 | Anjanece | 4 | 100 | N | N
ATLAS POWER PRODUCTS | APF-9218-EX-JEA | Y | ATLAS POWER PRODUCTS , APF-9218-EX-JEA |  |  | 68.68 | 2001-12-11 09:00 | Anjanece | 4 | 100 | N | N
ATLAS POWER PRODUCTS | APF-9218-EX-JEA | Y | ATLAS POWER PRODUCTS , APF-9218-EX-JEA |  |  | 68.76 | 2001-12-11 09:00 | Anjanece | 4 | 100 | N | N
ATLAS POWER PRODUCTS | APF-9218-EX-JEA | Y | ATLAS POWER PRODUCTS , APF-9218-EX-JEA |  |  | 68.77 | 2001-12-11 09:00 | Anjanece | 4 | 100 | N | N
ATLAS POWER PRODUCTS | APF-9218-EX-JEA | Y | ATLAS POWER PRODUCTS , APF-9218-EX-JEA |  |  | 68.79 | 2001-12-11 09:00 | Anjanece | 4 | 100 | N | N
ATLAS POWER PRODUCTS | APF-9218-EX-JEA | Y | ATLAS POWER PRODUCTS , APF-9218-EX-JEA |  |  | 68.84 | 2001-12-11 09:00 | Anjanece | 4 | 100 | N | N
ATLAS POWER PRODUCTS | APF-9218-EX-JEA | Y | ATLAS POWER PRODUCTS , APF-9218-EX-JEA |  |  | 68.87 | 2001-12-11 09:00 | Anjanece | 4 | 100 | N | N
ATLAS POWER PRODUCTS | APF-9218-EX-JEA | Y | ATLAS POWER PRODUCTS , APF-9218-EX-JEA |  |  | 69.05 | 2001-12-11 09:00 | Anjanece | 4 | 100 | N | N
ATLAS POWER PRODUCTS | APF-9218-EX-JEA | Y | ATLAS POWER PRODUCTS , APF-9218-EX-JEA |  |  | 69.85 | 2001-12-11 09:00 | Anjanece | 4 | 100 | N | N
ATLAS POWER PRODUCTS | APF-9218-EX-JEA | Y | ATLAS POWER PRODUCTS , APF-9218-EX-JEA |  |  | 69.99 | 2001-12-11 09:00 | Anjanece | 4 | 100 | N | N
ATLAS POWER PRODUCTS | APF-9218-EX-JEA | Y | ATLAS POWER PRODUCTS , APF-9218-EX-JEA |  |  | 70 | 2001-12-11 09:00 | Anjanece | 4 | 100 | N | N
ATLAS POWER PRODUCTS | APF-9218-EX-JEA | Y | ATLAS POWER PRODUCTS , APF-9218-EX-JEA |  |  | 70.05 | 2001-12-11 09:00 | Anjanece | 4 | 100 | N | N
ATLAS POWER PRODUCTS | APF-9218-EX-JEA | Y | ATLAS POWER PRODUCTS , APF-9218-EX-JEA |  |  | 70.13 | 2001-12-11 09:00 | Anjanece | 4 | 100 | N | N
ATLAS POWER PRODUCTS | APF-9218-EX-JEA | Y | ATLAS POWER PRODUCTS , APF-9218-EX-JEA |  |  | 70.16 | 2001-12-11 09:00 | Anjanece | 4 | 100 | N | N
ATLAS POWER PRODUCTS | APF-9218-EX-JEA | Y | ATLAS POWER PRODUCTS , APF-9218-EX-JEA |  |  | 70.18 | 2001-12-11 09:00 | Anjanece | 4 | 100 | N | N
ATLAS POWER PRODUCTS | APF-9218-EX-JEA | Y | ATLAS POWER PRODUCTS , APF-9218-EX-JEA |  |  | 70.25 | 2001-12-11 09:00 | Anjanece | 4 | 100 | N | N
ATLAS POWER PRODUCTS | APF-9218-EX-JEA | Y | ATLAS POWER PRODUCTS , APF-9218-EX-JEA |  |  | 70.39 | 2001-12-11 09:00 | Anjanece | 4 | 100 | N | N
ATLAS POWER PRODUCTS | APF-9218-EX-JEA | Y | ATLAS POWER PRODUCTS , APF-9218-EX-JEA |  |  | 70.41 | 2001-12-11 09:00 | Anjanece | 4 | 100 | N | N
ATLAS POWER PRODUCTS | APF-9218-EX-JEA | Y | ATLAS POWER PRODUCTS , APF-9218-EX-JEA |  |  | 70.43 | 2001-12-11 09:00 | Anjanece | 4 | 100 | N | N
ATLAS POWER PRODUCTS | APF-9218-EX-JEA | Y | ATLAS POWER PRODUCTS , APF-9218-EX-JEA |  |  | 70.44 | 2001-12-11 09:00 | Anjanece | 4 | 100 | N | N
ATLAS POWER PRODUCTS | APF-9218-EX-JEA | Y | ATLAS POWER PRODUCTS , APF-9218-EX-JEA |  |  | 70.58 | 2001-12-11 09:00 | Anjanece | 4 | 100 | N | N
ATLAS POWER PRODUCTS | APF-9218-EX-JEA | Y | ATLAS POWER PRODUCTS , APF-9218-EX-JEA |  |  | 70.61 | 2001-12-11 09:00 | Anjanece | 4 | 100 | N | N
ATLAS POWER PRODUCTS | APF-9218-EX-JEA | Y | ATLAS POWER PRODUCTS , APF-9218-EX-JEA |  |  | 70.62 | 2001-12-11 09:00 | Anjanece | 4 | 100 | N | N
ATLAS POWER PRODUCTS | APF-9218-EX-JEA | Y | ATLAS POWER PRODUCTS , APF-9218-EX-JEA |  |  | 71.58 | 2001-12-11 09:00 | Anjanece | 4 | 100 | N | N
ATLAS POWER PRODUCTS | APF-9218-EX-JEA | Y | ATLAS POWER PRODUCTS , APF-9218-EX-JEA |  |  | 75.01 | 2001-12-11 09:00 | Anjanece | 4 | 100 | N | N
ATLAS POWER PRODUCTS | APF-9218-EX-JEA | Y | ATLAS POWER PRODUCTS , APF-9218-EX-JEA |  | Storm Stores | 0 | 2018-04-16 10:05 | Anjanece | 4 | 100 | N | N
ATLAS POWER PRODUCTS | APF-9218-EX-JEA | Y | ATLAS POWER PRODUCTS , APF-9218-EX-JEA |  |  | 60.13 | 2018-04-16 10:05 | Anjanece | 4 | 100 | N | N
ATLAS POWER PRODUCTS | APF-9218-EX-JEA | Y | ATLAS POWER PRODUCTS , APF-9218-EX-JEA |  |  | 60.14 | 2018-04-16 10:05 | Anjanece | 4 | 100 | N | N
ATLAS POWER PRODUCTS | APF-9218-EX-JEA | Y | ATLAS POWER PRODUCTS , APF-9218-EX-JEA |  |  | 60.15 | 2018-04-16 10:05 | Anjanece | 4 | 100 | N | N
ATLAS POWER PRODUCTS | APF-9218-EX-JEA | Y | ATLAS POWER PRODUCTS , APF-9218-EX-JEA |  |  | 60.18 | 2018-04-16 10:05 | Anjanece | 4 | 100 | N | N
ATLAS POWER PRODUCTS | APF-9218-EX-JEA | Y | ATLAS POWER PRODUCTS , APF-9218-EX-JEA |  |  | 60.24 | 2018-04-16 10:05 | Anjanece | 4 | 100 | N | N
ATLAS POWER PRODUCTS | APF-9218-EX-JEA | Y | ATLAS POWER PRODUCTS , APF-9218-EX-JEA |  |  | 60.96 | 2018-04-16 10:05 | Anjanece | 4 | 100 | N | N
ATLAS POWER PRODUCTS | APF-9218-EX-JEA | Y | ATLAS POWER PRODUCTS , APF-9218-EX-JEA |  |  | 62.76 | 2018-04-16 10:05 | Anjanece | 4 | 100 | N | N
ATLAS POWER PRODUCTS | APF-9218-EX-JEA | Y | ATLAS POWER PRODUCTS , APF-9218-EX-JEA |  |  | 62.86 | 2018-04-16 10:05 | Anjanece | 4 | 100 | N | N
ATLAS POWER PRODUCTS | APF-9218-EX-JEA | Y | ATLAS POWER PRODUCTS , APF-9218-EX-JEA |  |  | 62.94 | 2018-04-16 10:05 | Anjanece | 4 | 100 | N | N
ATLAS POWER PRODUCTS | APF-9218-EX-JEA | Y | ATLAS POWER PRODUCTS , APF-9218-EX-JEA |  |  | 63.1 | 2018-04-16 10:05 | Anjanece | 4 | 100 | N | N
ATLAS POWER PRODUCTS | APF-9218-EX-JEA | Y | ATLAS POWER PRODUCTS , APF-9218-EX-JEA |  |  | 63.23 | 2018-04-16 10:05 | Anjanece | 4 | 100 | N | N
ATLAS POWER PRODUCTS | APF-9218-EX-JEA | Y | ATLAS POWER PRODUCTS , APF-9218-EX-JEA |  |  | 63.37 | 2018-04-16 10:05 | Anjanece | 4 | 100 | N | N
ATLAS POWER PRODUCTS | APF-9218-EX-JEA | Y | ATLAS POWER PRODUCTS , APF-9218-EX-JEA |  |  | 63.53 | 2018-04-16 10:05 | Anjanece | 4 | 100 | N | N
ATLAS POWER PRODUCTS | APF-9218-EX-JEA | Y | ATLAS POWER PRODUCTS , APF-9218-EX-JEA |  |  | 63.76 | 2018-04-16 10:05 | Anjanece | 4 | 100 | N | N
ATLAS POWER PRODUCTS | APF-9218-EX-JEA | Y | ATLAS POWER PRODUCTS , APF-9218-EX-JEA |  |  | 63.84 | 2018-04-16 10:05 | Anjanece | 4 | 100 | N | N
ATLAS POWER PRODUCTS | APF-9218-EX-JEA | Y | ATLAS POWER PRODUCTS , APF-9218-EX-JEA |  |  | 63.95 | 2018-04-16 10:05 | Anjanece | 4 | 100 | N | N
ATLAS POWER PRODUCTS | APF-9218-EX-JEA | Y | ATLAS POWER PRODUCTS , APF-9218-EX-JEA |  |  | 64.05 | 2018-04-16 10:05 | Anjanece | 4 | 100 | N | N
ATLAS POWER PRODUCTS | APF-9218-EX-JEA | Y | ATLAS POWER PRODUCTS , APF-9218-EX-JEA |  |  | 64.22 | 2018-04-16 10:05 | Anjanece | 4 | 100 | N | N
ATLAS POWER PRODUCTS | APF-9218-EX-JEA | Y | ATLAS POWER PRODUCTS , APF-9218-EX-JEA |  |  | 64.23 | 2018-04-16 10:05 | Anjanece | 4 | 100 | N | N
ATLAS POWER PRODUCTS | APF-9218-EX-JEA | Y | ATLAS POWER PRODUCTS , APF-9218-EX-JEA |  |  | 64.24 | 2018-04-16 10:05 | Anjanece | 4 | 100 | N | N
ATLAS POWER PRODUCTS | APF-9218-EX-JEA | Y | ATLAS POWER PRODUCTS , APF-9218-EX-JEA |  |  | 64.5 | 2018-04-16 10:05 | Anjanece | 4 | 100 | N | N
ATLAS POWER PRODUCTS | APF-9218-EX-JEA | Y | ATLAS POWER PRODUCTS , APF-9218-EX-JEA |  |  | 65.22 | 2018-04-16 10:05 | Anjanece | 4 | 100 | N | N
FLH | FLHF-2-18-HI-SC | Y | FLH , FLHF-2-18-HI-SC | JEA OVERHEAD DISTRIBUTION | CSC Stores | 43.66 | 2001-12-11 09:00 | Anjanece | 4 | 100 | N | N
FLH | FLHF-2-18-HI-SC | Y | FLH , FLHF-2-18-HI-SC |  |  | 43.7 | 2001-12-11 09:00 | Anjanece | 4 | 100 | N | N
FLH | FLHF-2-18-HI-SC | Y | FLH , FLHF-2-18-HI-SC |  |  | 43.75 | 2001-12-11 09:00 | Anjanece | 4 | 100 | N | N
FLH | FLHF-2-18-HI-SC | Y | FLH , FLHF-2-18-HI-SC |  |  | 43.77 | 2001-12-11 09:00 | Anjanece | 4 | 100 | N | N
FLH | FLHF-2-18-HI-SC | Y | FLH , FLHF-2-18-HI-SC |  |  | 43.78 | 2001-12-11 09:00 | Anjanece | 4 | 100 | N | N
FLH | FLHF-2-18-HI-SC | Y | FLH , FLHF-2-18-HI-SC |  |  | 43.82 | 2001-12-11 09:00 | Anjanece | 4 | 100 | N | N
FLH | FLHF-2-18-HI-SC | Y | FLH , FLHF-2-18-HI-SC |  |  | 43.89 | 2001-12-11 09:00 | Anjanece | 4 | 100 | N | N
FLH | FLHF-2-18-HI-SC | Y | FLH , FLHF-2-18-HI-SC |  |  | 43.97 | 2001-12-11 09:00 | Anjanece | 4 | 100 | N | N
FLH | FLHF-2-18-HI-SC | Y | FLH , FLHF-2-18-HI-SC |  |  | 43.99 | 2001-12-11 09:00 | Anjanece | 4 | 100 | N | N
FLH | FLHF-2-18-HI-SC | Y | FLH , FLHF-2-18-HI-SC |  |  | 44.19 | 2001-12-11 09:00 | Anjanece | 4 | 100 | N | N
FLH | FLHF-2-18-HI-SC | Y | FLH , FLHF-2-18-HI-SC |  |  | 44.22 | 2001-12-11 09:00 | Anjanece | 4 | 100 | N | N
FLH | FLHF-2-18-HI-SC | Y | FLH , FLHF-2-18-HI-SC |  |  | 44.31 | 2001-12-11 09:00 | Anjanece | 4 | 100 | N | N
FLH | FLHF-2-18-HI-SC | Y | FLH , FLHF-2-18-HI-SC |  |  | 44.36 | 2001-12-11 09:00 | Anjanece | 4 | 100 | N | N
FLH | FLHF-2-18-HI-SC | Y | FLH , FLHF-2-18-HI-SC |  |  | 44.46 | 2001-12-11 09:00 | Anjanece | 4 | 100 | N | N
FLH | FLHF-2-18-HI-SC | Y | FLH , FLHF-2-18-HI-SC |  |  | 44.5 | 2001-12-11 09:00 | Anjanece | 4 | 100 | N | N
FLH | FLHF-2-18-HI-SC | Y | FLH , FLHF-2-18-HI-SC |  |  | 44.65 | 2001-12-11 09:00 | Anjanece | 4 | 100 | N | N
FLH | FLHF-2-18-HI-SC | Y | FLH , FLHF-2-18-HI-SC |  |  | 44.67 | 2001-12-11 09:00 | Anjanece | 4 | 100 | N | N
FLH | FLHF-2-18-HI-SC | Y | FLH , FLHF-2-18-HI-SC |  |  | 44.68 | 2001-12-11 09:00 | Anjanece | 4 | 100 | N | N
FLH | FLHF-2-18-HI-SC | Y | FLH , FLHF-2-18-HI-SC |  |  | 44.88 | 2001-12-11 09:00 | Anjanece | 4 | 100 | N | N
FLH | FLHF-2-18-HI-SC | Y | FLH , FLHF-2-18-HI-SC |  |  | 44.93 | 2001-12-11 09:00 | Anjanece | 4 | 100 | N | N
FLH | FLHF-2-18-HI-SC | Y | FLH , FLHF-2-18-HI-SC |  |  | 45.08 | 2001-12-11 09:00 | Anjanece | 4 | 100 | N | N
FLH | FLHF-2-18-HI-SC | Y | FLH , FLHF-2-18-HI-SC |  |  | 45.15 | 2001-12-11 09:00 | Anjanece | 4 | 100 | N | N
FLH | FLHF-2-18-HI-SC | Y | FLH , FLHF-2-18-HI-SC |  |  | 45.16 | 2001-12-11 09:00 | Anjanece | 4 | 100 | N | N
FLH | FLHF-2-18-HI-SC | Y | FLH , FLHF-2-18-HI-SC |  |  | 45.37 | 2001-12-11 09:00 | Anjanece | 4 | 100 | N | N
FLH | FLHF-2-18-HI-SC | Y | FLH , FLHF-2-18-HI-SC |  |  | 45.45 | 2001-12-11 09:00 | Anjanece | 4 | 100 | N | N
FLH | FLHF-2-18-HI-SC | Y | FLH , FLHF-2-18-HI-SC |  |  | 45.64 | 2001-12-11 09:00 | Anjanece | 4 | 100 | N | N
FLH | FLHF-2-18-HI-SC | Y | FLH , FLHF-2-18-HI-SC |  |  | 45.89 | 2001-12-11 09:00 | Anjanece | 4 | 100 | N | N
FLH | FLHF-2-18-HI-SC | Y | FLH , FLHF-2-18-HI-SC |  |  | 46.58 | 2001-12-11 09:00 | Anjanece | 4 | 100 | N | N
FLH | FLHF-2-18-HI-SC | Y | FLH , FLHF-2-18-HI-SC |  |  | 47.16 | 2001-12-11 09:00 | Anjanece | 4 | 100 | N | N
FLH | FLHF-2-18-HI-SC | Y | FLH , FLHF-2-18-HI-SC |  |  | 49.33 | 2001-12-11 09:00 | Anjanece | 4 | 100 | N | N
FLH | FLHF-2-18-HI-SC | Y | FLH , FLHF-2-18-HI-SC |  |  | 51.63 | 2001-12-11 09:00 | Anjanece | 4 | 100 | N | N
FLH | FLHF-2-18-HI-SC | Y | FLH , FLHF-2-18-HI-SC |  |  | 51.72 | 2001-12-11 09:00 | Anjanece | 4 | 100 | N | N
FLH | FLHF-2-18-HI-SC | Y | FLH , FLHF-2-18-HI-SC |  |  | 57.58 | 2001-12-11 09:00 | Anjanece | 4 | 100 | N | N
FLH | FLHF-2-18-HI-SC | Y | FLH , FLHF-2-18-HI-SC |  |  | 58.93 | 2001-12-11 09:00 | Anjanece | 4 | 100 | N | N
FLH | FLHF-2-18-HI-SC | Y | FLH , FLHF-2-18-HI-SC |  |  | 58.99 | 2001-12-11 09:00 | Anjanece | 4 | 100 | N | N
FLH | FLHF-2-18-HI-SC | Y | FLH , FLHF-2-18-HI-SC |  |  | 60.11 | 2001-12-11 09:00 | Anjanece | 4 | 100 | N | N
FLH | FLHF-2-18-HI-SC | Y | FLH , FLHF-2-18-HI-SC |  |  | 60.28 | 2001-12-11 09:00 | Anjanece | 4 | 100 | N | N
FLH | FLHF-2-18-HI-SC | Y | FLH , FLHF-2-18-HI-SC |  |  | 60.29 | 2001-12-11 09:00 | Anjanece | 4 | 100 | N | N
FLH | FLHF-2-18-HI-SC | Y | FLH , FLHF-2-18-HI-SC |  |  | 61.32 | 2001-12-11 09:00 | Anjanece | 4 | 100 | N | N
FLH | FLHF-2-18-HI-SC | Y | FLH , FLHF-2-18-HI-SC |  |  | 61.34 | 2001-12-11 09:00 | Anjanece | 4 | 100 | N | N
FLH | FLHF-2-18-HI-SC | Y | FLH , FLHF-2-18-HI-SC |  |  | 61.9 | 2001-12-11 09:00 | Anjanece | 4 | 100 | N | N
FLH | FLHF-2-18-HI-SC | Y | FLH , FLHF-2-18-HI-SC |  |  | 62.2 | 2001-12-11 09:00 | Anjanece | 4 | 100 | N | N
FLH | FLHF-2-18-HI-SC | Y | FLH , FLHF-2-18-HI-SC |  |  | 62.48 | 2001-12-11 09:00 | Anjanece | 4 | 100 | N | N
FLH | FLHF-2-18-HI-SC | Y | FLH , FLHF-2-18-HI-SC |  |  | 63.42 | 2001-12-11 09:00 | Anjanece | 4 | 100 | N | N
FLH | FLHF-2-18-HI-SC | Y | FLH , FLHF-2-18-HI-SC |  |  | 63.44 | 2001-12-11 09:00 | Anjanece | 4 | 100 | N | N
FLH | FLHF-2-18-HI-SC | Y | FLH , FLHF-2-18-HI-SC |  |  | 64.41 | 2001-12-11 09:00 | Anjanece | 4 | 100 | N | N
FLH | FLHF-2-18-HI-SC | Y | FLH , FLHF-2-18-HI-SC |  |  | 64.82 | 2001-12-11 09:00 | Anjanece | 4 | 100 | N | N
FLH | FLHF-2-18-HI-SC | Y | FLH , FLHF-2-18-HI-SC |  |  | 65.04 | 2001-12-11 09:00 | Anjanece | 4 | 100 | N | N
FLH | FLHF-2-18-HI-SC | Y | FLH , FLHF-2-18-HI-SC |  |  | 65.14 | 2001-12-11 09:00 | Anjanece | 4 | 100 | N | N
FLH | FLHF-2-18-HI-SC | Y | FLH , FLHF-2-18-HI-SC |  |  | 65.16 | 2001-12-11 09:00 | Anjanece | 4 | 100 | N | N
FLH | FLHF-2-18-HI-SC | Y | FLH , FLHF-2-18-HI-SC |  |  | 65.17 | 2001-12-11 09:00 | Anjanece | 4 | 100 | N | N
FLH | FLHF-2-18-HI-SC | Y | FLH , FLHF-2-18-HI-SC |  |  | 65.18 | 2001-12-11 09:00 | Anjanece | 4 | 100 | N | N
FLH | FLHF-2-18-HI-SC | Y | FLH , FLHF-2-18-HI-SC |  |  | 65.2 | 2001-12-11 09:00 | Anjanece | 4 | 100 | N | N
FLH | FLHF-2-18-HI-SC | Y | FLH , FLHF-2-18-HI-SC |  |  | 65.21 | 2001-12-11 09:00 | Anjanece | 4 | 100 | N | N
FLH | FLHF-2-18-HI-SC | Y | FLH , FLHF-2-18-HI-SC |  |  | 65.22 | 2001-12-11 09:00 | Anjanece | 4 | 100 | N | N
FLH | FLHF-2-18-HI-SC | Y | FLH , FLHF-2-18-HI-SC |  |  | 66.33 | 2001-12-11 09:00 | Anjanece | 4 | 100 | N | N
FLH | FLHF-2-18-HI-SC | Y | FLH , FLHF-2-18-HI-SC |  |  | 66.51 | 2001-12-11 09:00 | Anjanece | 4 | 100 | N | N
FLH | FLHF-2-18-HI-SC | Y | FLH , FLHF-2-18-HI-SC |  |  | 66.53 | 2001-12-11 09:00 | Anjanece | 4 | 100 | N | N
FLH | FLHF-2-18-HI-SC | Y | FLH , FLHF-2-18-HI-SC |  |  | 66.56 | 2001-12-11 09:00 | Anjanece | 4 | 100 | N | N
FLH | FLHF-2-18-HI-SC | Y | FLH , FLHF-2-18-HI-SC |  |  | 66.62 | 2001-12-11 09:00 | Anjanece | 4 | 100 | N | N
FLH | FLHF-2-18-HI-SC | Y | FLH , FLHF-2-18-HI-SC |  |  | 66.63 | 2001-12-11 09:00 | Anjanece | 4 | 100 | N | N
FLH | FLHF-2-18-HI-SC | Y | FLH , FLHF-2-18-HI-SC |  |  | 66.65 | 2001-12-11 09:00 | Anjanece | 4 | 100 | N | N
FLH | FLHF-2-18-HI-SC | Y | FLH , FLHF-2-18-HI-SC |  |  | 66.69 | 2001-12-11 09:00 | Anjanece | 4 | 100 | N | N
FLH | FLHF-2-18-HI-SC | Y | FLH , FLHF-2-18-HI-SC |  |  | 66.71 | 2001-12-11 09:00 | Anjanece | 4 | 100 | N | N
FLH | FLHF-2-18-HI-SC | Y | FLH , FLHF-2-18-HI-SC |  |  | 66.78 | 2001-12-11 09:00 | Anjanece | 4 | 100 | N | N
FLH | FLHF-2-18-HI-SC | Y | FLH , FLHF-2-18-HI-SC |  |  | 66.85 | 2001-12-11 09:00 | Anjanece | 4 | 100 | N | N
FLH | FLHF-2-18-HI-SC | Y | FLH , FLHF-2-18-HI-SC |  |  | 66.87 | 2001-12-11 09:00 | Anjanece | 4 | 100 | N | N
FLH | FLHF-2-18-HI-SC | Y | FLH , FLHF-2-18-HI-SC |  |  | 66.99 | 2001-12-11 09:00 | Anjanece | 4 | 100 | N | N
FLH | FLHF-2-18-HI-SC | Y | FLH , FLHF-2-18-HI-SC |  |  | 67.13 | 2001-12-11 09:00 | Anjanece | 4 | 100 | N | N
FLH | FLHF-2-18-HI-SC | Y | FLH , FLHF-2-18-HI-SC |  |  | 67.22 | 2001-12-11 09:00 | Anjanece | 4 | 100 | N | N
FLH | FLHF-2-18-HI-SC | Y | FLH , FLHF-2-18-HI-SC |  |  | 67.33 | 2001-12-11 09:00 | Anjanece | 4 | 100 | N | N
FLH | FLHF-2-18-HI-SC | Y | FLH , FLHF-2-18-HI-SC |  |  | 67.35 | 2001-12-11 09:00 | Anjanece | 4 | 100 | N | N
FLH | FLHF-2-18-HI-SC | Y | FLH , FLHF-2-18-HI-SC |  |  | 67.49 | 2001-12-11 09:00 | Anjanece | 4 | 100 | N | N
FLH | FLHF-2-18-HI-SC | Y | FLH , FLHF-2-18-HI-SC |  |  | 67.59 | 2001-12-11 09:00 | Anjanece | 4 | 100 | N | N
FLH | FLHF-2-18-HI-SC | Y | FLH , FLHF-2-18-HI-SC |  |  | 68 | 2001-12-11 09:00 | Anjanece | 4 | 100 | N | N
FLH | FLHF-2-18-HI-SC | Y | FLH , FLHF-2-18-HI-SC |  |  | 68.12 | 2001-12-11 09:00 | Anjanece | 4 | 100 | N | N
FLH | FLHF-2-18-HI-SC | Y | FLH , FLHF-2-18-HI-SC |  |  | 68.13 | 2001-12-11 09:00 | Anjanece | 4 | 100 | N | N
FLH | FLHF-2-18-HI-SC | Y | FLH , FLHF-2-18-HI-SC |  |  | 68.3 | 2001-12-11 09:00 | Anjanece | 4 | 100 | N | N
FLH | FLHF-2-18-HI-SC | Y | FLH , FLHF-2-18-HI-SC |  |  | 68.39 | 2001-12-11 09:00 | Anjanece | 4 | 100 | N | N
FLH | FLHF-2-18-HI-SC | Y | FLH , FLHF-2-18-HI-SC |  |  | 68.41 | 2001-12-11 09:00 | Anjanece | 4 | 100 | N | N
FLH | FLHF-2-18-HI-SC | Y | FLH , FLHF-2-18-HI-SC |  |  | 68.43 | 2001-12-11 09:00 | Anjanece | 4 | 100 | N | N
FLH | FLHF-2-18-HI-SC | Y | FLH , FLHF-2-18-HI-SC |  |  | 68.51 | 2001-12-11 09:00 | Anjanece | 4 | 100 | N | N
FLH | FLHF-2-18-HI-SC | Y | FLH , FLHF-2-18-HI-SC |  |  | 68.58 | 2001-12-11 09:00 | Anjanece | 4 | 100 | N | N
FLH | FLHF-2-18-HI-SC | Y | FLH , FLHF-2-18-HI-SC |  |  | 68.68 | 2001-12-11 09:00 | Anjanece | 4 | 100 | N | N
FLH | FLHF-2-18-HI-SC | Y | FLH , FLHF-2-18-HI-SC |  |  | 68.76 | 2001-12-11 09:00 | Anjanece | 4 | 100 | N | N
FLH | FLHF-2-18-HI-SC | Y | FLH , FLHF-2-18-HI-SC |  |  | 68.77 | 2001-12-11 09:00 | Anjanece | 4 | 100 | N | N
FLH | FLHF-2-18-HI-SC | Y | FLH , FLHF-2-18-HI-SC |  |  | 68.79 | 2001-12-11 09:00 | Anjanece | 4 | 100 | N | N
FLH | FLHF-2-18-HI-SC | Y | FLH , FLHF-2-18-HI-SC |  |  | 68.84 | 2001-12-11 09:00 | Anjanece | 4 | 100 | N | N
FLH | FLHF-2-18-HI-SC | Y | FLH , FLHF-2-18-HI-SC |  |  | 68.87 | 2001-12-11 09:00 | Anjanece | 4 | 100 | N | N
FLH | FLHF-2-18-HI-SC | Y | FLH , FLHF-2-18-HI-SC |  |  | 69.05 | 2001-12-11 09:00 | Anjanece | 4 | 100 | N | N
FLH | FLHF-2-18-HI-SC | Y | FLH , FLHF-2-18-HI-SC |  |  | 69.85 | 2001-12-11 09:00 | Anjanece | 4 | 100 | N | N
FLH | FLHF-2-18-HI-SC | Y | FLH , FLHF-2-18-HI-SC |  |  | 69.99 | 2001-12-11 09:00 | Anjanece | 4 | 100 | N | N
FLH | FLHF-2-18-HI-SC | Y | FLH , FLHF-2-18-HI-SC |  |  | 70 | 2001-12-11 09:00 | Anjanece | 4 | 100 | N | N
FLH | FLHF-2-18-HI-SC | Y | FLH , FLHF-2-18-HI-SC |  |  | 70.05 | 2001-12-11 09:00 | Anjanece | 4 | 100 | N | N
FLH | FLHF-2-18-HI-SC | Y | FLH , FLHF-2-18-HI-SC |  |  | 70.13 | 2001-12-11 09:00 | Anjanece | 4 | 100 | N | N
FLH | FLHF-2-18-HI-SC | Y | FLH , FLHF-2-18-HI-SC |  |  | 70.16 | 2001-12-11 09:00 | Anjanece | 4 | 100 | N | N
FLH | FLHF-2-18-HI-SC | Y | FLH , FLHF-2-18-HI-SC |  |  | 70.18 | 2001-12-11 09:00 | Anjanece | 4 | 100 | N | N
FLH | FLHF-2-18-HI-SC | Y | FLH , FLHF-2-18-HI-SC |  |  | 70.25 | 2001-12-11 09:00 | Anjanece | 4 | 100 | N | N
FLH | FLHF-2-18-HI-SC | Y | FLH , FLHF-2-18-HI-SC |  |  | 70.39 | 2001-12-11 09:00 | Anjanece | 4 | 100 | N | N
FLH | FLHF-2-18-HI-SC | Y | FLH , FLHF-2-18-HI-SC |  |  | 70.41 | 2001-12-11 09:00 | Anjanece | 4 | 100 | N | N
FLH | FLHF-2-18-HI-SC | Y | FLH , FLHF-2-18-HI-SC |  |  | 70.43 | 2001-12-11 09:00 | Anjanece | 4 | 100 | N | N
FLH | FLHF-2-18-HI-SC | Y | FLH , FLHF-2-18-HI-SC |  |  | 70.44 | 2001-12-11 09:00 | Anjanece | 4 | 100 | N | N
FLH | FLHF-2-18-HI-SC | Y | FLH , FLHF-2-18-HI-SC |  |  | 70.58 | 2001-12-11 09:00 | Anjanece | 4 | 100 | N | N
FLH | FLHF-2-18-HI-SC | Y | FLH , FLHF-2-18-HI-SC |  |  | 70.61 | 2001-12-11 09:00 | Anjanece | 4 | 100 | N | N
FLH | FLHF-2-18-HI-SC | Y | FLH , FLHF-2-18-HI-SC |  |  | 70.62 | 2001-12-11 09:00 | Anjanece | 4 | 100 | N | N
FLH | FLHF-2-18-HI-SC | Y | FLH , FLHF-2-18-HI-SC |  |  | 71.58 | 2001-12-11 09:00 | Anjanece | 4 | 100 | N | N
FLH | FLHF-2-18-HI-SC | Y | FLH , FLHF-2-18-HI-SC |  |  | 75.01 | 2001-12-11 09:00 | Anjanece | 4 | 100 | N | N
FLH | FLHF-2-18-HI-SC | Y | FLH , FLHF-2-18-HI-SC |  | Storm Stores | 0 | 2018-04-16 10:05 | Anjanece | 4 | 100 | N | N
FLH | FLHF-2-18-HI-SC | Y | FLH , FLHF-2-18-HI-SC |  |  | 60.13 | 2018-04-16 10:05 | Anjanece | 4 | 100 | N | N
FLH | FLHF-2-18-HI-SC | Y | FLH , FLHF-2-18-HI-SC |  |  | 60.14 | 2018-04-16 10:05 | Anjanece | 4 | 100 | N | N
FLH | FLHF-2-18-HI-SC | Y | FLH , FLHF-2-18-HI-SC |  |  | 60.15 | 2018-04-16 10:05 | Anjanece | 4 | 100 | N | N
FLH | FLHF-2-18-HI-SC | Y | FLH , FLHF-2-18-HI-SC |  |  | 60.18 | 2018-04-16 10:05 | Anjanece | 4 | 100 | N | N
FLH | FLHF-2-18-HI-SC | Y | FLH , FLHF-2-18-HI-SC |  |  | 60.24 | 2018-04-16 10:05 | Anjanece | 4 | 100 | N | N
FLH | FLHF-2-18-HI-SC | Y | FLH , FLHF-2-18-HI-SC |  |  | 60.96 | 2018-04-16 10:05 | Anjanece | 4 | 100 | N | N
FLH | FLHF-2-18-HI-SC | Y | FLH , FLHF-2-18-HI-SC |  |  | 62.76 | 2018-04-16 10:05 | Anjanece | 4 | 100 | N | N
FLH | FLHF-2-18-HI-SC | Y | FLH , FLHF-2-18-HI-SC |  |  | 62.86 | 2018-04-16 10:05 | Anjanece | 4 | 100 | N | N
FLH | FLHF-2-18-HI-SC | Y | FLH , FLHF-2-18-HI-SC |  |  | 62.94 | 2018-04-16 10:05 | Anjanece | 4 | 100 | N | N
FLH | FLHF-2-18-HI-SC | Y | FLH , FLHF-2-18-HI-SC |  |  | 63.1 | 2018-04-16 10:05 | Anjanece | 4 | 100 | N | N
FLH | FLHF-2-18-HI-SC | Y | FLH , FLHF-2-18-HI-SC |  |  | 63.23 | 2018-04-16 10:05 | Anjanece | 4 | 100 | N | N
FLH | FLHF-2-18-HI-SC | Y | FLH , FLHF-2-18-HI-SC |  |  | 63.37 | 2018-04-16 10:05 | Anjanece | 4 | 100 | N | N
FLH | FLHF-2-18-HI-SC | Y | FLH , FLHF-2-18-HI-SC |  |  | 63.53 | 2018-04-16 10:05 | Anjanece | 4 | 100 | N | N
FLH | FLHF-2-18-HI-SC | Y | FLH , FLHF-2-18-HI-SC |  |  | 63.76 | 2018-04-16 10:05 | Anjanece | 4 | 100 | N | N
FLH | FLHF-2-18-HI-SC | Y | FLH , FLHF-2-18-HI-SC |  |  | 63.84 | 2018-04-16 10:05 | Anjanece | 4 | 100 | N | N
FLH | FLHF-2-18-HI-SC | Y | FLH , FLHF-2-18-HI-SC |  |  | 63.95 | 2018-04-16 10:05 | Anjanece | 4 | 100 | N | N
FLH | FLHF-2-18-HI-SC | Y | FLH , FLHF-2-18-HI-SC |  |  | 64.05 | 2018-04-16 10:05 | Anjanece | 4 | 100 | N | N
FLH | FLHF-2-18-HI-SC | Y | FLH , FLHF-2-18-HI-SC |  |  | 64.22 | 2018-04-16 10:05 | Anjanece | 4 | 100 | N | N
FLH | FLHF-2-18-HI-SC | Y | FLH , FLHF-2-18-HI-SC |  |  | 64.23 | 2018-04-16 10:05 | Anjanece | 4 | 100 | N | N
FLH | FLHF-2-18-HI-SC | Y | FLH , FLHF-2-18-HI-SC |  |  | 64.24 | 2018-04-16 10:05 | Anjanece | 4 | 100 | N | N
FLH | FLHF-2-18-HI-SC | Y | FLH , FLHF-2-18-HI-SC |  |  | 64.5 | 2018-04-16 10:05 | Anjanece | 4 | 100 | N | N
FLH | FLHF-2-18-HI-SC | Y | FLH , FLHF-2-18-HI-SC |  |  | 65.22 | 2018-04-16 10:05 | Anjanece | 4 | 100 | N | N
HUBBELL | 1SBHA18PFSC | Y | HUBBELL , 1SBHA18PFSC | JEA OVERHEAD DISTRIBUTION | CSC Stores | 43.66 | 2001-12-11 09:00 | Anjanece | 4 | 100 | N | N
HUBBELL | 1SBHA18PFSC | Y | HUBBELL , 1SBHA18PFSC |  |  | 43.7 | 2001-12-11 09:00 | Anjanece | 4 | 100 | N | N
HUBBELL | 1SBHA18PFSC | Y | HUBBELL , 1SBHA18PFSC |  |  | 43.75 | 2001-12-11 09:00 | Anjanece | 4 | 100 | N | N
HUBBELL | 1SBHA18PFSC | Y | HUBBELL , 1SBHA18PFSC |  |  | 43.77 | 2001-12-11 09:00 | Anjanece | 4 | 100 | N | N
HUBBELL | 1SBHA18PFSC | Y | HUBBELL , 1SBHA18PFSC |  |  | 43.78 | 2001-12-11 09:00 | Anjanece | 4 | 100 | N | N
HUBBELL | 1SBHA18PFSC | Y | HUBBELL , 1SBHA18PFSC |  |  | 43.82 | 2001-12-11 09:00 | Anjanece | 4 | 100 | N | N
HUBBELL | 1SBHA18PFSC | Y | HUBBELL , 1SBHA18PFSC |  |  | 43.89 | 2001-12-11 09:00 | Anjanece | 4 | 100 | N | N
HUBBELL | 1SBHA18PFSC | Y | HUBBELL , 1SBHA18PFSC |  |  | 43.97 | 2001-12-11 09:00 | Anjanece | 4 | 100 | N | N
HUBBELL | 1SBHA18PFSC | Y | HUBBELL , 1SBHA18PFSC |  |  | 43.99 | 2001-12-11 09:00 | Anjanece | 4 | 100 | N | N
HUBBELL | 1SBHA18PFSC | Y | HUBBELL , 1SBHA18PFSC |  |  | 44.19 | 2001-12-11 09:00 | Anjanece | 4 | 100 | N | N
HUBBELL | 1SBHA18PFSC | Y | HUBBELL , 1SBHA18PFSC |  |  | 44.22 | 2001-12-11 09:00 | Anjanece | 4 | 100 | N | N
HUBBELL | 1SBHA18PFSC | Y | HUBBELL , 1SBHA18PFSC |  |  | 44.31 | 2001-12-11 09:00 | Anjanece | 4 | 100 | N | N
HUBBELL | 1SBHA18PFSC | Y | HUBBELL , 1SBHA18PFSC |  |  | 44.36 | 2001-12-11 09:00 | Anjanece | 4 | 100 | N | N
HUBBELL | 1SBHA18PFSC | Y | HUBBELL , 1SBHA18PFSC |  |  | 44.46 | 2001-12-11 09:00 | Anjanece | 4 | 100 | N | N
HUBBELL | 1SBHA18PFSC | Y | HUBBELL , 1SBHA18PFSC |  |  | 44.5 | 2001-12-11 09:00 | Anjanece | 4 | 100 | N | N
HUBBELL | 1SBHA18PFSC | Y | HUBBELL , 1SBHA18PFSC |  |  | 44.65 | 2001-12-11 09:00 | Anjanece | 4 | 100 | N | N
HUBBELL | 1SBHA18PFSC | Y | HUBBELL , 1SBHA18PFSC |  |  | 44.67 | 2001-12-11 09:00 | Anjanece | 4 | 100 | N | N
HUBBELL | 1SBHA18PFSC | Y | HUBBELL , 1SBHA18PFSC |  |  | 44.68 | 2001-12-11 09:00 | Anjanece | 4 | 100 | N | N
HUBBELL | 1SBHA18PFSC | Y | HUBBELL , 1SBHA18PFSC |  |  | 44.88 | 2001-12-11 09:00 | Anjanece | 4 | 100 | N | N
HUBBELL | 1SBHA18PFSC | Y | HUBBELL , 1SBHA18PFSC |  |  | 44.93 | 2001-12-11 09:00 | Anjanece | 4 | 100 | N | N
HUBBELL | 1SBHA18PFSC | Y | HUBBELL , 1SBHA18PFSC |  |  | 45.08 | 2001-12-11 09:00 | Anjanece | 4 | 100 | N | N
HUBBELL | 1SBHA18PFSC | Y | HUBBELL , 1SBHA18PFSC |  |  | 45.15 | 2001-12-11 09:00 | Anjanece | 4 | 100 | N | N
HUBBELL | 1SBHA18PFSC | Y | HUBBELL , 1SBHA18PFSC |  |  | 45.16 | 2001-12-11 09:00 | Anjanece | 4 | 100 | N | N
HUBBELL | 1SBHA18PFSC | Y | HUBBELL , 1SBHA18PFSC |  |  | 45.37 | 2001-12-11 09:00 | Anjanece | 4 | 100 | N | N
HUBBELL | 1SBHA18PFSC | Y | HUBBELL , 1SBHA18PFSC |  |  | 45.45 | 2001-12-11 09:00 | Anjanece | 4 | 100 | N | N
HUBBELL | 1SBHA18PFSC | Y | HUBBELL , 1SBHA18PFSC |  |  | 45.64 | 2001-12-11 09:00 | Anjanece | 4 | 100 | N | N
HUBBELL | 1SBHA18PFSC | Y | HUBBELL , 1SBHA18PFSC |  |  | 45.89 | 2001-12-11 09:00 | Anjanece | 4 | 100 | N | N
HUBBELL | 1SBHA18PFSC | Y | HUBBELL , 1SBHA18PFSC |  |  | 46.58 | 2001-12-11 09:00 | Anjanece | 4 | 100 | N | N
HUBBELL | 1SBHA18PFSC | Y | HUBBELL , 1SBHA18PFSC |  |  | 47.16 | 2001-12-11 09:00 | Anjanece | 4 | 100 | N | N
HUBBELL | 1SBHA18PFSC | Y | HUBBELL , 1SBHA18PFSC |  |  | 49.33 | 2001-12-11 09:00 | Anjanece | 4 | 100 | N | N
HUBBELL | 1SBHA18PFSC | Y | HUBBELL , 1SBHA18PFSC |  |  | 51.63 | 2001-12-11 09:00 | Anjanece | 4 | 100 | N | N
HUBBELL | 1SBHA18PFSC | Y | HUBBELL , 1SBHA18PFSC |  |  | 51.72 | 2001-12-11 09:00 | Anjanece | 4 | 100 | N | N
HUBBELL | 1SBHA18PFSC | Y | HUBBELL , 1SBHA18PFSC |  |  | 57.58 | 2001-12-11 09:00 | Anjanece | 4 | 100 | N | N
HUBBELL | 1SBHA18PFSC | Y | HUBBELL , 1SBHA18PFSC |  |  | 58.93 | 2001-12-11 09:00 | Anjanece | 4 | 100 | N | N
HUBBELL | 1SBHA18PFSC | Y | HUBBELL , 1SBHA18PFSC |  |  | 58.99 | 2001-12-11 09:00 | Anjanece | 4 | 100 | N | N
HUBBELL | 1SBHA18PFSC | Y | HUBBELL , 1SBHA18PFSC |  |  | 60.11 | 2001-12-11 09:00 | Anjanece | 4 | 100 | N | N
HUBBELL | 1SBHA18PFSC | Y | HUBBELL , 1SBHA18PFSC |  |  | 60.28 | 2001-12-11 09:00 | Anjanece | 4 | 100 | N | N
HUBBELL | 1SBHA18PFSC | Y | HUBBELL , 1SBHA18PFSC |  |  | 60.29 | 2001-12-11 09:00 | Anjanece | 4 | 100 | N | N
HUBBELL | 1SBHA18PFSC | Y | HUBBELL , 1SBHA18PFSC |  |  | 61.32 | 2001-12-11 09:00 | Anjanece | 4 | 100 | N | N
HUBBELL | 1SBHA18PFSC | Y | HUBBELL , 1SBHA18PFSC |  |  | 61.34 | 2001-12-11 09:00 | Anjanece | 4 | 100 | N | N
HUBBELL | 1SBHA18PFSC | Y | HUBBELL , 1SBHA18PFSC |  |  | 61.9 | 2001-12-11 09:00 | Anjanece | 4 | 100 | N | N
HUBBELL | 1SBHA18PFSC | Y | HUBBELL , 1SBHA18PFSC |  |  | 62.2 | 2001-12-11 09:00 | Anjanece | 4 | 100 | N | N
HUBBELL | 1SBHA18PFSC | Y | HUBBELL , 1SBHA18PFSC |  |  | 62.48 | 2001-12-11 09:00 | Anjanece | 4 | 100 | N | N
HUBBELL | 1SBHA18PFSC | Y | HUBBELL , 1SBHA18PFSC |  |  | 63.42 | 2001-12-11 09:00 | Anjanece | 4 | 100 | N | N
HUBBELL | 1SBHA18PFSC | Y | HUBBELL , 1SBHA18PFSC |  |  | 63.44 | 2001-12-11 09:00 | Anjanece | 4 | 100 | N | N
HUBBELL | 1SBHA18PFSC | Y | HUBBELL , 1SBHA18PFSC |  |  | 64.41 | 2001-12-11 09:00 | Anjanece | 4 | 100 | N | N
HUBBELL | 1SBHA18PFSC | Y | HUBBELL , 1SBHA18PFSC |  |  | 64.82 | 2001-12-11 09:00 | Anjanece | 4 | 100 | N | N
HUBBELL | 1SBHA18PFSC | Y | HUBBELL , 1SBHA18PFSC |  |  | 65.04 | 2001-12-11 09:00 | Anjanece | 4 | 100 | N | N
HUBBELL | 1SBHA18PFSC | Y | HUBBELL , 1SBHA18PFSC |  |  | 65.14 | 2001-12-11 09:00 | Anjanece | 4 | 100 | N | N
HUBBELL | 1SBHA18PFSC | Y | HUBBELL , 1SBHA18PFSC |  |  | 65.16 | 2001-12-11 09:00 | Anjanece | 4 | 100 | N | N
HUBBELL | 1SBHA18PFSC | Y | HUBBELL , 1SBHA18PFSC |  |  | 65.17 | 2001-12-11 09:00 | Anjanece | 4 | 100 | N | N
HUBBELL | 1SBHA18PFSC | Y | HUBBELL , 1SBHA18PFSC |  |  | 65.18 | 2001-12-11 09:00 | Anjanece | 4 | 100 | N | N
HUBBELL | 1SBHA18PFSC | Y | HUBBELL , 1SBHA18PFSC |  |  | 65.2 | 2001-12-11 09:00 | Anjanece | 4 | 100 | N | N
HUBBELL | 1SBHA18PFSC | Y | HUBBELL , 1SBHA18PFSC |  |  | 65.21 | 2001-12-11 09:00 | Anjanece | 4 | 100 | N | N
HUBBELL | 1SBHA18PFSC | Y | HUBBELL , 1SBHA18PFSC |  |  | 65.22 | 2001-12-11 09:00 | Anjanece | 4 | 100 | N | N
HUBBELL | 1SBHA18PFSC | Y | HUBBELL , 1SBHA18PFSC |  |  | 66.33 | 2001-12-11 09:00 | Anjanece | 4 | 100 | N | N
HUBBELL | 1SBHA18PFSC | Y | HUBBELL , 1SBHA18PFSC |  |  | 66.51 | 2001-12-11 09:00 | Anjanece | 4 | 100 | N | N
HUBBELL | 1SBHA18PFSC | Y | HUBBELL , 1SBHA18PFSC |  |  | 66.53 | 2001-12-11 09:00 | Anjanece | 4 | 100 | N | N
HUBBELL | 1SBHA18PFSC | Y | HUBBELL , 1SBHA18PFSC |  |  | 66.56 | 2001-12-11 09:00 | Anjanece | 4 | 100 | N | N
HUBBELL | 1SBHA18PFSC | Y | HUBBELL , 1SBHA18PFSC |  |  | 66.62 | 2001-12-11 09:00 | Anjanece | 4 | 100 | N | N
HUBBELL | 1SBHA18PFSC | Y | HUBBELL , 1SBHA18PFSC |  |  | 66.63 | 2001-12-11 09:00 | Anjanece | 4 | 100 | N | N
HUBBELL | 1SBHA18PFSC | Y | HUBBELL , 1SBHA18PFSC |  |  | 66.65 | 2001-12-11 09:00 | Anjanece | 4 | 100 | N | N
HUBBELL | 1SBHA18PFSC | Y | HUBBELL , 1SBHA18PFSC |  |  | 66.69 | 2001-12-11 09:00 | Anjanece | 4 | 100 | N | N
HUBBELL | 1SBHA18PFSC | Y | HUBBELL , 1SBHA18PFSC |  |  | 66.71 | 2001-12-11 09:00 | Anjanece | 4 | 100 | N | N
HUBBELL | 1SBHA18PFSC | Y | HUBBELL , 1SBHA18PFSC |  |  | 66.78 | 2001-12-11 09:00 | Anjanece | 4 | 100 | N | N
HUBBELL | 1SBHA18PFSC | Y | HUBBELL , 1SBHA18PFSC |  |  | 66.85 | 2001-12-11 09:00 | Anjanece | 4 | 100 | N | N
HUBBELL | 1SBHA18PFSC | Y | HUBBELL , 1SBHA18PFSC |  |  | 66.87 | 2001-12-11 09:00 | Anjanece | 4 | 100 | N | N
HUBBELL | 1SBHA18PFSC | Y | HUBBELL , 1SBHA18PFSC |  |  | 66.99 | 2001-12-11 09:00 | Anjanece | 4 | 100 | N | N
HUBBELL | 1SBHA18PFSC | Y | HUBBELL , 1SBHA18PFSC |  |  | 67.13 | 2001-12-11 09:00 | Anjanece | 4 | 100 | N | N
HUBBELL | 1SBHA18PFSC | Y | HUBBELL , 1SBHA18PFSC |  |  | 67.22 | 2001-12-11 09:00 | Anjanece | 4 | 100 | N | N
HUBBELL | 1SBHA18PFSC | Y | HUBBELL , 1SBHA18PFSC |  |  | 67.33 | 2001-12-11 09:00 | Anjanece | 4 | 100 | N | N
HUBBELL | 1SBHA18PFSC | Y | HUBBELL , 1SBHA18PFSC |  |  | 67.35 | 2001-12-11 09:00 | Anjanece | 4 | 100 | N | N
HUBBELL | 1SBHA18PFSC | Y | HUBBELL , 1SBHA18PFSC |  |  | 67.49 | 2001-12-11 09:00 | Anjanece | 4 | 100 | N | N
HUBBELL | 1SBHA18PFSC | Y | HUBBELL , 1SBHA18PFSC |  |  | 67.59 | 2001-12-11 09:00 | Anjanece | 4 | 100 | N | N
HUBBELL | 1SBHA18PFSC | Y | HUBBELL , 1SBHA18PFSC |  |  | 68 | 2001-12-11 09:00 | Anjanece | 4 | 100 | N | N
HUBBELL | 1SBHA18PFSC | Y | HUBBELL , 1SBHA18PFSC |  |  | 68.12 | 2001-12-11 09:00 | Anjanece | 4 | 100 | N | N
HUBBELL | 1SBHA18PFSC | Y | HUBBELL , 1SBHA18PFSC |  |  | 68.13 | 2001-12-11 09:00 | Anjanece | 4 | 100 | N | N
HUBBELL | 1SBHA18PFSC | Y | HUBBELL , 1SBHA18PFSC |  |  | 68.3 | 2001-12-11 09:00 | Anjanece | 4 | 100 | N | N
HUBBELL | 1SBHA18PFSC | Y | HUBBELL , 1SBHA18PFSC |  |  | 68.39 | 2001-12-11 09:00 | Anjanece | 4 | 100 | N | N
HUBBELL | 1SBHA18PFSC | Y | HUBBELL , 1SBHA18PFSC |  |  | 68.41 | 2001-12-11 09:00 | Anjanece | 4 | 100 | N | N
HUBBELL | 1SBHA18PFSC | Y | HUBBELL , 1SBHA18PFSC |  |  | 68.43 | 2001-12-11 09:00 | Anjanece | 4 | 100 | N | N
HUBBELL | 1SBHA18PFSC | Y | HUBBELL , 1SBHA18PFSC |  |  | 68.51 | 2001-12-11 09:00 | Anjanece | 4 | 100 | N | N
HUBBELL | 1SBHA18PFSC | Y | HUBBELL , 1SBHA18PFSC |  |  | 68.58 | 2001-12-11 09:00 | Anjanece | 4 | 100 | N | N
HUBBELL | 1SBHA18PFSC | Y | HUBBELL , 1SBHA18PFSC |  |  | 68.68 | 2001-12-11 09:00 | Anjanece | 4 | 100 | N | N
HUBBELL | 1SBHA18PFSC | Y | HUBBELL , 1SBHA18PFSC |  |  | 68.76 | 2001-12-11 09:00 | Anjanece | 4 | 100 | N | N
HUBBELL | 1SBHA18PFSC | Y | HUBBELL , 1SBHA18PFSC |  |  | 68.77 | 2001-12-11 09:00 | Anjanece | 4 | 100 | N | N
HUBBELL | 1SBHA18PFSC | Y | HUBBELL , 1SBHA18PFSC |  |  | 68.79 | 2001-12-11 09:00 | Anjanece | 4 | 100 | N | N
HUBBELL | 1SBHA18PFSC | Y | HUBBELL , 1SBHA18PFSC |  |  | 68.84 | 2001-12-11 09:00 | Anjanece | 4 | 100 | N | N
HUBBELL | 1SBHA18PFSC | Y | HUBBELL , 1SBHA18PFSC |  |  | 68.87 | 2001-12-11 09:00 | Anjanece | 4 | 100 | N | N
HUBBELL | 1SBHA18PFSC | Y | HUBBELL , 1SBHA18PFSC |  |  | 69.05 | 2001-12-11 09:00 | Anjanece | 4 | 100 | N | N
HUBBELL | 1SBHA18PFSC | Y | HUBBELL , 1SBHA18PFSC |  |  | 69.85 | 2001-12-11 09:00 | Anjanece | 4 | 100 | N | N
HUBBELL | 1SBHA18PFSC | Y | HUBBELL , 1SBHA18PFSC |  |  | 69.99 | 2001-12-11 09:00 | Anjanece | 4 | 100 | N | N
HUBBELL | 1SBHA18PFSC | Y | HUBBELL , 1SBHA18PFSC |  |  | 70 | 2001-12-11 09:00 | Anjanece | 4 | 100 | N | N
HUBBELL | 1SBHA18PFSC | Y | HUBBELL , 1SBHA18PFSC |  |  | 70.05 | 2001-12-11 09:00 | Anjanece | 4 | 100 | N | N
HUBBELL | 1SBHA18PFSC | Y | HUBBELL , 1SBHA18PFSC |  |  | 70.13 | 2001-12-11 09:00 | Anjanece | 4 | 100 | N | N
HUBBELL | 1SBHA18PFSC | Y | HUBBELL , 1SBHA18PFSC |  |  | 70.16 | 2001-12-11 09:00 | Anjanece | 4 | 100 | N | N
HUBBELL | 1SBHA18PFSC | Y | HUBBELL , 1SBHA18PFSC |  |  | 70.18 | 2001-12-11 09:00 | Anjanece | 4 | 100 | N | N
HUBBELL | 1SBHA18PFSC | Y | HUBBELL , 1SBHA18PFSC |  |  | 70.25 | 2001-12-11 09:00 | Anjanece | 4 | 100 | N | N
HUBBELL | 1SBHA18PFSC | Y | HUBBELL , 1SBHA18PFSC |  |  | 70.39 | 2001-12-11 09:00 | Anjanece | 4 | 100 | N | N
HUBBELL | 1SBHA18PFSC | Y | HUBBELL , 1SBHA18PFSC |  |  | 70.41 | 2001-12-11 09:00 | Anjanece | 4 | 100 | N | N
HUBBELL | 1SBHA18PFSC | Y | HUBBELL , 1SBHA18PFSC |  |  | 70.43 | 2001-12-11 09:00 | Anjanece | 4 | 100 | N | N
HUBBELL | 1SBHA18PFSC | Y | HUBBELL , 1SBHA18PFSC |  |  | 70.44 | 2001-12-11 09:00 | Anjanece | 4 | 100 | N | N
HUBBELL | 1SBHA18PFSC | Y | HUBBELL , 1SBHA18PFSC |  |  | 70.58 | 2001-12-11 09:00 | Anjanece | 4 | 100 | N | N
HUBBELL | 1SBHA18PFSC | Y | HUBBELL , 1SBHA18PFSC |  |  | 70.61 | 2001-12-11 09:00 | Anjanece | 4 | 100 | N | N
HUBBELL | 1SBHA18PFSC | Y | HUBBELL , 1SBHA18PFSC |  |  | 70.62 | 2001-12-11 09:00 | Anjanece | 4 | 100 | N | N
HUBBELL | 1SBHA18PFSC | Y | HUBBELL , 1SBHA18PFSC |  |  | 71.58 | 2001-12-11 09:00 | Anjanece | 4 | 100 | N | N
HUBBELL | 1SBHA18PFSC | Y | HUBBELL , 1SBHA18PFSC |  |  | 75.01 | 2001-12-11 09:00 | Anjanece | 4 | 100 | N | N
HUBBELL | 1SBHA18PFSC | Y | HUBBELL , 1SBHA18PFSC |  | Storm Stores | 0 | 2018-04-16 10:05 | Anjanece | 4 | 100 | N | N
HUBBELL | 1SBHA18PFSC | Y | HUBBELL , 1SBHA18PFSC |  |  | 60.13 | 2018-04-16 10:05 | Anjanece | 4 | 100 | N | N
HUBBELL | 1SBHA18PFSC | Y | HUBBELL , 1SBHA18PFSC |  |  | 60.14 | 2018-04-16 10:05 | Anjanece | 4 | 100 | N | N
HUBBELL | 1SBHA18PFSC | Y | HUBBELL , 1SBHA18PFSC |  |  | 60.15 | 2018-04-16 10:05 | Anjanece | 4 | 100 | N | N
HUBBELL | 1SBHA18PFSC | Y | HUBBELL , 1SBHA18PFSC |  |  | 60.18 | 2018-04-16 10:05 | Anjanece | 4 | 100 | N | N
HUBBELL | 1SBHA18PFSC | Y | HUBBELL , 1SBHA18PFSC |  |  | 60.24 | 2018-04-16 10:05 | Anjanece | 4 | 100 | N | N
HUBBELL | 1SBHA18PFSC | Y | HUBBELL , 1SBHA18PFSC |  |  | 60.96 | 2018-04-16 10:05 | Anjanece | 4 | 100 | N | N
HUBBELL | 1SBHA18PFSC | Y | HUBBELL , 1SBHA18PFSC |  |  | 62.76 | 2018-04-16 10:05 | Anjanece | 4 | 100 | N | N
HUBBELL | 1SBHA18PFSC | Y | HUBBELL , 1SBHA18PFSC |  |  | 62.86 | 2018-04-16 10:05 | Anjanece | 4 | 100 | N | N
HUBBELL | 1SBHA18PFSC | Y | HUBBELL , 1SBHA18PFSC |  |  | 62.94 | 2018-04-16 10:05 | Anjanece | 4 | 100 | N | N
HUBBELL | 1SBHA18PFSC | Y | HUBBELL , 1SBHA18PFSC |  |  | 63.1 | 2018-04-16 10:05 | Anjanece | 4 | 100 | N | N
HUBBELL | 1SBHA18PFSC | Y | HUBBELL , 1SBHA18PFSC |  |  | 63.23 | 2018-04-16 10:05 | Anjanece | 4 | 100 | N | N
HUBBELL | 1SBHA18PFSC | Y | HUBBELL , 1SBHA18PFSC |  |  | 63.37 | 2018-04-16 10:05 | Anjanece | 4 | 100 | N | N
HUBBELL | 1SBHA18PFSC | Y | HUBBELL , 1SBHA18PFSC |  |  | 63.53 | 2018-04-16 10:05 | Anjanece | 4 | 100 | N | N
HUBBELL | 1SBHA18PFSC | Y | HUBBELL , 1SBHA18PFSC |  |  | 63.76 | 2018-04-16 10:05 | Anjanece | 4 | 100 | N | N
HUBBELL | 1SBHA18PFSC | Y | HUBBELL , 1SBHA18PFSC |  |  | 63.84 | 2018-04-16 10:05 | Anjanece | 4 | 100 | N | N
HUBBELL | 1SBHA18PFSC | Y | HUBBELL , 1SBHA18PFSC |  |  | 63.95 | 2018-04-16 10:05 | Anjanece | 4 | 100 | N | N
HUBBELL | 1SBHA18PFSC | Y | HUBBELL , 1SBHA18PFSC |  |  | 64.05 | 2018-04-16 10:05 | Anjanece | 4 | 100 | N | N
HUBBELL | 1SBHA18PFSC | Y | HUBBELL , 1SBHA18PFSC |  |  | 64.22 | 2018-04-16 10:05 | Anjanece | 4 | 100 | N | N
HUBBELL | 1SBHA18PFSC | Y | HUBBELL , 1SBHA18PFSC |  |  | 64.23 | 2018-04-16 10:05 | Anjanece | 4 | 100 | N | N
HUBBELL | 1SBHA18PFSC | Y | HUBBELL , 1SBHA18PFSC |  |  | 64.24 | 2018-04-16 10:05 | Anjanece | 4 | 100 | N | N
HUBBELL | 1SBHA18PFSC | Y | HUBBELL , 1SBHA18PFSC |  |  | 64.5 | 2018-04-16 10:05 | Anjanece | 4 | 100 | N | N
HUBBELL | 1SBHA18PFSC | Y | HUBBELL , 1SBHA18PFSC |  |  | 65.22 | 2018-04-16 10:05 | Anjanece | 4 | 100 | N | N
HYDROCOM INTERNATIONAL | AD20-S1-18-C-S9 | Y | HYDROCOM INTERNATIONAL , AD20-S1-18-C-S9 | JEA OVERHEAD DISTRIBUTION | CSC Stores | 43.66 | 2001-12-11 09:00 | Anjanece | 4 | 100 | N | N
HYDROCOM INTERNATIONAL | AD20-S1-18-C-S9 | Y | HYDROCOM INTERNATIONAL , AD20-S1-18-C-S9 |  |  | 43.7 | 2001-12-11 09:00 | Anjanece | 4 | 100 | N | N
HYDROCOM INTERNATIONAL | AD20-S1-18-C-S9 | Y | HYDROCOM INTERNATIONAL , AD20-S1-18-C-S9 |  |  | 43.75 | 2001-12-11 09:00 | Anjanece | 4 | 100 | N | N
HYDROCOM INTERNATIONAL | AD20-S1-18-C-S9 | Y | HYDROCOM INTERNATIONAL , AD20-S1-18-C-S9 |  |  | 43.77 | 2001-12-11 09:00 | Anjanece | 4 | 100 | N | N
HYDROCOM INTERNATIONAL | AD20-S1-18-C-S9 | Y | HYDROCOM INTERNATIONAL , AD20-S1-18-C-S9 |  |  | 43.78 | 2001-12-11 09:00 | Anjanece | 4 | 100 | N | N
HYDROCOM INTERNATIONAL | AD20-S1-18-C-S9 | Y | HYDROCOM INTERNATIONAL , AD20-S1-18-C-S9 |  |  | 43.82 | 2001-12-11 09:00 | Anjanece | 4 | 100 | N | N
HYDROCOM INTERNATIONAL | AD20-S1-18-C-S9 | Y | HYDROCOM INTERNATIONAL , AD20-S1-18-C-S9 |  |  | 43.89 | 2001-12-11 09:00 | Anjanece | 4 | 100 | N | N
HYDROCOM INTERNATIONAL | AD20-S1-18-C-S9 | Y | HYDROCOM INTERNATIONAL , AD20-S1-18-C-S9 |  |  | 43.97 | 2001-12-11 09:00 | Anjanece | 4 | 100 | N | N
HYDROCOM INTERNATIONAL | AD20-S1-18-C-S9 | Y | HYDROCOM INTERNATIONAL , AD20-S1-18-C-S9 |  |  | 43.99 | 2001-12-11 09:00 | Anjanece | 4 | 100 | N | N
HYDROCOM INTERNATIONAL | AD20-S1-18-C-S9 | Y | HYDROCOM INTERNATIONAL , AD20-S1-18-C-S9 |  |  | 44.19 | 2001-12-11 09:00 | Anjanece | 4 | 100 | N | N
HYDROCOM INTERNATIONAL | AD20-S1-18-C-S9 | Y | HYDROCOM INTERNATIONAL , AD20-S1-18-C-S9 |  |  | 44.22 | 2001-12-11 09:00 | Anjanece | 4 | 100 | N | N
HYDROCOM INTERNATIONAL | AD20-S1-18-C-S9 | Y | HYDROCOM INTERNATIONAL , AD20-S1-18-C-S9 |  |  | 44.31 | 2001-12-11 09:00 | Anjanece | 4 | 100 | N | N
HYDROCOM INTERNATIONAL | AD20-S1-18-C-S9 | Y | HYDROCOM INTERNATIONAL , AD20-S1-18-C-S9 |  |  | 44.36 | 2001-12-11 09:00 | Anjanece | 4 | 100 | N | N
HYDROCOM INTERNATIONAL | AD20-S1-18-C-S9 | Y | HYDROCOM INTERNATIONAL , AD20-S1-18-C-S9 |  |  | 44.46 | 2001-12-11 09:00 | Anjanece | 4 | 100 | N | N
HYDROCOM INTERNATIONAL | AD20-S1-18-C-S9 | Y | HYDROCOM INTERNATIONAL , AD20-S1-18-C-S9 |  |  | 44.5 | 2001-12-11 09:00 | Anjanece | 4 | 100 | N | N
HYDROCOM INTERNATIONAL | AD20-S1-18-C-S9 | Y | HYDROCOM INTERNATIONAL , AD20-S1-18-C-S9 |  |  | 44.65 | 2001-12-11 09:00 | Anjanece | 4 | 100 | N | N
HYDROCOM INTERNATIONAL | AD20-S1-18-C-S9 | Y | HYDROCOM INTERNATIONAL , AD20-S1-18-C-S9 |  |  | 44.67 | 2001-12-11 09:00 | Anjanece | 4 | 100 | N | N
HYDROCOM INTERNATIONAL | AD20-S1-18-C-S9 | Y | HYDROCOM INTERNATIONAL , AD20-S1-18-C-S9 |  |  | 44.68 | 2001-12-11 09:00 | Anjanece | 4 | 100 | N | N
HYDROCOM INTERNATIONAL | AD20-S1-18-C-S9 | Y | HYDROCOM INTERNATIONAL , AD20-S1-18-C-S9 |  |  | 44.88 | 2001-12-11 09:00 | Anjanece | 4 | 100 | N | N
HYDROCOM INTERNATIONAL | AD20-S1-18-C-S9 | Y | HYDROCOM INTERNATIONAL , AD20-S1-18-C-S9 |  |  | 44.93 | 2001-12-11 09:00 | Anjanece | 4 | 100 | N | N
HYDROCOM INTERNATIONAL | AD20-S1-18-C-S9 | Y | HYDROCOM INTERNATIONAL , AD20-S1-18-C-S9 |  |  | 45.08 | 2001-12-11 09:00 | Anjanece | 4 | 100 | N | N
HYDROCOM INTERNATIONAL | AD20-S1-18-C-S9 | Y | HYDROCOM INTERNATIONAL , AD20-S1-18-C-S9 |  |  | 45.15 | 2001-12-11 09:00 | Anjanece | 4 | 100 | N | N
HYDROCOM INTERNATIONAL | AD20-S1-18-C-S9 | Y | HYDROCOM INTERNATIONAL , AD20-S1-18-C-S9 |  |  | 45.16 | 2001-12-11 09:00 | Anjanece | 4 | 100 | N | N
HYDROCOM INTERNATIONAL | AD20-S1-18-C-S9 | Y | HYDROCOM INTERNATIONAL , AD20-S1-18-C-S9 |  |  | 45.37 | 2001-12-11 09:00 | Anjanece | 4 | 100 | N | N
HYDROCOM INTERNATIONAL | AD20-S1-18-C-S9 | Y | HYDROCOM INTERNATIONAL , AD20-S1-18-C-S9 |  |  | 45.45 | 2001-12-11 09:00 | Anjanece | 4 | 100 | N | N
HYDROCOM INTERNATIONAL | AD20-S1-18-C-S9 | Y | HYDROCOM INTERNATIONAL , AD20-S1-18-C-S9 |  |  | 45.64 | 2001-12-11 09:00 | Anjanece | 4 | 100 | N | N
HYDROCOM INTERNATIONAL | AD20-S1-18-C-S9 | Y | HYDROCOM INTERNATIONAL , AD20-S1-18-C-S9 |  |  | 45.89 | 2001-12-11 09:00 | Anjanece | 4 | 100 | N | N
HYDROCOM INTERNATIONAL | AD20-S1-18-C-S9 | Y | HYDROCOM INTERNATIONAL , AD20-S1-18-C-S9 |  |  | 46.58 | 2001-12-11 09:00 | Anjanece | 4 | 100 | N | N
HYDROCOM INTERNATIONAL | AD20-S1-18-C-S9 | Y | HYDROCOM INTERNATIONAL , AD20-S1-18-C-S9 |  |  | 47.16 | 2001-12-11 09:00 | Anjanece | 4 | 100 | N | N
HYDROCOM INTERNATIONAL | AD20-S1-18-C-S9 | Y | HYDROCOM INTERNATIONAL , AD20-S1-18-C-S9 |  |  | 49.33 | 2001-12-11 09:00 | Anjanece | 4 | 100 | N | N
HYDROCOM INTERNATIONAL | AD20-S1-18-C-S9 | Y | HYDROCOM INTERNATIONAL , AD20-S1-18-C-S9 |  |  | 51.63 | 2001-12-11 09:00 | Anjanece | 4 | 100 | N | N
HYDROCOM INTERNATIONAL | AD20-S1-18-C-S9 | Y | HYDROCOM INTERNATIONAL , AD20-S1-18-C-S9 |  |  | 51.72 | 2001-12-11 09:00 | Anjanece | 4 | 100 | N | N
HYDROCOM INTERNATIONAL | AD20-S1-18-C-S9 | Y | HYDROCOM INTERNATIONAL , AD20-S1-18-C-S9 |  |  | 57.58 | 2001-12-11 09:00 | Anjanece | 4 | 100 | N | N
HYDROCOM INTERNATIONAL | AD20-S1-18-C-S9 | Y | HYDROCOM INTERNATIONAL , AD20-S1-18-C-S9 |  |  | 58.93 | 2001-12-11 09:00 | Anjanece | 4 | 100 | N | N
HYDROCOM INTERNATIONAL | AD20-S1-18-C-S9 | Y | HYDROCOM INTERNATIONAL , AD20-S1-18-C-S9 |  |  | 58.99 | 2001-12-11 09:00 | Anjanece | 4 | 100 | N | N
HYDROCOM INTERNATIONAL | AD20-S1-18-C-S9 | Y | HYDROCOM INTERNATIONAL , AD20-S1-18-C-S9 |  |  | 60.11 | 2001-12-11 09:00 | Anjanece | 4 | 100 | N | N
HYDROCOM INTERNATIONAL | AD20-S1-18-C-S9 | Y | HYDROCOM INTERNATIONAL , AD20-S1-18-C-S9 |  |  | 60.28 | 2001-12-11 09:00 | Anjanece | 4 | 100 | N | N
HYDROCOM INTERNATIONAL | AD20-S1-18-C-S9 | Y | HYDROCOM INTERNATIONAL , AD20-S1-18-C-S9 |  |  | 60.29 | 2001-12-11 09:00 | Anjanece | 4 | 100 | N | N
HYDROCOM INTERNATIONAL | AD20-S1-18-C-S9 | Y | HYDROCOM INTERNATIONAL , AD20-S1-18-C-S9 |  |  | 61.32 | 2001-12-11 09:00 | Anjanece | 4 | 100 | N | N
HYDROCOM INTERNATIONAL | AD20-S1-18-C-S9 | Y | HYDROCOM INTERNATIONAL , AD20-S1-18-C-S9 |  |  | 61.34 | 2001-12-11 09:00 | Anjanece | 4 | 100 | N | N
HYDROCOM INTERNATIONAL | AD20-S1-18-C-S9 | Y | HYDROCOM INTERNATIONAL , AD20-S1-18-C-S9 |  |  | 61.9 | 2001-12-11 09:00 | Anjanece | 4 | 100 | N | N
HYDROCOM INTERNATIONAL | AD20-S1-18-C-S9 | Y | HYDROCOM INTERNATIONAL , AD20-S1-18-C-S9 |  |  | 62.2 | 2001-12-11 09:00 | Anjanece | 4 | 100 | N | N
HYDROCOM INTERNATIONAL | AD20-S1-18-C-S9 | Y | HYDROCOM INTERNATIONAL , AD20-S1-18-C-S9 |  |  | 62.48 | 2001-12-11 09:00 | Anjanece | 4 | 100 | N | N
HYDROCOM INTERNATIONAL | AD20-S1-18-C-S9 | Y | HYDROCOM INTERNATIONAL , AD20-S1-18-C-S9 |  |  | 63.42 | 2001-12-11 09:00 | Anjanece | 4 | 100 | N | N
HYDROCOM INTERNATIONAL | AD20-S1-18-C-S9 | Y | HYDROCOM INTERNATIONAL , AD20-S1-18-C-S9 |  |  | 63.44 | 2001-12-11 09:00 | Anjanece | 4 | 100 | N | N
HYDROCOM INTERNATIONAL | AD20-S1-18-C-S9 | Y | HYDROCOM INTERNATIONAL , AD20-S1-18-C-S9 |  |  | 64.41 | 2001-12-11 09:00 | Anjanece | 4 | 100 | N | N
HYDROCOM INTERNATIONAL | AD20-S1-18-C-S9 | Y | HYDROCOM INTERNATIONAL , AD20-S1-18-C-S9 |  |  | 64.82 | 2001-12-11 09:00 | Anjanece | 4 | 100 | N | N
HYDROCOM INTERNATIONAL | AD20-S1-18-C-S9 | Y | HYDROCOM INTERNATIONAL , AD20-S1-18-C-S9 |  |  | 65.04 | 2001-12-11 09:00 | Anjanece | 4 | 100 | N | N
HYDROCOM INTERNATIONAL | AD20-S1-18-C-S9 | Y | HYDROCOM INTERNATIONAL , AD20-S1-18-C-S9 |  |  | 65.14 | 2001-12-11 09:00 | Anjanece | 4 | 100 | N | N
HYDROCOM INTERNATIONAL | AD20-S1-18-C-S9 | Y | HYDROCOM INTERNATIONAL , AD20-S1-18-C-S9 |  |  | 65.16 | 2001-12-11 09:00 | Anjanece | 4 | 100 | N | N
HYDROCOM INTERNATIONAL | AD20-S1-18-C-S9 | Y | HYDROCOM INTERNATIONAL , AD20-S1-18-C-S9 |  |  | 65.17 | 2001-12-11 09:00 | Anjanece | 4 | 100 | N | N
HYDROCOM INTERNATIONAL | AD20-S1-18-C-S9 | Y | HYDROCOM INTERNATIONAL , AD20-S1-18-C-S9 |  |  | 65.18 | 2001-12-11 09:00 | Anjanece | 4 | 100 | N | N
HYDROCOM INTERNATIONAL | AD20-S1-18-C-S9 | Y | HYDROCOM INTERNATIONAL , AD20-S1-18-C-S9 |  |  | 65.2 | 2001-12-11 09:00 | Anjanece | 4 | 100 | N | N
HYDROCOM INTERNATIONAL | AD20-S1-18-C-S9 | Y | HYDROCOM INTERNATIONAL , AD20-S1-18-C-S9 |  |  | 65.21 | 2001-12-11 09:00 | Anjanece | 4 | 100 | N | N
HYDROCOM INTERNATIONAL | AD20-S1-18-C-S9 | Y | HYDROCOM INTERNATIONAL , AD20-S1-18-C-S9 |  |  | 65.22 | 2001-12-11 09:00 | Anjanece | 4 | 100 | N | N
HYDROCOM INTERNATIONAL | AD20-S1-18-C-S9 | Y | HYDROCOM INTERNATIONAL , AD20-S1-18-C-S9 |  |  | 66.33 | 2001-12-11 09:00 | Anjanece | 4 | 100 | N | N
HYDROCOM INTERNATIONAL | AD20-S1-18-C-S9 | Y | HYDROCOM INTERNATIONAL , AD20-S1-18-C-S9 |  |  | 66.51 | 2001-12-11 09:00 | Anjanece | 4 | 100 | N | N
HYDROCOM INTERNATIONAL | AD20-S1-18-C-S9 | Y | HYDROCOM INTERNATIONAL , AD20-S1-18-C-S9 |  |  | 66.53 | 2001-12-11 09:00 | Anjanece | 4 | 100 | N | N
HYDROCOM INTERNATIONAL | AD20-S1-18-C-S9 | Y | HYDROCOM INTERNATIONAL , AD20-S1-18-C-S9 |  |  | 66.56 | 2001-12-11 09:00 | Anjanece | 4 | 100 | N | N
HYDROCOM INTERNATIONAL | AD20-S1-18-C-S9 | Y | HYDROCOM INTERNATIONAL , AD20-S1-18-C-S9 |  |  | 66.62 | 2001-12-11 09:00 | Anjanece | 4 | 100 | N | N
HYDROCOM INTERNATIONAL | AD20-S1-18-C-S9 | Y | HYDROCOM INTERNATIONAL , AD20-S1-18-C-S9 |  |  | 66.63 | 2001-12-11 09:00 | Anjanece | 4 | 100 | N | N
HYDROCOM INTERNATIONAL | AD20-S1-18-C-S9 | Y | HYDROCOM INTERNATIONAL , AD20-S1-18-C-S9 |  |  | 66.65 | 2001-12-11 09:00 | Anjanece | 4 | 100 | N | N
HYDROCOM INTERNATIONAL | AD20-S1-18-C-S9 | Y | HYDROCOM INTERNATIONAL , AD20-S1-18-C-S9 |  |  | 66.69 | 2001-12-11 09:00 | Anjanece | 4 | 100 | N | N
HYDROCOM INTERNATIONAL | AD20-S1-18-C-S9 | Y | HYDROCOM INTERNATIONAL , AD20-S1-18-C-S9 |  |  | 66.71 | 2001-12-11 09:00 | Anjanece | 4 | 100 | N | N
HYDROCOM INTERNATIONAL | AD20-S1-18-C-S9 | Y | HYDROCOM INTERNATIONAL , AD20-S1-18-C-S9 |  |  | 66.78 | 2001-12-11 09:00 | Anjanece | 4 | 100 | N | N
HYDROCOM INTERNATIONAL | AD20-S1-18-C-S9 | Y | HYDROCOM INTERNATIONAL , AD20-S1-18-C-S9 |  |  | 66.85 | 2001-12-11 09:00 | Anjanece | 4 | 100 | N | N
HYDROCOM INTERNATIONAL | AD20-S1-18-C-S9 | Y | HYDROCOM INTERNATIONAL , AD20-S1-18-C-S9 |  |  | 66.87 | 2001-12-11 09:00 | Anjanece | 4 | 100 | N | N
HYDROCOM INTERNATIONAL | AD20-S1-18-C-S9 | Y | HYDROCOM INTERNATIONAL , AD20-S1-18-C-S9 |  |  | 66.99 | 2001-12-11 09:00 | Anjanece | 4 | 100 | N | N
HYDROCOM INTERNATIONAL | AD20-S1-18-C-S9 | Y | HYDROCOM INTERNATIONAL , AD20-S1-18-C-S9 |  |  | 67.13 | 2001-12-11 09:00 | Anjanece | 4 | 100 | N | N
HYDROCOM INTERNATIONAL | AD20-S1-18-C-S9 | Y | HYDROCOM INTERNATIONAL , AD20-S1-18-C-S9 |  |  | 67.22 | 2001-12-11 09:00 | Anjanece | 4 | 100 | N | N
HYDROCOM INTERNATIONAL | AD20-S1-18-C-S9 | Y | HYDROCOM INTERNATIONAL , AD20-S1-18-C-S9 |  |  | 67.33 | 2001-12-11 09:00 | Anjanece | 4 | 100 | N | N
HYDROCOM INTERNATIONAL | AD20-S1-18-C-S9 | Y | HYDROCOM INTERNATIONAL , AD20-S1-18-C-S9 |  |  | 67.35 | 2001-12-11 09:00 | Anjanece | 4 | 100 | N | N
HYDROCOM INTERNATIONAL | AD20-S1-18-C-S9 | Y | HYDROCOM INTERNATIONAL , AD20-S1-18-C-S9 |  |  | 67.49 | 2001-12-11 09:00 | Anjanece | 4 | 100 | N | N
HYDROCOM INTERNATIONAL | AD20-S1-18-C-S9 | Y | HYDROCOM INTERNATIONAL , AD20-S1-18-C-S9 |  |  | 67.59 | 2001-12-11 09:00 | Anjanece | 4 | 100 | N | N
HYDROCOM INTERNATIONAL | AD20-S1-18-C-S9 | Y | HYDROCOM INTERNATIONAL , AD20-S1-18-C-S9 |  |  | 68 | 2001-12-11 09:00 | Anjanece | 4 | 100 | N | N
HYDROCOM INTERNATIONAL | AD20-S1-18-C-S9 | Y | HYDROCOM INTERNATIONAL , AD20-S1-18-C-S9 |  |  | 68.12 | 2001-12-11 09:00 | Anjanece | 4 | 100 | N | N
HYDROCOM INTERNATIONAL | AD20-S1-18-C-S9 | Y | HYDROCOM INTERNATIONAL , AD20-S1-18-C-S9 |  |  | 68.13 | 2001-12-11 09:00 | Anjanece | 4 | 100 | N | N
HYDROCOM INTERNATIONAL | AD20-S1-18-C-S9 | Y | HYDROCOM INTERNATIONAL , AD20-S1-18-C-S9 |  |  | 68.3 | 2001-12-11 09:00 | Anjanece | 4 | 100 | N | N
HYDROCOM INTERNATIONAL | AD20-S1-18-C-S9 | Y | HYDROCOM INTERNATIONAL , AD20-S1-18-C-S9 |  |  | 68.39 | 2001-12-11 09:00 | Anjanece | 4 | 100 | N | N
HYDROCOM INTERNATIONAL | AD20-S1-18-C-S9 | Y | HYDROCOM INTERNATIONAL , AD20-S1-18-C-S9 |  |  | 68.41 | 2001-12-11 09:00 | Anjanece | 4 | 100 | N | N
HYDROCOM INTERNATIONAL | AD20-S1-18-C-S9 | Y | HYDROCOM INTERNATIONAL , AD20-S1-18-C-S9 |  |  | 68.43 | 2001-12-11 09:00 | Anjanece | 4 | 100 | N | N
HYDROCOM INTERNATIONAL | AD20-S1-18-C-S9 | Y | HYDROCOM INTERNATIONAL , AD20-S1-18-C-S9 |  |  | 68.51 | 2001-12-11 09:00 | Anjanece | 4 | 100 | N | N
HYDROCOM INTERNATIONAL | AD20-S1-18-C-S9 | Y | HYDROCOM INTERNATIONAL , AD20-S1-18-C-S9 |  |  | 68.58 | 2001-12-11 09:00 | Anjanece | 4 | 100 | N | N
HYDROCOM INTERNATIONAL | AD20-S1-18-C-S9 | Y | HYDROCOM INTERNATIONAL , AD20-S1-18-C-S9 |  |  | 68.68 | 2001-12-11 09:00 | Anjanece | 4 | 100 | N | N
HYDROCOM INTERNATIONAL | AD20-S1-18-C-S9 | Y | HYDROCOM INTERNATIONAL , AD20-S1-18-C-S9 |  |  | 68.76 | 2001-12-11 09:00 | Anjanece | 4 | 100 | N | N
HYDROCOM INTERNATIONAL | AD20-S1-18-C-S9 | Y | HYDROCOM INTERNATIONAL , AD20-S1-18-C-S9 |  |  | 68.77 | 2001-12-11 09:00 | Anjanece | 4 | 100 | N | N
HYDROCOM INTERNATIONAL | AD20-S1-18-C-S9 | Y | HYDROCOM INTERNATIONAL , AD20-S1-18-C-S9 |  |  | 68.79 | 2001-12-11 09:00 | Anjanece | 4 | 100 | N | N
HYDROCOM INTERNATIONAL | AD20-S1-18-C-S9 | Y | HYDROCOM INTERNATIONAL , AD20-S1-18-C-S9 |  |  | 68.84 | 2001-12-11 09:00 | Anjanece | 4 | 100 | N | N
HYDROCOM INTERNATIONAL | AD20-S1-18-C-S9 | Y | HYDROCOM INTERNATIONAL , AD20-S1-18-C-S9 |  |  | 68.87 | 2001-12-11 09:00 | Anjanece | 4 | 100 | N | N
HYDROCOM INTERNATIONAL | AD20-S1-18-C-S9 | Y | HYDROCOM INTERNATIONAL , AD20-S1-18-C-S9 |  |  | 69.05 | 2001-12-11 09:00 | Anjanece | 4 | 100 | N | N
HYDROCOM INTERNATIONAL | AD20-S1-18-C-S9 | Y | HYDROCOM INTERNATIONAL , AD20-S1-18-C-S9 |  |  | 69.85 | 2001-12-11 09:00 | Anjanece | 4 | 100 | N | N
HYDROCOM INTERNATIONAL | AD20-S1-18-C-S9 | Y | HYDROCOM INTERNATIONAL , AD20-S1-18-C-S9 |  |  | 69.99 | 2001-12-11 09:00 | Anjanece | 4 | 100 | N | N
HYDROCOM INTERNATIONAL | AD20-S1-18-C-S9 | Y | HYDROCOM INTERNATIONAL , AD20-S1-18-C-S9 |  |  | 70 | 2001-12-11 09:00 | Anjanece | 4 | 100 | N | N
HYDROCOM INTERNATIONAL | AD20-S1-18-C-S9 | Y | HYDROCOM INTERNATIONAL , AD20-S1-18-C-S9 |  |  | 70.05 | 2001-12-11 09:00 | Anjanece | 4 | 100 | N | N
HYDROCOM INTERNATIONAL | AD20-S1-18-C-S9 | Y | HYDROCOM INTERNATIONAL , AD20-S1-18-C-S9 |  |  | 70.13 | 2001-12-11 09:00 | Anjanece | 4 | 100 | N | N
HYDROCOM INTERNATIONAL | AD20-S1-18-C-S9 | Y | HYDROCOM INTERNATIONAL , AD20-S1-18-C-S9 |  |  | 70.16 | 2001-12-11 09:00 | Anjanece | 4 | 100 | N | N
HYDROCOM INTERNATIONAL | AD20-S1-18-C-S9 | Y | HYDROCOM INTERNATIONAL , AD20-S1-18-C-S9 |  |  | 70.18 | 2001-12-11 09:00 | Anjanece | 4 | 100 | N | N
HYDROCOM INTERNATIONAL | AD20-S1-18-C-S9 | Y | HYDROCOM INTERNATIONAL , AD20-S1-18-C-S9 |  |  | 70.25 | 2001-12-11 09:00 | Anjanece | 4 | 100 | N | N
HYDROCOM INTERNATIONAL | AD20-S1-18-C-S9 | Y | HYDROCOM INTERNATIONAL , AD20-S1-18-C-S9 |  |  | 70.39 | 2001-12-11 09:00 | Anjanece | 4 | 100 | N | N
HYDROCOM INTERNATIONAL | AD20-S1-18-C-S9 | Y | HYDROCOM INTERNATIONAL , AD20-S1-18-C-S9 |  |  | 70.41 | 2001-12-11 09:00 | Anjanece | 4 | 100 | N | N
HYDROCOM INTERNATIONAL | AD20-S1-18-C-S9 | Y | HYDROCOM INTERNATIONAL , AD20-S1-18-C-S9 |  |  | 70.43 | 2001-12-11 09:00 | Anjanece | 4 | 100 | N | N
HYDROCOM INTERNATIONAL | AD20-S1-18-C-S9 | Y | HYDROCOM INTERNATIONAL , AD20-S1-18-C-S9 |  |  | 70.44 | 2001-12-11 09:00 | Anjanece | 4 | 100 | N | N
HYDROCOM INTERNATIONAL | AD20-S1-18-C-S9 | Y | HYDROCOM INTERNATIONAL , AD20-S1-18-C-S9 |  |  | 70.58 | 2001-12-11 09:00 | Anjanece | 4 | 100 | N | N
HYDROCOM INTERNATIONAL | AD20-S1-18-C-S9 | Y | HYDROCOM INTERNATIONAL , AD20-S1-18-C-S9 |  |  | 70.61 | 2001-12-11 09:00 | Anjanece | 4 | 100 | N | N
HYDROCOM INTERNATIONAL | AD20-S1-18-C-S9 | Y | HYDROCOM INTERNATIONAL , AD20-S1-18-C-S9 |  |  | 70.62 | 2001-12-11 09:00 | Anjanece | 4 | 100 | N | N
HYDROCOM INTERNATIONAL | AD20-S1-18-C-S9 | Y | HYDROCOM INTERNATIONAL , AD20-S1-18-C-S9 |  |  | 71.58 | 2001-12-11 09:00 | Anjanece | 4 | 100 | N | N
HYDROCOM INTERNATIONAL | AD20-S1-18-C-S9 | Y | HYDROCOM INTERNATIONAL , AD20-S1-18-C-S9 |  |  | 75.01 | 2001-12-11 09:00 | Anjanece | 4 | 100 | N | N
HYDROCOM INTERNATIONAL | AD20-S1-18-C-S9 | Y | HYDROCOM INTERNATIONAL , AD20-S1-18-C-S9 |  | Storm Stores | 0 | 2018-04-16 10:05 | Anjanece | 4 | 100 | N | N
HYDROCOM INTERNATIONAL | AD20-S1-18-C-S9 | Y | HYDROCOM INTERNATIONAL , AD20-S1-18-C-S9 |  |  | 60.13 | 2018-04-16 10:05 | Anjanece | 4 | 100 | N | N
HYDROCOM INTERNATIONAL | AD20-S1-18-C-S9 | Y | HYDROCOM INTERNATIONAL , AD20-S1-18-C-S9 |  |  | 60.14 | 2018-04-16 10:05 | Anjanece | 4 | 100 | N | N
HYDROCOM INTERNATIONAL | AD20-S1-18-C-S9 | Y | HYDROCOM INTERNATIONAL , AD20-S1-18-C-S9 |  |  | 60.15 | 2018-04-16 10:05 | Anjanece | 4 | 100 | N | N
HYDROCOM INTERNATIONAL | AD20-S1-18-C-S9 | Y | HYDROCOM INTERNATIONAL , AD20-S1-18-C-S9 |  |  | 60.18 | 2018-04-16 10:05 | Anjanece | 4 | 100 | N | N
HYDROCOM INTERNATIONAL | AD20-S1-18-C-S9 | Y | HYDROCOM INTERNATIONAL , AD20-S1-18-C-S9 |  |  | 60.24 | 2018-04-16 10:05 | Anjanece | 4 | 100 | N | N
HYDROCOM INTERNATIONAL | AD20-S1-18-C-S9 | Y | HYDROCOM INTERNATIONAL , AD20-S1-18-C-S9 |  |  | 60.96 | 2018-04-16 10:05 | Anjanece | 4 | 100 | N | N
HYDROCOM INTERNATIONAL | AD20-S1-18-C-S9 | Y | HYDROCOM INTERNATIONAL , AD20-S1-18-C-S9 |  |  | 62.76 | 2018-04-16 10:05 | Anjanece | 4 | 100 | N | N
HYDROCOM INTERNATIONAL | AD20-S1-18-C-S9 | Y | HYDROCOM INTERNATIONAL , AD20-S1-18-C-S9 |  |  | 62.86 | 2018-04-16 10:05 | Anjanece | 4 | 100 | N | N
HYDROCOM INTERNATIONAL | AD20-S1-18-C-S9 | Y | HYDROCOM INTERNATIONAL , AD20-S1-18-C-S9 |  |  | 62.94 | 2018-04-16 10:05 | Anjanece | 4 | 100 | N | N
HYDROCOM INTERNATIONAL | AD20-S1-18-C-S9 | Y | HYDROCOM INTERNATIONAL , AD20-S1-18-C-S9 |  |  | 63.1 | 2018-04-16 10:05 | Anjanece | 4 | 100 | N | N
HYDROCOM INTERNATIONAL | AD20-S1-18-C-S9 | Y | HYDROCOM INTERNATIONAL , AD20-S1-18-C-S9 |  |  | 63.23 | 2018-04-16 10:05 | Anjanece | 4 | 100 | N | N
HYDROCOM INTERNATIONAL | AD20-S1-18-C-S9 | Y | HYDROCOM INTERNATIONAL , AD20-S1-18-C-S9 |  |  | 63.37 | 2018-04-16 10:05 | Anjanece | 4 | 100 | N | N
HYDROCOM INTERNATIONAL | AD20-S1-18-C-S9 | Y | HYDROCOM INTERNATIONAL , AD20-S1-18-C-S9 |  |  | 63.53 | 2018-04-16 10:05 | Anjanece | 4 | 100 | N | N
HYDROCOM INTERNATIONAL | AD20-S1-18-C-S9 | Y | HYDROCOM INTERNATIONAL , AD20-S1-18-C-S9 |  |  | 63.76 | 2018-04-16 10:05 | Anjanece | 4 | 100 | N | N
HYDROCOM INTERNATIONAL | AD20-S1-18-C-S9 | Y | HYDROCOM INTERNATIONAL , AD20-S1-18-C-S9 |  |  | 63.84 | 2018-04-16 10:05 | Anjanece | 4 | 100 | N | N
HYDROCOM INTERNATIONAL | AD20-S1-18-C-S9 | Y | HYDROCOM INTERNATIONAL , AD20-S1-18-C-S9 |  |  | 63.95 | 2018-04-16 10:05 | Anjanece | 4 | 100 | N | N
HYDROCOM INTERNATIONAL | AD20-S1-18-C-S9 | Y | HYDROCOM INTERNATIONAL , AD20-S1-18-C-S9 |  |  | 64.05 | 2018-04-16 10:05 | Anjanece | 4 | 100 | N | N
HYDROCOM INTERNATIONAL | AD20-S1-18-C-S9 | Y | HYDROCOM INTERNATIONAL , AD20-S1-18-C-S9 |  |  | 64.22 | 2018-04-16 10:05 | Anjanece | 4 | 100 | N | N
HYDROCOM INTERNATIONAL | AD20-S1-18-C-S9 | Y | HYDROCOM INTERNATIONAL , AD20-S1-18-C-S9 |  |  | 64.23 | 2018-04-16 10:05 | Anjanece | 4 | 100 | N | N
HYDROCOM INTERNATIONAL | AD20-S1-18-C-S9 | Y | HYDROCOM INTERNATIONAL , AD20-S1-18-C-S9 |  |  | 64.24 | 2018-04-16 10:05 | Anjanece | 4 | 100 | N | N
HYDROCOM INTERNATIONAL | AD20-S1-18-C-S9 | Y | HYDROCOM INTERNATIONAL , AD20-S1-18-C-S9 |  |  | 64.5 | 2018-04-16 10:05 | Anjanece | 4 | 100 | N | N
HYDROCOM INTERNATIONAL | AD20-S1-18-C-S9 | Y | HYDROCOM INTERNATIONAL , AD20-S1-18-C-S9 |  |  | 65.22 | 2018-04-16 10:05 | Anjanece | 4 | 100 | N | N
MACLEAN POWER SYSTEMS | G1HAA618AHSC | Y | MACLEAN POWER SYSTEMS , G1HAA618AHSC | JEA OVERHEAD DISTRIBUTION | CSC Stores | 43.66 | 2001-12-11 09:00 | Anjanece | 4 | 100 | N | N
MACLEAN POWER SYSTEMS | G1HAA618AHSC | Y | MACLEAN POWER SYSTEMS , G1HAA618AHSC |  |  | 43.7 | 2001-12-11 09:00 | Anjanece | 4 | 100 | N | N
MACLEAN POWER SYSTEMS | G1HAA618AHSC | Y | MACLEAN POWER SYSTEMS , G1HAA618AHSC |  |  | 43.75 | 2001-12-11 09:00 | Anjanece | 4 | 100 | N | N
MACLEAN POWER SYSTEMS | G1HAA618AHSC | Y | MACLEAN POWER SYSTEMS , G1HAA618AHSC |  |  | 43.77 | 2001-12-11 09:00 | Anjanece | 4 | 100 | N | N
MACLEAN POWER SYSTEMS | G1HAA618AHSC | Y | MACLEAN POWER SYSTEMS , G1HAA618AHSC |  |  | 43.78 | 2001-12-11 09:00 | Anjanece | 4 | 100 | N | N
MACLEAN POWER SYSTEMS | G1HAA618AHSC | Y | MACLEAN POWER SYSTEMS , G1HAA618AHSC |  |  | 43.82 | 2001-12-11 09:00 | Anjanece | 4 | 100 | N | N
MACLEAN POWER SYSTEMS | G1HAA618AHSC | Y | MACLEAN POWER SYSTEMS , G1HAA618AHSC |  |  | 43.89 | 2001-12-11 09:00 | Anjanece | 4 | 100 | N | N
MACLEAN POWER SYSTEMS | G1HAA618AHSC | Y | MACLEAN POWER SYSTEMS , G1HAA618AHSC |  |  | 43.97 | 2001-12-11 09:00 | Anjanece | 4 | 100 | N | N
MACLEAN POWER SYSTEMS | G1HAA618AHSC | Y | MACLEAN POWER SYSTEMS , G1HAA618AHSC |  |  | 43.99 | 2001-12-11 09:00 | Anjanece | 4 | 100 | N | N
MACLEAN POWER SYSTEMS | G1HAA618AHSC | Y | MACLEAN POWER SYSTEMS , G1HAA618AHSC |  |  | 44.19 | 2001-12-11 09:00 | Anjanece | 4 | 100 | N | N
MACLEAN POWER SYSTEMS | G1HAA618AHSC | Y | MACLEAN POWER SYSTEMS , G1HAA618AHSC |  |  | 44.22 | 2001-12-11 09:00 | Anjanece | 4 | 100 | N | N
MACLEAN POWER SYSTEMS | G1HAA618AHSC | Y | MACLEAN POWER SYSTEMS , G1HAA618AHSC |  |  | 44.31 | 2001-12-11 09:00 | Anjanece | 4 | 100 | N | N
MACLEAN POWER SYSTEMS | G1HAA618AHSC | Y | MACLEAN POWER SYSTEMS , G1HAA618AHSC |  |  | 44.36 | 2001-12-11 09:00 | Anjanece | 4 | 100 | N | N
MACLEAN POWER SYSTEMS | G1HAA618AHSC | Y | MACLEAN POWER SYSTEMS , G1HAA618AHSC |  |  | 44.46 | 2001-12-11 09:00 | Anjanece | 4 | 100 | N | N
MACLEAN POWER SYSTEMS | G1HAA618AHSC | Y | MACLEAN POWER SYSTEMS , G1HAA618AHSC |  |  | 44.5 | 2001-12-11 09:00 | Anjanece | 4 | 100 | N | N
MACLEAN POWER SYSTEMS | G1HAA618AHSC | Y | MACLEAN POWER SYSTEMS , G1HAA618AHSC |  |  | 44.65 | 2001-12-11 09:00 | Anjanece | 4 | 100 | N | N
MACLEAN POWER SYSTEMS | G1HAA618AHSC | Y | MACLEAN POWER SYSTEMS , G1HAA618AHSC |  |  | 44.67 | 2001-12-11 09:00 | Anjanece | 4 | 100 | N | N
MACLEAN POWER SYSTEMS | G1HAA618AHSC | Y | MACLEAN POWER SYSTEMS , G1HAA618AHSC |  |  | 44.68 | 2001-12-11 09:00 | Anjanece | 4 | 100 | N | N
MACLEAN POWER SYSTEMS | G1HAA618AHSC | Y | MACLEAN POWER SYSTEMS , G1HAA618AHSC |  |  | 44.88 | 2001-12-11 09:00 | Anjanece | 4 | 100 | N | N
MACLEAN POWER SYSTEMS | G1HAA618AHSC | Y | MACLEAN POWER SYSTEMS , G1HAA618AHSC |  |  | 44.93 | 2001-12-11 09:00 | Anjanece | 4 | 100 | N | N
MACLEAN POWER SYSTEMS | G1HAA618AHSC | Y | MACLEAN POWER SYSTEMS , G1HAA618AHSC |  |  | 45.08 | 2001-12-11 09:00 | Anjanece | 4 | 100 | N | N
MACLEAN POWER SYSTEMS | G1HAA618AHSC | Y | MACLEAN POWER SYSTEMS , G1HAA618AHSC |  |  | 45.15 | 2001-12-11 09:00 | Anjanece | 4 | 100 | N | N
MACLEAN POWER SYSTEMS | G1HAA618AHSC | Y | MACLEAN POWER SYSTEMS , G1HAA618AHSC |  |  | 45.16 | 2001-12-11 09:00 | Anjanece | 4 | 100 | N | N
MACLEAN POWER SYSTEMS | G1HAA618AHSC | Y | MACLEAN POWER SYSTEMS , G1HAA618AHSC |  |  | 45.37 | 2001-12-11 09:00 | Anjanece | 4 | 100 | N | N
MACLEAN POWER SYSTEMS | G1HAA618AHSC | Y | MACLEAN POWER SYSTEMS , G1HAA618AHSC |  |  | 45.45 | 2001-12-11 09:00 | Anjanece | 4 | 100 | N | N
MACLEAN POWER SYSTEMS | G1HAA618AHSC | Y | MACLEAN POWER SYSTEMS , G1HAA618AHSC |  |  | 45.64 | 2001-12-11 09:00 | Anjanece | 4 | 100 | N | N
MACLEAN POWER SYSTEMS | G1HAA618AHSC | Y | MACLEAN POWER SYSTEMS , G1HAA618AHSC |  |  | 45.89 | 2001-12-11 09:00 | Anjanece | 4 | 100 | N | N
MACLEAN POWER SYSTEMS | G1HAA618AHSC | Y | MACLEAN POWER SYSTEMS , G1HAA618AHSC |  |  | 46.58 | 2001-12-11 09:00 | Anjanece | 4 | 100 | N | N
MACLEAN POWER SYSTEMS | G1HAA618AHSC | Y | MACLEAN POWER SYSTEMS , G1HAA618AHSC |  |  | 47.16 | 2001-12-11 09:00 | Anjanece | 4 | 100 | N | N
MACLEAN POWER SYSTEMS | G1HAA618AHSC | Y | MACLEAN POWER SYSTEMS , G1HAA618AHSC |  |  | 49.33 | 2001-12-11 09:00 | Anjanece | 4 | 100 | N | N
MACLEAN POWER SYSTEMS | G1HAA618AHSC | Y | MACLEAN POWER SYSTEMS , G1HAA618AHSC |  |  | 51.63 | 2001-12-11 09:00 | Anjanece | 4 | 100 | N | N
MACLEAN POWER SYSTEMS | G1HAA618AHSC | Y | MACLEAN POWER SYSTEMS , G1HAA618AHSC |  |  | 51.72 | 2001-12-11 09:00 | Anjanece | 4 | 100 | N | N
MACLEAN POWER SYSTEMS | G1HAA618AHSC | Y | MACLEAN POWER SYSTEMS , G1HAA618AHSC |  |  | 57.58 | 2001-12-11 09:00 | Anjanece | 4 | 100 | N | N
MACLEAN POWER SYSTEMS | G1HAA618AHSC | Y | MACLEAN POWER SYSTEMS , G1HAA618AHSC |  |  | 58.93 | 2001-12-11 09:00 | Anjanece | 4 | 100 | N | N
MACLEAN POWER SYSTEMS | G1HAA618AHSC | Y | MACLEAN POWER SYSTEMS , G1HAA618AHSC |  |  | 58.99 | 2001-12-11 09:00 | Anjanece | 4 | 100 | N | N
MACLEAN POWER SYSTEMS | G1HAA618AHSC | Y | MACLEAN POWER SYSTEMS , G1HAA618AHSC |  |  | 60.11 | 2001-12-11 09:00 | Anjanece | 4 | 100 | N | N
MACLEAN POWER SYSTEMS | G1HAA618AHSC | Y | MACLEAN POWER SYSTEMS , G1HAA618AHSC |  |  | 60.28 | 2001-12-11 09:00 | Anjanece | 4 | 100 | N | N
MACLEAN POWER SYSTEMS | G1HAA618AHSC | Y | MACLEAN POWER SYSTEMS , G1HAA618AHSC |  |  | 60.29 | 2001-12-11 09:00 | Anjanece | 4 | 100 | N | N
MACLEAN POWER SYSTEMS | G1HAA618AHSC | Y | MACLEAN POWER SYSTEMS , G1HAA618AHSC |  |  | 61.32 | 2001-12-11 09:00 | Anjanece | 4 | 100 | N | N
MACLEAN POWER SYSTEMS | G1HAA618AHSC | Y | MACLEAN POWER SYSTEMS , G1HAA618AHSC |  |  | 61.34 | 2001-12-11 09:00 | Anjanece | 4 | 100 | N | N
MACLEAN POWER SYSTEMS | G1HAA618AHSC | Y | MACLEAN POWER SYSTEMS , G1HAA618AHSC |  |  | 61.9 | 2001-12-11 09:00 | Anjanece | 4 | 100 | N | N
MACLEAN POWER SYSTEMS | G1HAA618AHSC | Y | MACLEAN POWER SYSTEMS , G1HAA618AHSC |  |  | 62.2 | 2001-12-11 09:00 | Anjanece | 4 | 100 | N | N
MACLEAN POWER SYSTEMS | G1HAA618AHSC | Y | MACLEAN POWER SYSTEMS , G1HAA618AHSC |  |  | 62.48 | 2001-12-11 09:00 | Anjanece | 4 | 100 | N | N
MACLEAN POWER SYSTEMS | G1HAA618AHSC | Y | MACLEAN POWER SYSTEMS , G1HAA618AHSC |  |  | 63.42 | 2001-12-11 09:00 | Anjanece | 4 | 100 | N | N
MACLEAN POWER SYSTEMS | G1HAA618AHSC | Y | MACLEAN POWER SYSTEMS , G1HAA618AHSC |  |  | 63.44 | 2001-12-11 09:00 | Anjanece | 4 | 100 | N | N
MACLEAN POWER SYSTEMS | G1HAA618AHSC | Y | MACLEAN POWER SYSTEMS , G1HAA618AHSC |  |  | 64.41 | 2001-12-11 09:00 | Anjanece | 4 | 100 | N | N
MACLEAN POWER SYSTEMS | G1HAA618AHSC | Y | MACLEAN POWER SYSTEMS , G1HAA618AHSC |  |  | 64.82 | 2001-12-11 09:00 | Anjanece | 4 | 100 | N | N
MACLEAN POWER SYSTEMS | G1HAA618AHSC | Y | MACLEAN POWER SYSTEMS , G1HAA618AHSC |  |  | 65.04 | 2001-12-11 09:00 | Anjanece | 4 | 100 | N | N
MACLEAN POWER SYSTEMS | G1HAA618AHSC | Y | MACLEAN POWER SYSTEMS , G1HAA618AHSC |  |  | 65.14 | 2001-12-11 09:00 | Anjanece | 4 | 100 | N | N
MACLEAN POWER SYSTEMS | G1HAA618AHSC | Y | MACLEAN POWER SYSTEMS , G1HAA618AHSC |  |  | 65.16 | 2001-12-11 09:00 | Anjanece | 4 | 100 | N | N
MACLEAN POWER SYSTEMS | G1HAA618AHSC | Y | MACLEAN POWER SYSTEMS , G1HAA618AHSC |  |  | 65.17 | 2001-12-11 09:00 | Anjanece | 4 | 100 | N | N
MACLEAN POWER SYSTEMS | G1HAA618AHSC | Y | MACLEAN POWER SYSTEMS , G1HAA618AHSC |  |  | 65.18 | 2001-12-11 09:00 | Anjanece | 4 | 100 | N | N
MACLEAN POWER SYSTEMS | G1HAA618AHSC | Y | MACLEAN POWER SYSTEMS , G1HAA618AHSC |  |  | 65.2 | 2001-12-11 09:00 | Anjanece | 4 | 100 | N | N
MACLEAN POWER SYSTEMS | G1HAA618AHSC | Y | MACLEAN POWER SYSTEMS , G1HAA618AHSC |  |  | 65.21 | 2001-12-11 09:00 | Anjanece | 4 | 100 | N | N
MACLEAN POWER SYSTEMS | G1HAA618AHSC | Y | MACLEAN POWER SYSTEMS , G1HAA618AHSC |  |  | 65.22 | 2001-12-11 09:00 | Anjanece | 4 | 100 | N | N
MACLEAN POWER SYSTEMS | G1HAA618AHSC | Y | MACLEAN POWER SYSTEMS , G1HAA618AHSC |  |  | 66.33 | 2001-12-11 09:00 | Anjanece | 4 | 100 | N | N
MACLEAN POWER SYSTEMS | G1HAA618AHSC | Y | MACLEAN POWER SYSTEMS , G1HAA618AHSC |  |  | 66.51 | 2001-12-11 09:00 | Anjanece | 4 | 100 | N | N
MACLEAN POWER SYSTEMS | G1HAA618AHSC | Y | MACLEAN POWER SYSTEMS , G1HAA618AHSC |  |  | 66.53 | 2001-12-11 09:00 | Anjanece | 4 | 100 | N | N
MACLEAN POWER SYSTEMS | G1HAA618AHSC | Y | MACLEAN POWER SYSTEMS , G1HAA618AHSC |  |  | 66.56 | 2001-12-11 09:00 | Anjanece | 4 | 100 | N | N
MACLEAN POWER SYSTEMS | G1HAA618AHSC | Y | MACLEAN POWER SYSTEMS , G1HAA618AHSC |  |  | 66.62 | 2001-12-11 09:00 | Anjanece | 4 | 100 | N | N
MACLEAN POWER SYSTEMS | G1HAA618AHSC | Y | MACLEAN POWER SYSTEMS , G1HAA618AHSC |  |  | 66.63 | 2001-12-11 09:00 | Anjanece | 4 | 100 | N | N
MACLEAN POWER SYSTEMS | G1HAA618AHSC | Y | MACLEAN POWER SYSTEMS , G1HAA618AHSC |  |  | 66.65 | 2001-12-11 09:00 | Anjanece | 4 | 100 | N | N
MACLEAN POWER SYSTEMS | G1HAA618AHSC | Y | MACLEAN POWER SYSTEMS , G1HAA618AHSC |  |  | 66.69 | 2001-12-11 09:00 | Anjanece | 4 | 100 | N | N
MACLEAN POWER SYSTEMS | G1HAA618AHSC | Y | MACLEAN POWER SYSTEMS , G1HAA618AHSC |  |  | 66.71 | 2001-12-11 09:00 | Anjanece | 4 | 100 | N | N
MACLEAN POWER SYSTEMS | G1HAA618AHSC | Y | MACLEAN POWER SYSTEMS , G1HAA618AHSC |  |  | 66.78 | 2001-12-11 09:00 | Anjanece | 4 | 100 | N | N
MACLEAN POWER SYSTEMS | G1HAA618AHSC | Y | MACLEAN POWER SYSTEMS , G1HAA618AHSC |  |  | 66.85 | 2001-12-11 09:00 | Anjanece | 4 | 100 | N | N
MACLEAN POWER SYSTEMS | G1HAA618AHSC | Y | MACLEAN POWER SYSTEMS , G1HAA618AHSC |  |  | 66.87 | 2001-12-11 09:00 | Anjanece | 4 | 100 | N | N
MACLEAN POWER SYSTEMS | G1HAA618AHSC | Y | MACLEAN POWER SYSTEMS , G1HAA618AHSC |  |  | 66.99 | 2001-12-11 09:00 | Anjanece | 4 | 100 | N | N
MACLEAN POWER SYSTEMS | G1HAA618AHSC | Y | MACLEAN POWER SYSTEMS , G1HAA618AHSC |  |  | 67.13 | 2001-12-11 09:00 | Anjanece | 4 | 100 | N | N
MACLEAN POWER SYSTEMS | G1HAA618AHSC | Y | MACLEAN POWER SYSTEMS , G1HAA618AHSC |  |  | 67.22 | 2001-12-11 09:00 | Anjanece | 4 | 100 | N | N
MACLEAN POWER SYSTEMS | G1HAA618AHSC | Y | MACLEAN POWER SYSTEMS , G1HAA618AHSC |  |  | 67.33 | 2001-12-11 09:00 | Anjanece | 4 | 100 | N | N
MACLEAN POWER SYSTEMS | G1HAA618AHSC | Y | MACLEAN POWER SYSTEMS , G1HAA618AHSC |  |  | 67.35 | 2001-12-11 09:00 | Anjanece | 4 | 100 | N | N
MACLEAN POWER SYSTEMS | G1HAA618AHSC | Y | MACLEAN POWER SYSTEMS , G1HAA618AHSC |  |  | 67.49 | 2001-12-11 09:00 | Anjanece | 4 | 100 | N | N
MACLEAN POWER SYSTEMS | G1HAA618AHSC | Y | MACLEAN POWER SYSTEMS , G1HAA618AHSC |  |  | 67.59 | 2001-12-11 09:00 | Anjanece | 4 | 100 | N | N
MACLEAN POWER SYSTEMS | G1HAA618AHSC | Y | MACLEAN POWER SYSTEMS , G1HAA618AHSC |  |  | 68 | 2001-12-11 09:00 | Anjanece | 4 | 100 | N | N
MACLEAN POWER SYSTEMS | G1HAA618AHSC | Y | MACLEAN POWER SYSTEMS , G1HAA618AHSC |  |  | 68.12 | 2001-12-11 09:00 | Anjanece | 4 | 100 | N | N
MACLEAN POWER SYSTEMS | G1HAA618AHSC | Y | MACLEAN POWER SYSTEMS , G1HAA618AHSC |  |  | 68.13 | 2001-12-11 09:00 | Anjanece | 4 | 100 | N | N
MACLEAN POWER SYSTEMS | G1HAA618AHSC | Y | MACLEAN POWER SYSTEMS , G1HAA618AHSC |  |  | 68.3 | 2001-12-11 09:00 | Anjanece | 4 | 100 | N | N
MACLEAN POWER SYSTEMS | G1HAA618AHSC | Y | MACLEAN POWER SYSTEMS , G1HAA618AHSC |  |  | 68.39 | 2001-12-11 09:00 | Anjanece | 4 | 100 | N | N
MACLEAN POWER SYSTEMS | G1HAA618AHSC | Y | MACLEAN POWER SYSTEMS , G1HAA618AHSC |  |  | 68.41 | 2001-12-11 09:00 | Anjanece | 4 | 100 | N | N
MACLEAN POWER SYSTEMS | G1HAA618AHSC | Y | MACLEAN POWER SYSTEMS , G1HAA618AHSC |  |  | 68.43 | 2001-12-11 09:00 | Anjanece | 4 | 100 | N | N
MACLEAN POWER SYSTEMS | G1HAA618AHSC | Y | MACLEAN POWER SYSTEMS , G1HAA618AHSC |  |  | 68.51 | 2001-12-11 09:00 | Anjanece | 4 | 100 | N | N
MACLEAN POWER SYSTEMS | G1HAA618AHSC | Y | MACLEAN POWER SYSTEMS , G1HAA618AHSC |  |  | 68.58 | 2001-12-11 09:00 | Anjanece | 4 | 100 | N | N
MACLEAN POWER SYSTEMS | G1HAA618AHSC | Y | MACLEAN POWER SYSTEMS , G1HAA618AHSC |  |  | 68.68 | 2001-12-11 09:00 | Anjanece | 4 | 100 | N | N
MACLEAN POWER SYSTEMS | G1HAA618AHSC | Y | MACLEAN POWER SYSTEMS , G1HAA618AHSC |  |  | 68.76 | 2001-12-11 09:00 | Anjanece | 4 | 100 | N | N
MACLEAN POWER SYSTEMS | G1HAA618AHSC | Y | MACLEAN POWER SYSTEMS , G1HAA618AHSC |  |  | 68.77 | 2001-12-11 09:00 | Anjanece | 4 | 100 | N | N
MACLEAN POWER SYSTEMS | G1HAA618AHSC | Y | MACLEAN POWER SYSTEMS , G1HAA618AHSC |  |  | 68.79 | 2001-12-11 09:00 | Anjanece | 4 | 100 | N | N
MACLEAN POWER SYSTEMS | G1HAA618AHSC | Y | MACLEAN POWER SYSTEMS , G1HAA618AHSC |  |  | 68.84 | 2001-12-11 09:00 | Anjanece | 4 | 100 | N | N
MACLEAN POWER SYSTEMS | G1HAA618AHSC | Y | MACLEAN POWER SYSTEMS , G1HAA618AHSC |  |  | 68.87 | 2001-12-11 09:00 | Anjanece | 4 | 100 | N | N
MACLEAN POWER SYSTEMS | G1HAA618AHSC | Y | MACLEAN POWER SYSTEMS , G1HAA618AHSC |  |  | 69.05 | 2001-12-11 09:00 | Anjanece | 4 | 100 | N | N
MACLEAN POWER SYSTEMS | G1HAA618AHSC | Y | MACLEAN POWER SYSTEMS , G1HAA618AHSC |  |  | 69.85 | 2001-12-11 09:00 | Anjanece | 4 | 100 | N | N
MACLEAN POWER SYSTEMS | G1HAA618AHSC | Y | MACLEAN POWER SYSTEMS , G1HAA618AHSC |  |  | 69.99 | 2001-12-11 09:00 | Anjanece | 4 | 100 | N | N
MACLEAN POWER SYSTEMS | G1HAA618AHSC | Y | MACLEAN POWER SYSTEMS , G1HAA618AHSC |  |  | 70 | 2001-12-11 09:00 | Anjanece | 4 | 100 | N | N
MACLEAN POWER SYSTEMS | G1HAA618AHSC | Y | MACLEAN POWER SYSTEMS , G1HAA618AHSC |  |  | 70.05 | 2001-12-11 09:00 | Anjanece | 4 | 100 | N | N
MACLEAN POWER SYSTEMS | G1HAA618AHSC | Y | MACLEAN POWER SYSTEMS , G1HAA618AHSC |  |  | 70.13 | 2001-12-11 09:00 | Anjanece | 4 | 100 | N | N
MACLEAN POWER SYSTEMS | G1HAA618AHSC | Y | MACLEAN POWER SYSTEMS , G1HAA618AHSC |  |  | 70.16 | 2001-12-11 09:00 | Anjanece | 4 | 100 | N | N
MACLEAN POWER SYSTEMS | G1HAA618AHSC | Y | MACLEAN POWER SYSTEMS , G1HAA618AHSC |  |  | 70.18 | 2001-12-11 09:00 | Anjanece | 4 | 100 | N | N
MACLEAN POWER SYSTEMS | G1HAA618AHSC | Y | MACLEAN POWER SYSTEMS , G1HAA618AHSC |  |  | 70.25 | 2001-12-11 09:00 | Anjanece | 4 | 100 | N | N
MACLEAN POWER SYSTEMS | G1HAA618AHSC | Y | MACLEAN POWER SYSTEMS , G1HAA618AHSC |  |  | 70.39 | 2001-12-11 09:00 | Anjanece | 4 | 100 | N | N
MACLEAN POWER SYSTEMS | G1HAA618AHSC | Y | MACLEAN POWER SYSTEMS , G1HAA618AHSC |  |  | 70.41 | 2001-12-11 09:00 | Anjanece | 4 | 100 | N | N
MACLEAN POWER SYSTEMS | G1HAA618AHSC | Y | MACLEAN POWER SYSTEMS , G1HAA618AHSC |  |  | 70.43 | 2001-12-11 09:00 | Anjanece | 4 | 100 | N | N
MACLEAN POWER SYSTEMS | G1HAA618AHSC | Y | MACLEAN POWER SYSTEMS , G1HAA618AHSC |  |  | 70.44 | 2001-12-11 09:00 | Anjanece | 4 | 100 | N | N
MACLEAN POWER SYSTEMS | G1HAA618AHSC | Y | MACLEAN POWER SYSTEMS , G1HAA618AHSC |  |  | 70.58 | 2001-12-11 09:00 | Anjanece | 4 | 100 | N | N
MACLEAN POWER SYSTEMS | G1HAA618AHSC | Y | MACLEAN POWER SYSTEMS , G1HAA618AHSC |  |  | 70.61 | 2001-12-11 09:00 | Anjanece | 4 | 100 | N | N
MACLEAN POWER SYSTEMS | G1HAA618AHSC | Y | MACLEAN POWER SYSTEMS , G1HAA618AHSC |  |  | 70.62 | 2001-12-11 09:00 | Anjanece | 4 | 100 | N | N
MACLEAN POWER SYSTEMS | G1HAA618AHSC | Y | MACLEAN POWER SYSTEMS , G1HAA618AHSC |  |  | 71.58 | 2001-12-11 09:00 | Anjanece | 4 | 100 | N | N
MACLEAN POWER SYSTEMS | G1HAA618AHSC | Y | MACLEAN POWER SYSTEMS , G1HAA618AHSC |  |  | 75.01 | 2001-12-11 09:00 | Anjanece | 4 | 100 | N | N
MACLEAN POWER SYSTEMS | G1HAA618AHSC | Y | MACLEAN POWER SYSTEMS , G1HAA618AHSC |  | Storm Stores | 0 | 2018-04-16 10:05 | Anjanece | 4 | 100 | N | N
MACLEAN POWER SYSTEMS | G1HAA618AHSC | Y | MACLEAN POWER SYSTEMS , G1HAA618AHSC |  |  | 60.13 | 2018-04-16 10:05 | Anjanece | 4 | 100 | N | N
MACLEAN POWER SYSTEMS | G1HAA618AHSC | Y | MACLEAN POWER SYSTEMS , G1HAA618AHSC |  |  | 60.14 | 2018-04-16 10:05 | Anjanece | 4 | 100 | N | N
MACLEAN POWER SYSTEMS | G1HAA618AHSC | Y | MACLEAN POWER SYSTEMS , G1HAA618AHSC |  |  | 60.15 | 2018-04-16 10:05 | Anjanece | 4 | 100 | N | N
MACLEAN POWER SYSTEMS | G1HAA618AHSC | Y | MACLEAN POWER SYSTEMS , G1HAA618AHSC |  |  | 60.18 | 2018-04-16 10:05 | Anjanece | 4 | 100 | N | N
MACLEAN POWER SYSTEMS | G1HAA618AHSC | Y | MACLEAN POWER SYSTEMS , G1HAA618AHSC |  |  | 60.24 | 2018-04-16 10:05 | Anjanece | 4 | 100 | N | N
MACLEAN POWER SYSTEMS | G1HAA618AHSC | Y | MACLEAN POWER SYSTEMS , G1HAA618AHSC |  |  | 60.96 | 2018-04-16 10:05 | Anjanece | 4 | 100 | N | N
MACLEAN POWER SYSTEMS | G1HAA618AHSC | Y | MACLEAN POWER SYSTEMS , G1HAA618AHSC |  |  | 62.76 | 2018-04-16 10:05 | Anjanece | 4 | 100 | N | N
MACLEAN POWER SYSTEMS | G1HAA618AHSC | Y | MACLEAN POWER SYSTEMS , G1HAA618AHSC |  |  | 62.86 | 2018-04-16 10:05 | Anjanece | 4 | 100 | N | N
MACLEAN POWER SYSTEMS | G1HAA618AHSC | Y | MACLEAN POWER SYSTEMS , G1HAA618AHSC |  |  | 62.94 | 2018-04-16 10:05 | Anjanece | 4 | 100 | N | N
MACLEAN POWER SYSTEMS | G1HAA618AHSC | Y | MACLEAN POWER SYSTEMS , G1HAA618AHSC |  |  | 63.1 | 2018-04-16 10:05 | Anjanece | 4 | 100 | N | N
MACLEAN POWER SYSTEMS | G1HAA618AHSC | Y | MACLEAN POWER SYSTEMS , G1HAA618AHSC |  |  | 63.23 | 2018-04-16 10:05 | Anjanece | 4 | 100 | N | N
MACLEAN POWER SYSTEMS | G1HAA618AHSC | Y | MACLEAN POWER SYSTEMS , G1HAA618AHSC |  |  | 63.37 | 2018-04-16 10:05 | Anjanece | 4 | 100 | N | N
MACLEAN POWER SYSTEMS | G1HAA618AHSC | Y | MACLEAN POWER SYSTEMS , G1HAA618AHSC |  |  | 63.53 | 2018-04-16 10:05 | Anjanece | 4 | 100 | N | N
MACLEAN POWER SYSTEMS | G1HAA618AHSC | Y | MACLEAN POWER SYSTEMS , G1HAA618AHSC |  |  | 63.76 | 2018-04-16 10:05 | Anjanece | 4 | 100 | N | N
MACLEAN POWER SYSTEMS | G1HAA618AHSC | Y | MACLEAN POWER SYSTEMS , G1HAA618AHSC |  |  | 63.84 | 2018-04-16 10:05 | Anjanece | 4 | 100 | N | N
MACLEAN POWER SYSTEMS | G1HAA618AHSC | Y | MACLEAN POWER SYSTEMS , G1HAA618AHSC |  |  | 63.95 | 2018-04-16 10:05 | Anjanece | 4 | 100 | N | N
MACLEAN POWER SYSTEMS | G1HAA618AHSC | Y | MACLEAN POWER SYSTEMS , G1HAA618AHSC |  |  | 64.05 | 2018-04-16 10:05 | Anjanece | 4 | 100 | N | N
MACLEAN POWER SYSTEMS | G1HAA618AHSC | Y | MACLEAN POWER SYSTEMS , G1HAA618AHSC |  |  | 64.22 | 2018-04-16 10:05 | Anjanece | 4 | 100 | N | N
MACLEAN POWER SYSTEMS | G1HAA618AHSC | Y | MACLEAN POWER SYSTEMS , G1HAA618AHSC |  |  | 64.23 | 2018-04-16 10:05 | Anjanece | 4 | 100 | N | N
MACLEAN POWER SYSTEMS | G1HAA618AHSC | Y | MACLEAN POWER SYSTEMS , G1HAA618AHSC |  |  | 64.24 | 2018-04-16 10:05 | Anjanece | 4 | 100 | N | N
MACLEAN POWER SYSTEMS | G1HAA618AHSC | Y | MACLEAN POWER SYSTEMS , G1HAA618AHSC |  |  | 64.5 | 2018-04-16 10:05 | Anjanece | 4 | 100 | N | N
MACLEAN POWER SYSTEMS | G1HAA618AHSC | Y | MACLEAN POWER SYSTEMS , G1HAA618AHSC |  |  | 65.22 | 2018-04-16 10:05 | Anjanece | 4 | 100 | N | N
MACLEAN POWER SYSTEMS | G1HDA218AHSC | Y | MACLEAN POWER SYSTEMS , G1HDA218AHSC | JEA OVERHEAD DISTRIBUTION | CSC Stores | 43.66 | 2001-12-11 09:00 | Anjanece | 4 | 100 | N | N
MACLEAN POWER SYSTEMS | G1HDA218AHSC | Y | MACLEAN POWER SYSTEMS , G1HDA218AHSC |  |  | 43.7 | 2001-12-11 09:00 | Anjanece | 4 | 100 | N | N
MACLEAN POWER SYSTEMS | G1HDA218AHSC | Y | MACLEAN POWER SYSTEMS , G1HDA218AHSC |  |  | 43.75 | 2001-12-11 09:00 | Anjanece | 4 | 100 | N | N
MACLEAN POWER SYSTEMS | G1HDA218AHSC | Y | MACLEAN POWER SYSTEMS , G1HDA218AHSC |  |  | 43.77 | 2001-12-11 09:00 | Anjanece | 4 | 100 | N | N
MACLEAN POWER SYSTEMS | G1HDA218AHSC | Y | MACLEAN POWER SYSTEMS , G1HDA218AHSC |  |  | 43.78 | 2001-12-11 09:00 | Anjanece | 4 | 100 | N | N
MACLEAN POWER SYSTEMS | G1HDA218AHSC | Y | MACLEAN POWER SYSTEMS , G1HDA218AHSC |  |  | 43.82 | 2001-12-11 09:00 | Anjanece | 4 | 100 | N | N
MACLEAN POWER SYSTEMS | G1HDA218AHSC | Y | MACLEAN POWER SYSTEMS , G1HDA218AHSC |  |  | 43.89 | 2001-12-11 09:00 | Anjanece | 4 | 100 | N | N
MACLEAN POWER SYSTEMS | G1HDA218AHSC | Y | MACLEAN POWER SYSTEMS , G1HDA218AHSC |  |  | 43.97 | 2001-12-11 09:00 | Anjanece | 4 | 100 | N | N
MACLEAN POWER SYSTEMS | G1HDA218AHSC | Y | MACLEAN POWER SYSTEMS , G1HDA218AHSC |  |  | 43.99 | 2001-12-11 09:00 | Anjanece | 4 | 100 | N | N
MACLEAN POWER SYSTEMS | G1HDA218AHSC | Y | MACLEAN POWER SYSTEMS , G1HDA218AHSC |  |  | 44.19 | 2001-12-11 09:00 | Anjanece | 4 | 100 | N | N
MACLEAN POWER SYSTEMS | G1HDA218AHSC | Y | MACLEAN POWER SYSTEMS , G1HDA218AHSC |  |  | 44.22 | 2001-12-11 09:00 | Anjanece | 4 | 100 | N | N
MACLEAN POWER SYSTEMS | G1HDA218AHSC | Y | MACLEAN POWER SYSTEMS , G1HDA218AHSC |  |  | 44.31 | 2001-12-11 09:00 | Anjanece | 4 | 100 | N | N
MACLEAN POWER SYSTEMS | G1HDA218AHSC | Y | MACLEAN POWER SYSTEMS , G1HDA218AHSC |  |  | 44.36 | 2001-12-11 09:00 | Anjanece | 4 | 100 | N | N
MACLEAN POWER SYSTEMS | G1HDA218AHSC | Y | MACLEAN POWER SYSTEMS , G1HDA218AHSC |  |  | 44.46 | 2001-12-11 09:00 | Anjanece | 4 | 100 | N | N
MACLEAN POWER SYSTEMS | G1HDA218AHSC | Y | MACLEAN POWER SYSTEMS , G1HDA218AHSC |  |  | 44.5 | 2001-12-11 09:00 | Anjanece | 4 | 100 | N | N
MACLEAN POWER SYSTEMS | G1HDA218AHSC | Y | MACLEAN POWER SYSTEMS , G1HDA218AHSC |  |  | 44.65 | 2001-12-11 09:00 | Anjanece | 4 | 100 | N | N
MACLEAN POWER SYSTEMS | G1HDA218AHSC | Y | MACLEAN POWER SYSTEMS , G1HDA218AHSC |  |  | 44.67 | 2001-12-11 09:00 | Anjanece | 4 | 100 | N | N
MACLEAN POWER SYSTEMS | G1HDA218AHSC | Y | MACLEAN POWER SYSTEMS , G1HDA218AHSC |  |  | 44.68 | 2001-12-11 09:00 | Anjanece | 4 | 100 | N | N
MACLEAN POWER SYSTEMS | G1HDA218AHSC | Y | MACLEAN POWER SYSTEMS , G1HDA218AHSC |  |  | 44.88 | 2001-12-11 09:00 | Anjanece | 4 | 100 | N | N
MACLEAN POWER SYSTEMS | G1HDA218AHSC | Y | MACLEAN POWER SYSTEMS , G1HDA218AHSC |  |  | 44.93 | 2001-12-11 09:00 | Anjanece | 4 | 100 | N | N
MACLEAN POWER SYSTEMS | G1HDA218AHSC | Y | MACLEAN POWER SYSTEMS , G1HDA218AHSC |  |  | 45.08 | 2001-12-11 09:00 | Anjanece | 4 | 100 | N | N
MACLEAN POWER SYSTEMS | G1HDA218AHSC | Y | MACLEAN POWER SYSTEMS , G1HDA218AHSC |  |  | 45.15 | 2001-12-11 09:00 | Anjanece | 4 | 100 | N | N
MACLEAN POWER SYSTEMS | G1HDA218AHSC | Y | MACLEAN POWER SYSTEMS , G1HDA218AHSC |  |  | 45.16 | 2001-12-11 09:00 | Anjanece | 4 | 100 | N | N
MACLEAN POWER SYSTEMS | G1HDA218AHSC | Y | MACLEAN POWER SYSTEMS , G1HDA218AHSC |  |  | 45.37 | 2001-12-11 09:00 | Anjanece | 4 | 100 | N | N
MACLEAN POWER SYSTEMS | G1HDA218AHSC | Y | MACLEAN POWER SYSTEMS , G1HDA218AHSC |  |  | 45.45 | 2001-12-11 09:00 | Anjanece | 4 | 100 | N | N
MACLEAN POWER SYSTEMS | G1HDA218AHSC | Y | MACLEAN POWER SYSTEMS , G1HDA218AHSC |  |  | 45.64 | 2001-12-11 09:00 | Anjanece | 4 | 100 | N | N
MACLEAN POWER SYSTEMS | G1HDA218AHSC | Y | MACLEAN POWER SYSTEMS , G1HDA218AHSC |  |  | 45.89 | 2001-12-11 09:00 | Anjanece | 4 | 100 | N | N
MACLEAN POWER SYSTEMS | G1HDA218AHSC | Y | MACLEAN POWER SYSTEMS , G1HDA218AHSC |  |  | 46.58 | 2001-12-11 09:00 | Anjanece | 4 | 100 | N | N
MACLEAN POWER SYSTEMS | G1HDA218AHSC | Y | MACLEAN POWER SYSTEMS , G1HDA218AHSC |  |  | 47.16 | 2001-12-11 09:00 | Anjanece | 4 | 100 | N | N
MACLEAN POWER SYSTEMS | G1HDA218AHSC | Y | MACLEAN POWER SYSTEMS , G1HDA218AHSC |  |  | 49.33 | 2001-12-11 09:00 | Anjanece | 4 | 100 | N | N
MACLEAN POWER SYSTEMS | G1HDA218AHSC | Y | MACLEAN POWER SYSTEMS , G1HDA218AHSC |  |  | 51.63 | 2001-12-11 09:00 | Anjanece | 4 | 100 | N | N
MACLEAN POWER SYSTEMS | G1HDA218AHSC | Y | MACLEAN POWER SYSTEMS , G1HDA218AHSC |  |  | 51.72 | 2001-12-11 09:00 | Anjanece | 4 | 100 | N | N
MACLEAN POWER SYSTEMS | G1HDA218AHSC | Y | MACLEAN POWER SYSTEMS , G1HDA218AHSC |  |  | 57.58 | 2001-12-11 09:00 | Anjanece | 4 | 100 | N | N
MACLEAN POWER SYSTEMS | G1HDA218AHSC | Y | MACLEAN POWER SYSTEMS , G1HDA218AHSC |  |  | 58.93 | 2001-12-11 09:00 | Anjanece | 4 | 100 | N | N
MACLEAN POWER SYSTEMS | G1HDA218AHSC | Y | MACLEAN POWER SYSTEMS , G1HDA218AHSC |  |  | 58.99 | 2001-12-11 09:00 | Anjanece | 4 | 100 | N | N
MACLEAN POWER SYSTEMS | G1HDA218AHSC | Y | MACLEAN POWER SYSTEMS , G1HDA218AHSC |  |  | 60.11 | 2001-12-11 09:00 | Anjanece | 4 | 100 | N | N
MACLEAN POWER SYSTEMS | G1HDA218AHSC | Y | MACLEAN POWER SYSTEMS , G1HDA218AHSC |  |  | 60.28 | 2001-12-11 09:00 | Anjanece | 4 | 100 | N | N
MACLEAN POWER SYSTEMS | G1HDA218AHSC | Y | MACLEAN POWER SYSTEMS , G1HDA218AHSC |  |  | 60.29 | 2001-12-11 09:00 | Anjanece | 4 | 100 | N | N
MACLEAN POWER SYSTEMS | G1HDA218AHSC | Y | MACLEAN POWER SYSTEMS , G1HDA218AHSC |  |  | 61.32 | 2001-12-11 09:00 | Anjanece | 4 | 100 | N | N
MACLEAN POWER SYSTEMS | G1HDA218AHSC | Y | MACLEAN POWER SYSTEMS , G1HDA218AHSC |  |  | 61.34 | 2001-12-11 09:00 | Anjanece | 4 | 100 | N | N
MACLEAN POWER SYSTEMS | G1HDA218AHSC | Y | MACLEAN POWER SYSTEMS , G1HDA218AHSC |  |  | 61.9 | 2001-12-11 09:00 | Anjanece | 4 | 100 | N | N
MACLEAN POWER SYSTEMS | G1HDA218AHSC | Y | MACLEAN POWER SYSTEMS , G1HDA218AHSC |  |  | 62.2 | 2001-12-11 09:00 | Anjanece | 4 | 100 | N | N
MACLEAN POWER SYSTEMS | G1HDA218AHSC | Y | MACLEAN POWER SYSTEMS , G1HDA218AHSC |  |  | 62.48 | 2001-12-11 09:00 | Anjanece | 4 | 100 | N | N
MACLEAN POWER SYSTEMS | G1HDA218AHSC | Y | MACLEAN POWER SYSTEMS , G1HDA218AHSC |  |  | 63.42 | 2001-12-11 09:00 | Anjanece | 4 | 100 | N | N
MACLEAN POWER SYSTEMS | G1HDA218AHSC | Y | MACLEAN POWER SYSTEMS , G1HDA218AHSC |  |  | 63.44 | 2001-12-11 09:00 | Anjanece | 4 | 100 | N | N
MACLEAN POWER SYSTEMS | G1HDA218AHSC | Y | MACLEAN POWER SYSTEMS , G1HDA218AHSC |  |  | 64.41 | 2001-12-11 09:00 | Anjanece | 4 | 100 | N | N
MACLEAN POWER SYSTEMS | G1HDA218AHSC | Y | MACLEAN POWER SYSTEMS , G1HDA218AHSC |  |  | 64.82 | 2001-12-11 09:00 | Anjanece | 4 | 100 | N | N
MACLEAN POWER SYSTEMS | G1HDA218AHSC | Y | MACLEAN POWER SYSTEMS , G1HDA218AHSC |  |  | 65.04 | 2001-12-11 09:00 | Anjanece | 4 | 100 | N | N
MACLEAN POWER SYSTEMS | G1HDA218AHSC | Y | MACLEAN POWER SYSTEMS , G1HDA218AHSC |  |  | 65.14 | 2001-12-11 09:00 | Anjanece | 4 | 100 | N | N
MACLEAN POWER SYSTEMS | G1HDA218AHSC | Y | MACLEAN POWER SYSTEMS , G1HDA218AHSC |  |  | 65.16 | 2001-12-11 09:00 | Anjanece | 4 | 100 | N | N
MACLEAN POWER SYSTEMS | G1HDA218AHSC | Y | MACLEAN POWER SYSTEMS , G1HDA218AHSC |  |  | 65.17 | 2001-12-11 09:00 | Anjanece | 4 | 100 | N | N
MACLEAN POWER SYSTEMS | G1HDA218AHSC | Y | MACLEAN POWER SYSTEMS , G1HDA218AHSC |  |  | 65.18 | 2001-12-11 09:00 | Anjanece | 4 | 100 | N | N
MACLEAN POWER SYSTEMS | G1HDA218AHSC | Y | MACLEAN POWER SYSTEMS , G1HDA218AHSC |  |  | 65.2 | 2001-12-11 09:00 | Anjanece | 4 | 100 | N | N
MACLEAN POWER SYSTEMS | G1HDA218AHSC | Y | MACLEAN POWER SYSTEMS , G1HDA218AHSC |  |  | 65.21 | 2001-12-11 09:00 | Anjanece | 4 | 100 | N | N
MACLEAN POWER SYSTEMS | G1HDA218AHSC | Y | MACLEAN POWER SYSTEMS , G1HDA218AHSC |  |  | 65.22 | 2001-12-11 09:00 | Anjanece | 4 | 100 | N | N
MACLEAN POWER SYSTEMS | G1HDA218AHSC | Y | MACLEAN POWER SYSTEMS , G1HDA218AHSC |  |  | 66.33 | 2001-12-11 09:00 | Anjanece | 4 | 100 | N | N
MACLEAN POWER SYSTEMS | G1HDA218AHSC | Y | MACLEAN POWER SYSTEMS , G1HDA218AHSC |  |  | 66.51 | 2001-12-11 09:00 | Anjanece | 4 | 100 | N | N
MACLEAN POWER SYSTEMS | G1HDA218AHSC | Y | MACLEAN POWER SYSTEMS , G1HDA218AHSC |  |  | 66.53 | 2001-12-11 09:00 | Anjanece | 4 | 100 | N | N
MACLEAN POWER SYSTEMS | G1HDA218AHSC | Y | MACLEAN POWER SYSTEMS , G1HDA218AHSC |  |  | 66.56 | 2001-12-11 09:00 | Anjanece | 4 | 100 | N | N
MACLEAN POWER SYSTEMS | G1HDA218AHSC | Y | MACLEAN POWER SYSTEMS , G1HDA218AHSC |  |  | 66.62 | 2001-12-11 09:00 | Anjanece | 4 | 100 | N | N
MACLEAN POWER SYSTEMS | G1HDA218AHSC | Y | MACLEAN POWER SYSTEMS , G1HDA218AHSC |  |  | 66.63 | 2001-12-11 09:00 | Anjanece | 4 | 100 | N | N
MACLEAN POWER SYSTEMS | G1HDA218AHSC | Y | MACLEAN POWER SYSTEMS , G1HDA218AHSC |  |  | 66.65 | 2001-12-11 09:00 | Anjanece | 4 | 100 | N | N
MACLEAN POWER SYSTEMS | G1HDA218AHSC | Y | MACLEAN POWER SYSTEMS , G1HDA218AHSC |  |  | 66.69 | 2001-12-11 09:00 | Anjanece | 4 | 100 | N | N
MACLEAN POWER SYSTEMS | G1HDA218AHSC | Y | MACLEAN POWER SYSTEMS , G1HDA218AHSC |  |  | 66.71 | 2001-12-11 09:00 | Anjanece | 4 | 100 | N | N
MACLEAN POWER SYSTEMS | G1HDA218AHSC | Y | MACLEAN POWER SYSTEMS , G1HDA218AHSC |  |  | 66.78 | 2001-12-11 09:00 | Anjanece | 4 | 100 | N | N
MACLEAN POWER SYSTEMS | G1HDA218AHSC | Y | MACLEAN POWER SYSTEMS , G1HDA218AHSC |  |  | 66.85 | 2001-12-11 09:00 | Anjanece | 4 | 100 | N | N
MACLEAN POWER SYSTEMS | G1HDA218AHSC | Y | MACLEAN POWER SYSTEMS , G1HDA218AHSC |  |  | 66.87 | 2001-12-11 09:00 | Anjanece | 4 | 100 | N | N
MACLEAN POWER SYSTEMS | G1HDA218AHSC | Y | MACLEAN POWER SYSTEMS , G1HDA218AHSC |  |  | 66.99 | 2001-12-11 09:00 | Anjanece | 4 | 100 | N | N
MACLEAN POWER SYSTEMS | G1HDA218AHSC | Y | MACLEAN POWER SYSTEMS , G1HDA218AHSC |  |  | 67.13 | 2001-12-11 09:00 | Anjanece | 4 | 100 | N | N
MACLEAN POWER SYSTEMS | G1HDA218AHSC | Y | MACLEAN POWER SYSTEMS , G1HDA218AHSC |  |  | 67.22 | 2001-12-11 09:00 | Anjanece | 4 | 100 | N | N
MACLEAN POWER SYSTEMS | G1HDA218AHSC | Y | MACLEAN POWER SYSTEMS , G1HDA218AHSC |  |  | 67.33 | 2001-12-11 09:00 | Anjanece | 4 | 100 | N | N
MACLEAN POWER SYSTEMS | G1HDA218AHSC | Y | MACLEAN POWER SYSTEMS , G1HDA218AHSC |  |  | 67.35 | 2001-12-11 09:00 | Anjanece | 4 | 100 | N | N
MACLEAN POWER SYSTEMS | G1HDA218AHSC | Y | MACLEAN POWER SYSTEMS , G1HDA218AHSC |  |  | 67.49 | 2001-12-11 09:00 | Anjanece | 4 | 100 | N | N
MACLEAN POWER SYSTEMS | G1HDA218AHSC | Y | MACLEAN POWER SYSTEMS , G1HDA218AHSC |  |  | 67.59 | 2001-12-11 09:00 | Anjanece | 4 | 100 | N | N
MACLEAN POWER SYSTEMS | G1HDA218AHSC | Y | MACLEAN POWER SYSTEMS , G1HDA218AHSC |  |  | 68 | 2001-12-11 09:00 | Anjanece | 4 | 100 | N | N
MACLEAN POWER SYSTEMS | G1HDA218AHSC | Y | MACLEAN POWER SYSTEMS , G1HDA218AHSC |  |  | 68.12 | 2001-12-11 09:00 | Anjanece | 4 | 100 | N | N
MACLEAN POWER SYSTEMS | G1HDA218AHSC | Y | MACLEAN POWER SYSTEMS , G1HDA218AHSC |  |  | 68.13 | 2001-12-11 09:00 | Anjanece | 4 | 100 | N | N
MACLEAN POWER SYSTEMS | G1HDA218AHSC | Y | MACLEAN POWER SYSTEMS , G1HDA218AHSC |  |  | 68.3 | 2001-12-11 09:00 | Anjanece | 4 | 100 | N | N
MACLEAN POWER SYSTEMS | G1HDA218AHSC | Y | MACLEAN POWER SYSTEMS , G1HDA218AHSC |  |  | 68.39 | 2001-12-11 09:00 | Anjanece | 4 | 100 | N | N
MACLEAN POWER SYSTEMS | G1HDA218AHSC | Y | MACLEAN POWER SYSTEMS , G1HDA218AHSC |  |  | 68.41 | 2001-12-11 09:00 | Anjanece | 4 | 100 | N | N
MACLEAN POWER SYSTEMS | G1HDA218AHSC | Y | MACLEAN POWER SYSTEMS , G1HDA218AHSC |  |  | 68.43 | 2001-12-11 09:00 | Anjanece | 4 | 100 | N | N
MACLEAN POWER SYSTEMS | G1HDA218AHSC | Y | MACLEAN POWER SYSTEMS , G1HDA218AHSC |  |  | 68.51 | 2001-12-11 09:00 | Anjanece | 4 | 100 | N | N
MACLEAN POWER SYSTEMS | G1HDA218AHSC | Y | MACLEAN POWER SYSTEMS , G1HDA218AHSC |  |  | 68.58 | 2001-12-11 09:00 | Anjanece | 4 | 100 | N | N
MACLEAN POWER SYSTEMS | G1HDA218AHSC | Y | MACLEAN POWER SYSTEMS , G1HDA218AHSC |  |  | 68.68 | 2001-12-11 09:00 | Anjanece | 4 | 100 | N | N
MACLEAN POWER SYSTEMS | G1HDA218AHSC | Y | MACLEAN POWER SYSTEMS , G1HDA218AHSC |  |  | 68.76 | 2001-12-11 09:00 | Anjanece | 4 | 100 | N | N
MACLEAN POWER SYSTEMS | G1HDA218AHSC | Y | MACLEAN POWER SYSTEMS , G1HDA218AHSC |  |  | 68.77 | 2001-12-11 09:00 | Anjanece | 4 | 100 | N | N
MACLEAN POWER SYSTEMS | G1HDA218AHSC | Y | MACLEAN POWER SYSTEMS , G1HDA218AHSC |  |  | 68.79 | 2001-12-11 09:00 | Anjanece | 4 | 100 | N | N
MACLEAN POWER SYSTEMS | G1HDA218AHSC | Y | MACLEAN POWER SYSTEMS , G1HDA218AHSC |  |  | 68.84 | 2001-12-11 09:00 | Anjanece | 4 | 100 | N | N
MACLEAN POWER SYSTEMS | G1HDA218AHSC | Y | MACLEAN POWER SYSTEMS , G1HDA218AHSC |  |  | 68.87 | 2001-12-11 09:00 | Anjanece | 4 | 100 | N | N
MACLEAN POWER SYSTEMS | G1HDA218AHSC | Y | MACLEAN POWER SYSTEMS , G1HDA218AHSC |  |  | 69.05 | 2001-12-11 09:00 | Anjanece | 4 | 100 | N | N
MACLEAN POWER SYSTEMS | G1HDA218AHSC | Y | MACLEAN POWER SYSTEMS , G1HDA218AHSC |  |  | 69.85 | 2001-12-11 09:00 | Anjanece | 4 | 100 | N | N
MACLEAN POWER SYSTEMS | G1HDA218AHSC | Y | MACLEAN POWER SYSTEMS , G1HDA218AHSC |  |  | 69.99 | 2001-12-11 09:00 | Anjanece | 4 | 100 | N | N
MACLEAN POWER SYSTEMS | G1HDA218AHSC | Y | MACLEAN POWER SYSTEMS , G1HDA218AHSC |  |  | 70 | 2001-12-11 09:00 | Anjanece | 4 | 100 | N | N
MACLEAN POWER SYSTEMS | G1HDA218AHSC | Y | MACLEAN POWER SYSTEMS , G1HDA218AHSC |  |  | 70.05 | 2001-12-11 09:00 | Anjanece | 4 | 100 | N | N
MACLEAN POWER SYSTEMS | G1HDA218AHSC | Y | MACLEAN POWER SYSTEMS , G1HDA218AHSC |  |  | 70.13 | 2001-12-11 09:00 | Anjanece | 4 | 100 | N | N
MACLEAN POWER SYSTEMS | G1HDA218AHSC | Y | MACLEAN POWER SYSTEMS , G1HDA218AHSC |  |  | 70.16 | 2001-12-11 09:00 | Anjanece | 4 | 100 | N | N
MACLEAN POWER SYSTEMS | G1HDA218AHSC | Y | MACLEAN POWER SYSTEMS , G1HDA218AHSC |  |  | 70.18 | 2001-12-11 09:00 | Anjanece | 4 | 100 | N | N
MACLEAN POWER SYSTEMS | G1HDA218AHSC | Y | MACLEAN POWER SYSTEMS , G1HDA218AHSC |  |  | 70.25 | 2001-12-11 09:00 | Anjanece | 4 | 100 | N | N
MACLEAN POWER SYSTEMS | G1HDA218AHSC | Y | MACLEAN POWER SYSTEMS , G1HDA218AHSC |  |  | 70.39 | 2001-12-11 09:00 | Anjanece | 4 | 100 | N | N
MACLEAN POWER SYSTEMS | G1HDA218AHSC | Y | MACLEAN POWER SYSTEMS , G1HDA218AHSC |  |  | 70.41 | 2001-12-11 09:00 | Anjanece | 4 | 100 | N | N
MACLEAN POWER SYSTEMS | G1HDA218AHSC | Y | MACLEAN POWER SYSTEMS , G1HDA218AHSC |  |  | 70.43 | 2001-12-11 09:00 | Anjanece | 4 | 100 | N | N
MACLEAN POWER SYSTEMS | G1HDA218AHSC | Y | MACLEAN POWER SYSTEMS , G1HDA218AHSC |  |  | 70.44 | 2001-12-11 09:00 | Anjanece | 4 | 100 | N | N
MACLEAN POWER SYSTEMS | G1HDA218AHSC | Y | MACLEAN POWER SYSTEMS , G1HDA218AHSC |  |  | 70.58 | 2001-12-11 09:00 | Anjanece | 4 | 100 | N | N
MACLEAN POWER SYSTEMS | G1HDA218AHSC | Y | MACLEAN POWER SYSTEMS , G1HDA218AHSC |  |  | 70.61 | 2001-12-11 09:00 | Anjanece | 4 | 100 | N | N
MACLEAN POWER SYSTEMS | G1HDA218AHSC | Y | MACLEAN POWER SYSTEMS , G1HDA218AHSC |  |  | 70.62 | 2001-12-11 09:00 | Anjanece | 4 | 100 | N | N
MACLEAN POWER SYSTEMS | G1HDA218AHSC | Y | MACLEAN POWER SYSTEMS , G1HDA218AHSC |  |  | 71.58 | 2001-12-11 09:00 | Anjanece | 4 | 100 | N | N
MACLEAN POWER SYSTEMS | G1HDA218AHSC | Y | MACLEAN POWER SYSTEMS , G1HDA218AHSC |  |  | 75.01 | 2001-12-11 09:00 | Anjanece | 4 | 100 | N | N
MACLEAN POWER SYSTEMS | G1HDA218AHSC | Y | MACLEAN POWER SYSTEMS , G1HDA218AHSC |  | Storm Stores | 0 | 2018-04-16 10:05 | Anjanece | 4 | 100 | N | N
MACLEAN POWER SYSTEMS | G1HDA218AHSC | Y | MACLEAN POWER SYSTEMS , G1HDA218AHSC |  |  | 60.13 | 2018-04-16 10:05 | Anjanece | 4 | 100 | N | N
MACLEAN POWER SYSTEMS | G1HDA218AHSC | Y | MACLEAN POWER SYSTEMS , G1HDA218AHSC |  |  | 60.14 | 2018-04-16 10:05 | Anjanece | 4 | 100 | N | N
MACLEAN POWER SYSTEMS | G1HDA218AHSC | Y | MACLEAN POWER SYSTEMS , G1HDA218AHSC |  |  | 60.15 | 2018-04-16 10:05 | Anjanece | 4 | 100 | N | N
MACLEAN POWER SYSTEMS | G1HDA218AHSC | Y | MACLEAN POWER SYSTEMS , G1HDA218AHSC |  |  | 60.18 | 2018-04-16 10:05 | Anjanece | 4 | 100 | N | N
MACLEAN POWER SYSTEMS | G1HDA218AHSC | Y | MACLEAN POWER SYSTEMS , G1HDA218AHSC |  |  | 60.24 | 2018-04-16 10:05 | Anjanece | 4 | 100 | N | N
MACLEAN POWER SYSTEMS | G1HDA218AHSC | Y | MACLEAN POWER SYSTEMS , G1HDA218AHSC |  |  | 60.96 | 2018-04-16 10:05 | Anjanece | 4 | 100 | N | N
MACLEAN POWER SYSTEMS | G1HDA218AHSC | Y | MACLEAN POWER SYSTEMS , G1HDA218AHSC |  |  | 62.76 | 2018-04-16 10:05 | Anjanece | 4 | 100 | N | N
MACLEAN POWER SYSTEMS | G1HDA218AHSC | Y | MACLEAN POWER SYSTEMS , G1HDA218AHSC |  |  | 62.86 | 2018-04-16 10:05 | Anjanece | 4 | 100 | N | N
MACLEAN POWER SYSTEMS | G1HDA218AHSC | Y | MACLEAN POWER SYSTEMS , G1HDA218AHSC |  |  | 62.94 | 2018-04-16 10:05 | Anjanece | 4 | 100 | N | N
MACLEAN POWER SYSTEMS | G1HDA218AHSC | Y | MACLEAN POWER SYSTEMS , G1HDA218AHSC |  |  | 63.1 | 2018-04-16 10:05 | Anjanece | 4 | 100 | N | N
MACLEAN POWER SYSTEMS | G1HDA218AHSC | Y | MACLEAN POWER SYSTEMS , G1HDA218AHSC |  |  | 63.23 | 2018-04-16 10:05 | Anjanece | 4 | 100 | N | N
MACLEAN POWER SYSTEMS | G1HDA218AHSC | Y | MACLEAN POWER SYSTEMS , G1HDA218AHSC |  |  | 63.37 | 2018-04-16 10:05 | Anjanece | 4 | 100 | N | N
MACLEAN POWER SYSTEMS | G1HDA218AHSC | Y | MACLEAN POWER SYSTEMS , G1HDA218AHSC |  |  | 63.53 | 2018-04-16 10:05 | Anjanece | 4 | 100 | N | N
MACLEAN POWER SYSTEMS | G1HDA218AHSC | Y | MACLEAN POWER SYSTEMS , G1HDA218AHSC |  |  | 63.76 | 2018-04-16 10:05 | Anjanece | 4 | 100 | N | N
MACLEAN POWER SYSTEMS | G1HDA218AHSC | Y | MACLEAN POWER SYSTEMS , G1HDA218AHSC |  |  | 63.84 | 2018-04-16 10:05 | Anjanece | 4 | 100 | N | N
MACLEAN POWER SYSTEMS | G1HDA218AHSC | Y | MACLEAN POWER SYSTEMS , G1HDA218AHSC |  |  | 63.95 | 2018-04-16 10:05 | Anjanece | 4 | 100 | N | N
MACLEAN POWER SYSTEMS | G1HDA218AHSC | Y | MACLEAN POWER SYSTEMS , G1HDA218AHSC |  |  | 64.05 | 2018-04-16 10:05 | Anjanece | 4 | 100 | N | N
MACLEAN POWER SYSTEMS | G1HDA218AHSC | Y | MACLEAN POWER SYSTEMS , G1HDA218AHSC |  |  | 64.22 | 2018-04-16 10:05 | Anjanece | 4 | 100 | N | N
MACLEAN POWER SYSTEMS | G1HDA218AHSC | Y | MACLEAN POWER SYSTEMS , G1HDA218AHSC |  |  | 64.23 | 2018-04-16 10:05 | Anjanece | 4 | 100 | N | N
MACLEAN POWER SYSTEMS | G1HDA218AHSC | Y | MACLEAN POWER SYSTEMS , G1HDA218AHSC |  |  | 64.24 | 2018-04-16 10:05 | Anjanece | 4 | 100 | N | N
MACLEAN POWER SYSTEMS | G1HDA218AHSC | Y | MACLEAN POWER SYSTEMS , G1HDA218AHSC |  |  | 64.5 | 2018-04-16 10:05 | Anjanece | 4 | 100 | N | N
MACLEAN POWER SYSTEMS | G1HDA218AHSC | Y | MACLEAN POWER SYSTEMS , G1HDA218AHSC |  |  | 65.22 | 2018-04-16 10:05 | Anjanece | 4 | 100 | N | N
CHANCE | IB3 | Y | CHANCE , IB3 | JEA OVERHEAD DISTRIBUTION | CSC Stores | 12.46 | 2001-12-11 09:01 | Anjanece | 6 | 0 | N | N
CHANCE | IB3 | Y | CHANCE , IB3 |  |  | 12.65 | 2001-12-11 09:01 | Anjanece | 6 | 0 | N | N
CHANCE | IB3 | Y | CHANCE , IB3 |  |  | 15.59 | 2001-12-11 09:01 | Anjanece | 6 | 0 | N | N
CHANCE | IB3 | Y | CHANCE , IB3 |  |  | 19.05 | 2001-12-11 09:01 | Anjanece | 6 | 0 | N | N
CHANCE | IB3 | Y | CHANCE , IB3 |  |  | 21.14 | 2001-12-11 09:01 | Anjanece | 6 | 0 | N | N
CHANCE | IB3 | Y | CHANCE , IB3 |  |  | 29.32 | 2001-12-11 09:01 | Anjanece | 6 | 0 | N | N
CHANCE | IB3 | Y | CHANCE , IB3 |  |  | 32.71 | 2001-12-11 09:01 | Anjanece | 6 | 0 | N | N
CHANCE | IB3 | Y | CHANCE , IB3 |  |  | 35.55 | 2001-12-11 09:01 | Anjanece | 6 | 0 | N | N
CHANCE | IB3 | Y | CHANCE , IB3 |  |  | 35.84 | 2001-12-11 09:01 | Anjanece | 6 | 0 | N | N
CHANCE | IB3 | Y | CHANCE , IB3 |  |  | 37.8 | 2001-12-11 09:01 | Anjanece | 6 | 0 | N | N
CHANCE | IB3 | Y | CHANCE , IB3 |  |  | 39.17 | 2001-12-11 09:01 | Anjanece | 6 | 0 | N | N
MACLEAN POWER SYSTEMS | PTB-66H | Y | MACLEAN POWER SYSTEMS , PTB-66H | JEA OVERHEAD DISTRIBUTION | CSC Stores | 12.46 | 2001-12-11 09:01 | Anjanece | 6 | 0 | N | N
MACLEAN POWER SYSTEMS | PTB-66H | Y | MACLEAN POWER SYSTEMS , PTB-66H |  |  | 12.65 | 2001-12-11 09:01 | Anjanece | 6 | 0 | N | N
MACLEAN POWER SYSTEMS | PTB-66H | Y | MACLEAN POWER SYSTEMS , PTB-66H |  |  | 15.59 | 2001-12-11 09:01 | Anjanece | 6 | 0 | N | N
MACLEAN POWER SYSTEMS | PTB-66H | Y | MACLEAN POWER SYSTEMS , PTB-66H |  |  | 19.05 | 2001-12-11 09:01 | Anjanece | 6 | 0 | N | N
MACLEAN POWER SYSTEMS | PTB-66H | Y | MACLEAN POWER SYSTEMS , PTB-66H |  |  | 21.14 | 2001-12-11 09:01 | Anjanece | 6 | 0 | N | N
MACLEAN POWER SYSTEMS | PTB-66H | Y | MACLEAN POWER SYSTEMS , PTB-66H |  |  | 29.32 | 2001-12-11 09:01 | Anjanece | 6 | 0 | N | N
MACLEAN POWER SYSTEMS | PTB-66H | Y | MACLEAN POWER SYSTEMS , PTB-66H |  |  | 32.71 | 2001-12-11 09:01 | Anjanece | 6 | 0 | N | N
MACLEAN POWER SYSTEMS | PTB-66H | Y | MACLEAN POWER SYSTEMS , PTB-66H |  |  | 35.55 | 2001-12-11 09:01 | Anjanece | 6 | 0 | N | N
MACLEAN POWER SYSTEMS | PTB-66H | Y | MACLEAN POWER SYSTEMS , PTB-66H |  |  | 35.84 | 2001-12-11 09:01 | Anjanece | 6 | 0 | N | N
MACLEAN POWER SYSTEMS | PTB-66H | Y | MACLEAN POWER SYSTEMS , PTB-66H |  |  | 37.8 | 2001-12-11 09:01 | Anjanece | 6 | 0 | N | N
MACLEAN POWER SYSTEMS | PTB-66H | Y | MACLEAN POWER SYSTEMS , PTB-66H |  |  | 39.17 | 2001-12-11 09:01 | Anjanece | 6 | 0 | N | N
ACTION MANUFACTURING | 2974 | Y | ACTION MANUFACTURING , 2974 | JEA TRANSMISSION | CSC Stores | 40 | 2020-03-13 12:53 | John | 1 | 0 | N | N
ACTION MANUFACTURING | 2974 | Y | ACTION MANUFACTURING , 2974 |  |  | 56.32 | 2020-03-13 12:53 | John | 1 | 0 | N | N
ACTION MANUFACTURING | 2974 | Y | ACTION MANUFACTURING , 2974 |  |  | 59.62 | 2020-03-13 12:53 | John | 1 | 0 | N | N
ACTION MANUFACTURING | 2974 | Y | ACTION MANUFACTURING , 2974 |  |  | 80.62 | 2020-03-13 12:53 | John | 1 | 0 | N | N
ACTION MANUFACTURING | 2974 | Y | ACTION MANUFACTURING , 2974 |  |  | 80.76 | 2020-03-13 12:53 | John | 1 | 0 | N | N
ACTION MANUFACTURING | 2974 | Y | ACTION MANUFACTURING , 2974 |  |  | 96.25 | 2020-03-13 12:53 | John | 1 | 0 | N | N
ACTION MANUFACTURING | AMI-994 | Y | ACTION MANUFACTURING , AMI-994 | JEA OVERHEAD DISTRIBUTION | CSC Stores | 150.33 | 2001-12-11 09:02 | Anjanece | 1 | 0 | N | N
ACTION MANUFACTURING | AMI-994 | Y | ACTION MANUFACTURING , AMI-994 |  |  | 163 | 2001-12-11 09:02 | Anjanece | 1 | 0 | N | N
ACTION MANUFACTURING | AMI-994 | Y | ACTION MANUFACTURING , AMI-994 |  |  | 182.94 | 2001-12-11 09:02 | Anjanece | 1 | 0 | N | N
ACTION MANUFACTURING | AMI-994 | Y | ACTION MANUFACTURING , AMI-994 |  |  | 183.03 | 2001-12-11 09:02 | Anjanece | 1 | 0 | N | N
ACTION MANUFACTURING | AMI-994 | Y | ACTION MANUFACTURING , AMI-994 |  |  | 183.08 | 2001-12-11 09:02 | Anjanece | 1 | 0 | N | N
ACTION MANUFACTURING | AMI-994 | Y | ACTION MANUFACTURING , AMI-994 |  |  | 183.63 | 2001-12-11 09:02 | Anjanece | 1 | 0 | N | N
ACTION MANUFACTURING | AMI-994 | Y | ACTION MANUFACTURING , AMI-994 |  |  | 184.83 | 2001-12-11 09:02 | Anjanece | 1 | 0 | N | N
ACTION MANUFACTURING | AMI-994 | Y | ACTION MANUFACTURING , AMI-994 |  |  | 189.38 | 2001-12-11 09:02 | Anjanece | 1 | 0 | N | N
ACTION MANUFACTURING | AMI-994 | Y | ACTION MANUFACTURING , AMI-994 |  |  | 195.28 | 2001-12-11 09:02 | Anjanece | 1 | 0 | N | N
ACTION MANUFACTURING | AMI-994 | Y | ACTION MANUFACTURING , AMI-994 |  |  | 207.71 | 2001-12-11 09:02 | Anjanece | 1 | 0 | N | N
ACTION MANUFACTURING | AMI-994 | Y | ACTION MANUFACTURING , AMI-994 |  |  | 214.43 | 2001-12-11 09:02 | Anjanece | 1 | 0 | N | N
ACTION MANUFACTURING | AMI-994 | Y | ACTION MANUFACTURING , AMI-994 |  |  | 215.52 | 2001-12-11 09:02 | Anjanece | 1 | 0 | N | N
ACTION MANUFACTURING | AMI-994 | Y | ACTION MANUFACTURING , AMI-994 |  |  | 257.83 | 2001-12-11 09:02 | Anjanece | 1 | 0 | N | N
ACTION MANUFACTURING | AMI-994 | Y | ACTION MANUFACTURING , AMI-994 |  |  | 266.46 | 2001-12-11 09:02 | Anjanece | 1 | 0 | N | N
ACTION MANUFACTURING | AMI-994 | Y | ACTION MANUFACTURING , AMI-994 |  |  | 271.88 | 2001-12-11 09:02 | Anjanece | 1 | 0 | N | N
ACTION MANUFACTURING | AMI-994 | Y | ACTION MANUFACTURING , AMI-994 |  |  | 274.93 | 2001-12-11 09:02 | Anjanece | 1 | 0 | N | N
ACTION MANUFACTURING | AMI-994 | Y | ACTION MANUFACTURING , AMI-994 |  |  | 275.92 | 2001-12-11 09:02 | Anjanece | 1 | 0 | N | N
ACTION MANUFACTURING | AMI-994 | Y | ACTION MANUFACTURING , AMI-994 |  |  | 280.45 | 2001-12-11 09:02 | Anjanece | 1 | 0 | N | N
ACTION MANUFACTURING | AMI-994 | Y | ACTION MANUFACTURING , AMI-994 |  |  | 293.13 | 2001-12-11 09:02 | Anjanece | 1 | 0 | N | N
ACTION MANUFACTURING | AMI-994 | Y | ACTION MANUFACTURING , AMI-994 |  |  | 380 | 2001-12-11 09:02 | Anjanece | 1 | 0 | N | N
ACTION MANUFACTURING | UUP-266 | Y | ACTION MANUFACTURING , UUP-266 | JEA OVERHEAD DISTRIBUTION | CSC Stores | 150.33 | 2001-12-11 09:02 | Anjanece | 1 | 0 | N | N
ACTION MANUFACTURING | UUP-266 | Y | ACTION MANUFACTURING , UUP-266 |  |  | 163 | 2001-12-11 09:02 | Anjanece | 1 | 0 | N | N
ACTION MANUFACTURING | UUP-266 | Y | ACTION MANUFACTURING , UUP-266 |  |  | 182.94 | 2001-12-11 09:02 | Anjanece | 1 | 0 | N | N
ACTION MANUFACTURING | UUP-266 | Y | ACTION MANUFACTURING , UUP-266 |  |  | 183.03 | 2001-12-11 09:02 | Anjanece | 1 | 0 | N | N
ACTION MANUFACTURING | UUP-266 | Y | ACTION MANUFACTURING , UUP-266 |  |  | 183.08 | 2001-12-11 09:02 | Anjanece | 1 | 0 | N | N
ACTION MANUFACTURING | UUP-266 | Y | ACTION MANUFACTURING , UUP-266 |  |  | 183.63 | 2001-12-11 09:02 | Anjanece | 1 | 0 | N | N
ACTION MANUFACTURING | UUP-266 | Y | ACTION MANUFACTURING , UUP-266 |  |  | 184.83 | 2001-12-11 09:02 | Anjanece | 1 | 0 | N | N
ACTION MANUFACTURING | UUP-266 | Y | ACTION MANUFACTURING , UUP-266 |  |  | 189.38 | 2001-12-11 09:02 | Anjanece | 1 | 0 | N | N
ACTION MANUFACTURING | UUP-266 | Y | ACTION MANUFACTURING , UUP-266 |  |  | 195.28 | 2001-12-11 09:02 | Anjanece | 1 | 0 | N | N
ACTION MANUFACTURING | UUP-266 | Y | ACTION MANUFACTURING , UUP-266 |  |  | 207.71 | 2001-12-11 09:02 | Anjanece | 1 | 0 | N | N
ACTION MANUFACTURING | UUP-266 | Y | ACTION MANUFACTURING , UUP-266 |  |  | 214.43 | 2001-12-11 09:02 | Anjanece | 1 | 0 | N | N
ACTION MANUFACTURING | UUP-266 | Y | ACTION MANUFACTURING , UUP-266 |  |  | 215.52 | 2001-12-11 09:02 | Anjanece | 1 | 0 | N | N
ACTION MANUFACTURING | UUP-266 | Y | ACTION MANUFACTURING , UUP-266 |  |  | 257.83 | 2001-12-11 09:02 | Anjanece | 1 | 0 | N | N
ACTION MANUFACTURING | UUP-266 | Y | ACTION MANUFACTURING , UUP-266 |  |  | 266.46 | 2001-12-11 09:02 | Anjanece | 1 | 0 | N | N
ACTION MANUFACTURING | UUP-266 | Y | ACTION MANUFACTURING , UUP-266 |  |  | 271.88 | 2001-12-11 09:02 | Anjanece | 1 | 0 | N | N
ACTION MANUFACTURING | UUP-266 | Y | ACTION MANUFACTURING , UUP-266 |  |  | 274.93 | 2001-12-11 09:02 | Anjanece | 1 | 0 | N | N
ACTION MANUFACTURING | UUP-266 | Y | ACTION MANUFACTURING , UUP-266 |  |  | 275.92 | 2001-12-11 09:02 | Anjanece | 1 | 0 | N | N
ACTION MANUFACTURING | UUP-266 | Y | ACTION MANUFACTURING , UUP-266 |  |  | 280.45 | 2001-12-11 09:02 | Anjanece | 1 | 0 | N | N
ACTION MANUFACTURING | UUP-266 | Y | ACTION MANUFACTURING , UUP-266 |  |  | 293.13 | 2001-12-11 09:02 | Anjanece | 1 | 0 | N | N
ACTION MANUFACTURING | UUP-266 | Y | ACTION MANUFACTURING , UUP-266 |  |  | 380 | 2001-12-11 09:02 | Anjanece | 1 | 0 | N | N
BARFIELD MANUFACTURING CO. | BPEHD-183 W/ BAOHSM-18-PAIR | Y | BARFIELD MANUFACTURING CO. , BPEHD-183 W/ BAOHSM-18-PAIR | JEA OVERHEAD DISTRIBUTION | CSC Stores | 3652.69 | 2012-09-11 15:42 | Anjanece | 1 | 0 | N | N
BARFIELD MANUFACTURING CO. | BPEHD-183 W/ BAOHSM-18-PAIR | Y | BARFIELD MANUFACTURING CO. , BPEHD-183 W/ BAOHSM-18-PAIR |  |  | 3670.5 | 2012-09-11 15:42 | Anjanece | 1 | 0 | N | N
BARFIELD MANUFACTURING CO. | BPEHD-183 W/ BAOHSM-18-PAIR | Y | BARFIELD MANUFACTURING CO. , BPEHD-183 W/ BAOHSM-18-PAIR |  |  | 4100 | 2012-09-11 15:42 | Anjanece | 1 | 0 | N | N
BARFIELD MANUFACTURING CO. | BPEHD-183 W/ BAOHSM-18-PAIR | Y | BARFIELD MANUFACTURING CO. , BPEHD-183 W/ BAOHSM-18-PAIR |  |  | 4293 | 2012-09-11 15:42 | Anjanece | 1 | 0 | N | N
BARFIELD MANUFACTURING CO. | BPSEHD-224 W/BASMAHC-22-PAIR | Y | BARFIELD MANUFACTURING CO. , BPSEHD-224 W/BASMAHC-22-PAIR | JEA OVERHEAD DISTRIBUTION | CSC Stores | 4344.1 | 2001-12-11 09:03 | Anjanece | 1 | 0 | N | N
BARFIELD MANUFACTURING CO. | BPSEHD-224 W/BASMAHC-22-PAIR | Y | BARFIELD MANUFACTURING CO. , BPSEHD-224 W/BASMAHC-22-PAIR |  |  | 4860 | 2001-12-11 09:03 | Anjanece | 1 | 0 | N | N
BARFIELD MANUFACTURING CO. | BPSEHD-224 W/BASMAHC-22-PAIR | Y | BARFIELD MANUFACTURING CO. , BPSEHD-224 W/BASMAHC-22-PAIR |  |  | 6299.4 | 2001-12-11 09:03 | Anjanece | 1 | 0 | N | N
ADVANCED STEEL FABRICATION | ASF-D05 | Y | ADVANCED STEEL FABRICATION , ASF-D05 | JEA OVERHEAD DISTRIBUTION | CSC Stores | 16.98 | 2001-12-11 09:03 | Anjanece | 1 | 0 | N | N
ADVANCED STEEL FABRICATION | ASF-D05 | Y | ADVANCED STEEL FABRICATION , ASF-D05 |  |  | 17 | 2001-12-11 09:03 | Anjanece | 1 | 0 | N | N
ADVANCED STEEL FABRICATION | ASF-D05 | Y | ADVANCED STEEL FABRICATION , ASF-D05 |  |  | 17.05 | 2001-12-11 09:03 | Anjanece | 1 | 0 | N | N
ADVANCED STEEL FABRICATION | ASF-D05 | Y | ADVANCED STEEL FABRICATION , ASF-D05 |  |  | 17.13 | 2001-12-11 09:03 | Anjanece | 1 | 0 | N | N
ADVANCED STEEL FABRICATION | ASF-D05 | Y | ADVANCED STEEL FABRICATION , ASF-D05 |  |  | 17.2 | 2001-12-11 09:03 | Anjanece | 1 | 0 | N | N
ADVANCED STEEL FABRICATION | ASF-D05 | Y | ADVANCED STEEL FABRICATION , ASF-D05 |  |  | 17.25 | 2001-12-11 09:03 | Anjanece | 1 | 0 | N | N
ADVANCED STEEL FABRICATION | ASF-D05 | Y | ADVANCED STEEL FABRICATION , ASF-D05 |  |  | 17.26 | 2001-12-11 09:03 | Anjanece | 1 | 0 | N | N
ADVANCED STEEL FABRICATION | ASF-D05 | Y | ADVANCED STEEL FABRICATION , ASF-D05 |  |  | 17.43 | 2001-12-11 09:03 | Anjanece | 1 | 0 | N | N
ADVANCED STEEL FABRICATION | ASF-D05 | Y | ADVANCED STEEL FABRICATION , ASF-D05 |  |  | 17.5 | 2001-12-11 09:03 | Anjanece | 1 | 0 | N | N
ADVANCED STEEL FABRICATION | ASF-D05 | Y | ADVANCED STEEL FABRICATION , ASF-D05 |  |  | 17.65 | 2001-12-11 09:03 | Anjanece | 1 | 0 | N | N
ADVANCED STEEL FABRICATION | ASF-D05 | Y | ADVANCED STEEL FABRICATION , ASF-D05 |  |  | 17.86 | 2001-12-11 09:03 | Anjanece | 1 | 0 | N | N
ADVANCED STEEL FABRICATION | ASF-D05 | Y | ADVANCED STEEL FABRICATION , ASF-D05 |  |  | 17.96 | 2001-12-11 09:03 | Anjanece | 1 | 0 | N | N
ADVANCED STEEL FABRICATION | ASF-D05 | Y | ADVANCED STEEL FABRICATION , ASF-D05 |  |  | 17.97 | 2001-12-11 09:03 | Anjanece | 1 | 0 | N | N
ADVANCED STEEL FABRICATION | ASF-D05 | Y | ADVANCED STEEL FABRICATION , ASF-D05 |  |  | 21.39 | 2001-12-11 09:03 | Anjanece | 1 | 0 | N | N
ADVANCED STEEL FABRICATION | ASF-D05 | Y | ADVANCED STEEL FABRICATION , ASF-D05 |  |  | 22.27 | 2001-12-11 09:03 | Anjanece | 1 | 0 | N | N
ADVANCED STEEL FABRICATION | ASF-D05 | Y | ADVANCED STEEL FABRICATION , ASF-D05 |  |  | 22.57 | 2001-12-11 09:03 | Anjanece | 1 | 0 | N | N
ADVANCED STEEL FABRICATION | ASF-D05 | Y | ADVANCED STEEL FABRICATION , ASF-D05 |  |  | 29.87 | 2001-12-11 09:03 | Anjanece | 1 | 0 | N | N
ADVANCED STEEL FABRICATION | ASF-D05 | Y | ADVANCED STEEL FABRICATION , ASF-D05 |  |  | 35.53 | 2001-12-11 09:03 | Anjanece | 1 | 0 | N | N
ADVANCED STEEL FABRICATION | ASF-D05 | Y | ADVANCED STEEL FABRICATION , ASF-D05 |  |  | 37.2 | 2001-12-11 09:03 | Anjanece | 1 | 0 | N | N
ADVANCED STEEL FABRICATION | ASF-D05 | Y | ADVANCED STEEL FABRICATION , ASF-D05 |  |  | 39.1 | 2001-12-11 09:03 | Anjanece | 1 | 0 | N | N
ADVANCED STEEL FABRICATION | ASF-D05 | Y | ADVANCED STEEL FABRICATION , ASF-D05 |  |  | 39.25 | 2001-12-11 09:03 | Anjanece | 1 | 0 | N | N
ADVANCED STEEL FABRICATION | ASF-D05 | Y | ADVANCED STEEL FABRICATION , ASF-D05 |  |  | 39.3 | 2001-12-11 09:03 | Anjanece | 1 | 0 | N | N
ADVANCED STEEL FABRICATION | ASF-D05 | Y | ADVANCED STEEL FABRICATION , ASF-D05 |  |  | 39.46 | 2001-12-11 09:03 | Anjanece | 1 | 0 | N | N
ADVANCED STEEL FABRICATION | ASF-D05 | Y | ADVANCED STEEL FABRICATION , ASF-D05 |  |  | 39.99 | 2001-12-11 09:03 | Anjanece | 1 | 0 | N | N
ADVANCED STEEL FABRICATION | ASF-D05 | Y | ADVANCED STEEL FABRICATION , ASF-D05 |  |  | 40.69 | 2001-12-11 09:03 | Anjanece | 1 | 0 | N | N
ADVANCED STEEL FABRICATION | ASF-D05 | Y | ADVANCED STEEL FABRICATION , ASF-D05 |  |  | 41.16 | 2001-12-11 09:03 | Anjanece | 1 | 0 | N | N
ADVANCED STEEL FABRICATION | ASF-D05 | Y | ADVANCED STEEL FABRICATION , ASF-D05 |  |  | 41.31 | 2001-12-11 09:03 | Anjanece | 1 | 0 | N | N
ADVANCED STEEL FABRICATION | ASF-D05 | Y | ADVANCED STEEL FABRICATION , ASF-D05 |  |  | 41.36 | 2001-12-11 09:03 | Anjanece | 1 | 0 | N | N
ADVANCED STEEL FABRICATION | ASF-D05 | Y | ADVANCED STEEL FABRICATION , ASF-D05 |  |  | 41.38 | 2001-12-11 09:03 | Anjanece | 1 | 0 | N | N
ATLAS POWER PRODUCTS | APP-2462 | Y | ATLAS POWER PRODUCTS , APP-2462 | JEA OVERHEAD DISTRIBUTION | CSC Stores | 16.98 | 2001-12-11 09:03 | Anjanece | 1 | 0 | N | N
ATLAS POWER PRODUCTS | APP-2462 | Y | ATLAS POWER PRODUCTS , APP-2462 |  |  | 17 | 2001-12-11 09:03 | Anjanece | 1 | 0 | N | N
ATLAS POWER PRODUCTS | APP-2462 | Y | ATLAS POWER PRODUCTS , APP-2462 |  |  | 17.05 | 2001-12-11 09:03 | Anjanece | 1 | 0 | N | N
ATLAS POWER PRODUCTS | APP-2462 | Y | ATLAS POWER PRODUCTS , APP-2462 |  |  | 17.13 | 2001-12-11 09:03 | Anjanece | 1 | 0 | N | N
ATLAS POWER PRODUCTS | APP-2462 | Y | ATLAS POWER PRODUCTS , APP-2462 |  |  | 17.2 | 2001-12-11 09:03 | Anjanece | 1 | 0 | N | N
ATLAS POWER PRODUCTS | APP-2462 | Y | ATLAS POWER PRODUCTS , APP-2462 |  |  | 17.25 | 2001-12-11 09:03 | Anjanece | 1 | 0 | N | N
ATLAS POWER PRODUCTS | APP-2462 | Y | ATLAS POWER PRODUCTS , APP-2462 |  |  | 17.26 | 2001-12-11 09:03 | Anjanece | 1 | 0 | N | N
ATLAS POWER PRODUCTS | APP-2462 | Y | ATLAS POWER PRODUCTS , APP-2462 |  |  | 17.43 | 2001-12-11 09:03 | Anjanece | 1 | 0 | N | N
ATLAS POWER PRODUCTS | APP-2462 | Y | ATLAS POWER PRODUCTS , APP-2462 |  |  | 17.5 | 2001-12-11 09:03 | Anjanece | 1 | 0 | N | N
ATLAS POWER PRODUCTS | APP-2462 | Y | ATLAS POWER PRODUCTS , APP-2462 |  |  | 17.65 | 2001-12-11 09:03 | Anjanece | 1 | 0 | N | N
ATLAS POWER PRODUCTS | APP-2462 | Y | ATLAS POWER PRODUCTS , APP-2462 |  |  | 17.86 | 2001-12-11 09:03 | Anjanece | 1 | 0 | N | N
ATLAS POWER PRODUCTS | APP-2462 | Y | ATLAS POWER PRODUCTS , APP-2462 |  |  | 17.96 | 2001-12-11 09:03 | Anjanece | 1 | 0 | N | N
ATLAS POWER PRODUCTS | APP-2462 | Y | ATLAS POWER PRODUCTS , APP-2462 |  |  | 17.97 | 2001-12-11 09:03 | Anjanece | 1 | 0 | N | N
ATLAS POWER PRODUCTS | APP-2462 | Y | ATLAS POWER PRODUCTS , APP-2462 |  |  | 21.39 | 2001-12-11 09:03 | Anjanece | 1 | 0 | N | N
ATLAS POWER PRODUCTS | APP-2462 | Y | ATLAS POWER PRODUCTS , APP-2462 |  |  | 22.27 | 2001-12-11 09:03 | Anjanece | 1 | 0 | N | N
ATLAS POWER PRODUCTS | APP-2462 | Y | ATLAS POWER PRODUCTS , APP-2462 |  |  | 22.57 | 2001-12-11 09:03 | Anjanece | 1 | 0 | N | N
ATLAS POWER PRODUCTS | APP-2462 | Y | ATLAS POWER PRODUCTS , APP-2462 |  |  | 29.87 | 2001-12-11 09:03 | Anjanece | 1 | 0 | N | N
ATLAS POWER PRODUCTS | APP-2462 | Y | ATLAS POWER PRODUCTS , APP-2462 |  |  | 35.53 | 2001-12-11 09:03 | Anjanece | 1 | 0 | N | N
ATLAS POWER PRODUCTS | APP-2462 | Y | ATLAS POWER PRODUCTS , APP-2462 |  |  | 37.2 | 2001-12-11 09:03 | Anjanece | 1 | 0 | N | N
ATLAS POWER PRODUCTS | APP-2462 | Y | ATLAS POWER PRODUCTS , APP-2462 |  |  | 39.1 | 2001-12-11 09:03 | Anjanece | 1 | 0 | N | N
ATLAS POWER PRODUCTS | APP-2462 | Y | ATLAS POWER PRODUCTS , APP-2462 |  |  | 39.25 | 2001-12-11 09:03 | Anjanece | 1 | 0 | N | N
ATLAS POWER PRODUCTS | APP-2462 | Y | ATLAS POWER PRODUCTS , APP-2462 |  |  | 39.3 | 2001-12-11 09:03 | Anjanece | 1 | 0 | N | N
ATLAS POWER PRODUCTS | APP-2462 | Y | ATLAS POWER PRODUCTS , APP-2462 |  |  | 39.46 | 2001-12-11 09:03 | Anjanece | 1 | 0 | N | N
ATLAS POWER PRODUCTS | APP-2462 | Y | ATLAS POWER PRODUCTS , APP-2462 |  |  | 39.99 | 2001-12-11 09:03 | Anjanece | 1 | 0 | N | N
ATLAS POWER PRODUCTS | APP-2462 | Y | ATLAS POWER PRODUCTS , APP-2462 |  |  | 40.69 | 2001-12-11 09:03 | Anjanece | 1 | 0 | N | N
ATLAS POWER PRODUCTS | APP-2462 | Y | ATLAS POWER PRODUCTS , APP-2462 |  |  | 41.16 | 2001-12-11 09:03 | Anjanece | 1 | 0 | N | N
ATLAS POWER PRODUCTS | APP-2462 | Y | ATLAS POWER PRODUCTS , APP-2462 |  |  | 41.31 | 2001-12-11 09:03 | Anjanece | 1 | 0 | N | N
ATLAS POWER PRODUCTS | APP-2462 | Y | ATLAS POWER PRODUCTS , APP-2462 |  |  | 41.36 | 2001-12-11 09:03 | Anjanece | 1 | 0 | N | N
ATLAS POWER PRODUCTS | APP-2462 | Y | ATLAS POWER PRODUCTS , APP-2462 |  |  | 41.38 | 2001-12-11 09:03 | Anjanece | 1 | 0 | N | N
DIXIE ELECTRIC | B-1219 | Y | DIXIE ELECTRIC , B-1219 | JEA OVERHEAD DISTRIBUTION | CSC Stores | 16.98 | 2001-12-11 09:03 | Anjanece | 1 | 0 | N | N
DIXIE ELECTRIC | B-1219 | Y | DIXIE ELECTRIC , B-1219 |  |  | 17 | 2001-12-11 09:03 | Anjanece | 1 | 0 | N | N
DIXIE ELECTRIC | B-1219 | Y | DIXIE ELECTRIC , B-1219 |  |  | 17.05 | 2001-12-11 09:03 | Anjanece | 1 | 0 | N | N
DIXIE ELECTRIC | B-1219 | Y | DIXIE ELECTRIC , B-1219 |  |  | 17.13 | 2001-12-11 09:03 | Anjanece | 1 | 0 | N | N
DIXIE ELECTRIC | B-1219 | Y | DIXIE ELECTRIC , B-1219 |  |  | 17.2 | 2001-12-11 09:03 | Anjanece | 1 | 0 | N | N
DIXIE ELECTRIC | B-1219 | Y | DIXIE ELECTRIC , B-1219 |  |  | 17.25 | 2001-12-11 09:03 | Anjanece | 1 | 0 | N | N
DIXIE ELECTRIC | B-1219 | Y | DIXIE ELECTRIC , B-1219 |  |  | 17.26 | 2001-12-11 09:03 | Anjanece | 1 | 0 | N | N
DIXIE ELECTRIC | B-1219 | Y | DIXIE ELECTRIC , B-1219 |  |  | 17.43 | 2001-12-11 09:03 | Anjanece | 1 | 0 | N | N
DIXIE ELECTRIC | B-1219 | Y | DIXIE ELECTRIC , B-1219 |  |  | 17.5 | 2001-12-11 09:03 | Anjanece | 1 | 0 | N | N
DIXIE ELECTRIC | B-1219 | Y | DIXIE ELECTRIC , B-1219 |  |  | 17.65 | 2001-12-11 09:03 | Anjanece | 1 | 0 | N | N
DIXIE ELECTRIC | B-1219 | Y | DIXIE ELECTRIC , B-1219 |  |  | 17.86 | 2001-12-11 09:03 | Anjanece | 1 | 0 | N | N
DIXIE ELECTRIC | B-1219 | Y | DIXIE ELECTRIC , B-1219 |  |  | 17.96 | 2001-12-11 09:03 | Anjanece | 1 | 0 | N | N
DIXIE ELECTRIC | B-1219 | Y | DIXIE ELECTRIC , B-1219 |  |  | 17.97 | 2001-12-11 09:03 | Anjanece | 1 | 0 | N | N
DIXIE ELECTRIC | B-1219 | Y | DIXIE ELECTRIC , B-1219 |  |  | 21.39 | 2001-12-11 09:03 | Anjanece | 1 | 0 | N | N
DIXIE ELECTRIC | B-1219 | Y | DIXIE ELECTRIC , B-1219 |  |  | 22.27 | 2001-12-11 09:03 | Anjanece | 1 | 0 | N | N
DIXIE ELECTRIC | B-1219 | Y | DIXIE ELECTRIC , B-1219 |  |  | 22.57 | 2001-12-11 09:03 | Anjanece | 1 | 0 | N | N
DIXIE ELECTRIC | B-1219 | Y | DIXIE ELECTRIC , B-1219 |  |  | 29.87 | 2001-12-11 09:03 | Anjanece | 1 | 0 | N | N
DIXIE ELECTRIC | B-1219 | Y | DIXIE ELECTRIC , B-1219 |  |  | 35.53 | 2001-12-11 09:03 | Anjanece | 1 | 0 | N | N
DIXIE ELECTRIC | B-1219 | Y | DIXIE ELECTRIC , B-1219 |  |  | 37.2 | 2001-12-11 09:03 | Anjanece | 1 | 0 | N | N
DIXIE ELECTRIC | B-1219 | Y | DIXIE ELECTRIC , B-1219 |  |  | 39.1 | 2001-12-11 09:03 | Anjanece | 1 | 0 | N | N
DIXIE ELECTRIC | B-1219 | Y | DIXIE ELECTRIC , B-1219 |  |  | 39.25 | 2001-12-11 09:03 | Anjanece | 1 | 0 | N | N
DIXIE ELECTRIC | B-1219 | Y | DIXIE ELECTRIC , B-1219 |  |  | 39.3 | 2001-12-11 09:03 | Anjanece | 1 | 0 | N | N
DIXIE ELECTRIC | B-1219 | Y | DIXIE ELECTRIC , B-1219 |  |  | 39.46 | 2001-12-11 09:03 | Anjanece | 1 | 0 | N | N
DIXIE ELECTRIC | B-1219 | Y | DIXIE ELECTRIC , B-1219 |  |  | 39.99 | 2001-12-11 09:03 | Anjanece | 1 | 0 | N | N
DIXIE ELECTRIC | B-1219 | Y | DIXIE ELECTRIC , B-1219 |  |  | 40.69 | 2001-12-11 09:03 | Anjanece | 1 | 0 | N | N
DIXIE ELECTRIC | B-1219 | Y | DIXIE ELECTRIC , B-1219 |  |  | 41.16 | 2001-12-11 09:03 | Anjanece | 1 | 0 | N | N
DIXIE ELECTRIC | B-1219 | Y | DIXIE ELECTRIC , B-1219 |  |  | 41.31 | 2001-12-11 09:03 | Anjanece | 1 | 0 | N | N
DIXIE ELECTRIC | B-1219 | Y | DIXIE ELECTRIC , B-1219 |  |  | 41.36 | 2001-12-11 09:03 | Anjanece | 1 | 0 | N | N
DIXIE ELECTRIC | B-1219 | Y | DIXIE ELECTRIC , B-1219 |  |  | 41.38 | 2001-12-11 09:03 | Anjanece | 1 | 0 | N | N
FABRICATED METALS | RPAB-1P-J | Y | FABRICATED METALS , RPAB-1P-J | JEA OVERHEAD DISTRIBUTION | CSC Stores | 16.98 | 2001-12-11 09:03 | Anjanece | 1 | 0 | N | N
FABRICATED METALS | RPAB-1P-J | Y | FABRICATED METALS , RPAB-1P-J |  |  | 17 | 2001-12-11 09:03 | Anjanece | 1 | 0 | N | N
FABRICATED METALS | RPAB-1P-J | Y | FABRICATED METALS , RPAB-1P-J |  |  | 17.05 | 2001-12-11 09:03 | Anjanece | 1 | 0 | N | N
FABRICATED METALS | RPAB-1P-J | Y | FABRICATED METALS , RPAB-1P-J |  |  | 17.13 | 2001-12-11 09:03 | Anjanece | 1 | 0 | N | N
FABRICATED METALS | RPAB-1P-J | Y | FABRICATED METALS , RPAB-1P-J |  |  | 17.2 | 2001-12-11 09:03 | Anjanece | 1 | 0 | N | N
FABRICATED METALS | RPAB-1P-J | Y | FABRICATED METALS , RPAB-1P-J |  |  | 17.25 | 2001-12-11 09:03 | Anjanece | 1 | 0 | N | N
FABRICATED METALS | RPAB-1P-J | Y | FABRICATED METALS , RPAB-1P-J |  |  | 17.26 | 2001-12-11 09:03 | Anjanece | 1 | 0 | N | N
FABRICATED METALS | RPAB-1P-J | Y | FABRICATED METALS , RPAB-1P-J |  |  | 17.43 | 2001-12-11 09:03 | Anjanece | 1 | 0 | N | N
FABRICATED METALS | RPAB-1P-J | Y | FABRICATED METALS , RPAB-1P-J |  |  | 17.5 | 2001-12-11 09:03 | Anjanece | 1 | 0 | N | N
FABRICATED METALS | RPAB-1P-J | Y | FABRICATED METALS , RPAB-1P-J |  |  | 17.65 | 2001-12-11 09:03 | Anjanece | 1 | 0 | N | N
FABRICATED METALS | RPAB-1P-J | Y | FABRICATED METALS , RPAB-1P-J |  |  | 17.86 | 2001-12-11 09:03 | Anjanece | 1 | 0 | N | N
FABRICATED METALS | RPAB-1P-J | Y | FABRICATED METALS , RPAB-1P-J |  |  | 17.96 | 2001-12-11 09:03 | Anjanece | 1 | 0 | N | N
FABRICATED METALS | RPAB-1P-J | Y | FABRICATED METALS , RPAB-1P-J |  |  | 17.97 | 2001-12-11 09:03 | Anjanece | 1 | 0 | N | N
FABRICATED METALS | RPAB-1P-J | Y | FABRICATED METALS , RPAB-1P-J |  |  | 21.39 | 2001-12-11 09:03 | Anjanece | 1 | 0 | N | N
FABRICATED METALS | RPAB-1P-J | Y | FABRICATED METALS , RPAB-1P-J |  |  | 22.27 | 2001-12-11 09:03 | Anjanece | 1 | 0 | N | N
FABRICATED METALS | RPAB-1P-J | Y | FABRICATED METALS , RPAB-1P-J |  |  | 22.57 | 2001-12-11 09:03 | Anjanece | 1 | 0 | N | N
FABRICATED METALS | RPAB-1P-J | Y | FABRICATED METALS , RPAB-1P-J |  |  | 29.87 | 2001-12-11 09:03 | Anjanece | 1 | 0 | N | N
FABRICATED METALS | RPAB-1P-J | Y | FABRICATED METALS , RPAB-1P-J |  |  | 35.53 | 2001-12-11 09:03 | Anjanece | 1 | 0 | N | N
FABRICATED METALS | RPAB-1P-J | Y | FABRICATED METALS , RPAB-1P-J |  |  | 37.2 | 2001-12-11 09:03 | Anjanece | 1 | 0 | N | N
FABRICATED METALS | RPAB-1P-J | Y | FABRICATED METALS , RPAB-1P-J |  |  | 39.1 | 2001-12-11 09:03 | Anjanece | 1 | 0 | N | N
FABRICATED METALS | RPAB-1P-J | Y | FABRICATED METALS , RPAB-1P-J |  |  | 39.25 | 2001-12-11 09:03 | Anjanece | 1 | 0 | N | N
FABRICATED METALS | RPAB-1P-J | Y | FABRICATED METALS , RPAB-1P-J |  |  | 39.3 | 2001-12-11 09:03 | Anjanece | 1 | 0 | N | N
FABRICATED METALS | RPAB-1P-J | Y | FABRICATED METALS , RPAB-1P-J |  |  | 39.46 | 2001-12-11 09:03 | Anjanece | 1 | 0 | N | N
FABRICATED METALS | RPAB-1P-J | Y | FABRICATED METALS , RPAB-1P-J |  |  | 39.99 | 2001-12-11 09:03 | Anjanece | 1 | 0 | N | N
FABRICATED METALS | RPAB-1P-J | Y | FABRICATED METALS , RPAB-1P-J |  |  | 40.69 | 2001-12-11 09:03 | Anjanece | 1 | 0 | N | N
FABRICATED METALS | RPAB-1P-J | Y | FABRICATED METALS , RPAB-1P-J |  |  | 41.16 | 2001-12-11 09:03 | Anjanece | 1 | 0 | N | N
FABRICATED METALS | RPAB-1P-J | Y | FABRICATED METALS , RPAB-1P-J |  |  | 41.31 | 2001-12-11 09:03 | Anjanece | 1 | 0 | N | N
FABRICATED METALS | RPAB-1P-J | Y | FABRICATED METALS , RPAB-1P-J |  |  | 41.36 | 2001-12-11 09:03 | Anjanece | 1 | 0 | N | N
FABRICATED METALS | RPAB-1P-J | Y | FABRICATED METALS , RPAB-1P-J |  |  | 41.38 | 2001-12-11 09:03 | Anjanece | 1 | 0 | N | N
MACLEAN POWER SYSTEMS | SF-AB-1116 | Y | MACLEAN POWER SYSTEMS , SF-AB-1116 | JEA OVERHEAD DISTRIBUTION | CSC Stores | 16.98 | 2001-12-11 09:03 | Anjanece | 1 | 0 | N | N
MACLEAN POWER SYSTEMS | SF-AB-1116 | Y | MACLEAN POWER SYSTEMS , SF-AB-1116 |  |  | 17 | 2001-12-11 09:03 | Anjanece | 1 | 0 | N | N
MACLEAN POWER SYSTEMS | SF-AB-1116 | Y | MACLEAN POWER SYSTEMS , SF-AB-1116 |  |  | 17.05 | 2001-12-11 09:03 | Anjanece | 1 | 0 | N | N
MACLEAN POWER SYSTEMS | SF-AB-1116 | Y | MACLEAN POWER SYSTEMS , SF-AB-1116 |  |  | 17.13 | 2001-12-11 09:03 | Anjanece | 1 | 0 | N | N
MACLEAN POWER SYSTEMS | SF-AB-1116 | Y | MACLEAN POWER SYSTEMS , SF-AB-1116 |  |  | 17.2 | 2001-12-11 09:03 | Anjanece | 1 | 0 | N | N
MACLEAN POWER SYSTEMS | SF-AB-1116 | Y | MACLEAN POWER SYSTEMS , SF-AB-1116 |  |  | 17.25 | 2001-12-11 09:03 | Anjanece | 1 | 0 | N | N
MACLEAN POWER SYSTEMS | SF-AB-1116 | Y | MACLEAN POWER SYSTEMS , SF-AB-1116 |  |  | 17.26 | 2001-12-11 09:03 | Anjanece | 1 | 0 | N | N
MACLEAN POWER SYSTEMS | SF-AB-1116 | Y | MACLEAN POWER SYSTEMS , SF-AB-1116 |  |  | 17.43 | 2001-12-11 09:03 | Anjanece | 1 | 0 | N | N
MACLEAN POWER SYSTEMS | SF-AB-1116 | Y | MACLEAN POWER SYSTEMS , SF-AB-1116 |  |  | 17.5 | 2001-12-11 09:03 | Anjanece | 1 | 0 | N | N
MACLEAN POWER SYSTEMS | SF-AB-1116 | Y | MACLEAN POWER SYSTEMS , SF-AB-1116 |  |  | 17.65 | 2001-12-11 09:03 | Anjanece | 1 | 0 | N | N
MACLEAN POWER SYSTEMS | SF-AB-1116 | Y | MACLEAN POWER SYSTEMS , SF-AB-1116 |  |  | 17.86 | 2001-12-11 09:03 | Anjanece | 1 | 0 | N | N
MACLEAN POWER SYSTEMS | SF-AB-1116 | Y | MACLEAN POWER SYSTEMS , SF-AB-1116 |  |  | 17.96 | 2001-12-11 09:03 | Anjanece | 1 | 0 | N | N
MACLEAN POWER SYSTEMS | SF-AB-1116 | Y | MACLEAN POWER SYSTEMS , SF-AB-1116 |  |  | 17.97 | 2001-12-11 09:03 | Anjanece | 1 | 0 | N | N
MACLEAN POWER SYSTEMS | SF-AB-1116 | Y | MACLEAN POWER SYSTEMS , SF-AB-1116 |  |  | 21.39 | 2001-12-11 09:03 | Anjanece | 1 | 0 | N | N
MACLEAN POWER SYSTEMS | SF-AB-1116 | Y | MACLEAN POWER SYSTEMS , SF-AB-1116 |  |  | 22.27 | 2001-12-11 09:03 | Anjanece | 1 | 0 | N | N
MACLEAN POWER SYSTEMS | SF-AB-1116 | Y | MACLEAN POWER SYSTEMS , SF-AB-1116 |  |  | 22.57 | 2001-12-11 09:03 | Anjanece | 1 | 0 | N | N
MACLEAN POWER SYSTEMS | SF-AB-1116 | Y | MACLEAN POWER SYSTEMS , SF-AB-1116 |  |  | 29.87 | 2001-12-11 09:03 | Anjanece | 1 | 0 | N | N
MACLEAN POWER SYSTEMS | SF-AB-1116 | Y | MACLEAN POWER SYSTEMS , SF-AB-1116 |  |  | 35.53 | 2001-12-11 09:03 | Anjanece | 1 | 0 | N | N
MACLEAN POWER SYSTEMS | SF-AB-1116 | Y | MACLEAN POWER SYSTEMS , SF-AB-1116 |  |  | 37.2 | 2001-12-11 09:03 | Anjanece | 1 | 0 | N | N
MACLEAN POWER SYSTEMS | SF-AB-1116 | Y | MACLEAN POWER SYSTEMS , SF-AB-1116 |  |  | 39.1 | 2001-12-11 09:03 | Anjanece | 1 | 0 | N | N
MACLEAN POWER SYSTEMS | SF-AB-1116 | Y | MACLEAN POWER SYSTEMS , SF-AB-1116 |  |  | 39.25 | 2001-12-11 09:03 | Anjanece | 1 | 0 | N | N
MACLEAN POWER SYSTEMS | SF-AB-1116 | Y | MACLEAN POWER SYSTEMS , SF-AB-1116 |  |  | 39.3 | 2001-12-11 09:03 | Anjanece | 1 | 0 | N | N
MACLEAN POWER SYSTEMS | SF-AB-1116 | Y | MACLEAN POWER SYSTEMS , SF-AB-1116 |  |  | 39.46 | 2001-12-11 09:03 | Anjanece | 1 | 0 | N | N
MACLEAN POWER SYSTEMS | SF-AB-1116 | Y | MACLEAN POWER SYSTEMS , SF-AB-1116 |  |  | 39.99 | 2001-12-11 09:03 | Anjanece | 1 | 0 | N | N
MACLEAN POWER SYSTEMS | SF-AB-1116 | Y | MACLEAN POWER SYSTEMS , SF-AB-1116 |  |  | 40.69 | 2001-12-11 09:03 | Anjanece | 1 | 0 | N | N
MACLEAN POWER SYSTEMS | SF-AB-1116 | Y | MACLEAN POWER SYSTEMS , SF-AB-1116 |  |  | 41.16 | 2001-12-11 09:03 | Anjanece | 1 | 0 | N | N
MACLEAN POWER SYSTEMS | SF-AB-1116 | Y | MACLEAN POWER SYSTEMS , SF-AB-1116 |  |  | 41.31 | 2001-12-11 09:03 | Anjanece | 1 | 0 | N | N
MACLEAN POWER SYSTEMS | SF-AB-1116 | Y | MACLEAN POWER SYSTEMS , SF-AB-1116 |  |  | 41.36 | 2001-12-11 09:03 | Anjanece | 1 | 0 | N | N
MACLEAN POWER SYSTEMS | SF-AB-1116 | Y | MACLEAN POWER SYSTEMS , SF-AB-1116 |  |  | 41.38 | 2001-12-11 09:03 | Anjanece | 1 | 0 | N | N
UNITED UTILITY PRODUCTS | UUP-214 | Y | UNITED UTILITY PRODUCTS , UUP-214 | JEA OVERHEAD DISTRIBUTION | CSC Stores | 16.98 | 2001-12-11 09:03 | Anjanece | 1 | 0 | N | N
UNITED UTILITY PRODUCTS | UUP-214 | Y | UNITED UTILITY PRODUCTS , UUP-214 |  |  | 17 | 2001-12-11 09:03 | Anjanece | 1 | 0 | N | N
UNITED UTILITY PRODUCTS | UUP-214 | Y | UNITED UTILITY PRODUCTS , UUP-214 |  |  | 17.05 | 2001-12-11 09:03 | Anjanece | 1 | 0 | N | N
UNITED UTILITY PRODUCTS | UUP-214 | Y | UNITED UTILITY PRODUCTS , UUP-214 |  |  | 17.13 | 2001-12-11 09:03 | Anjanece | 1 | 0 | N | N
UNITED UTILITY PRODUCTS | UUP-214 | Y | UNITED UTILITY PRODUCTS , UUP-214 |  |  | 17.2 | 2001-12-11 09:03 | Anjanece | 1 | 0 | N | N
UNITED UTILITY PRODUCTS | UUP-214 | Y | UNITED UTILITY PRODUCTS , UUP-214 |  |  | 17.25 | 2001-12-11 09:03 | Anjanece | 1 | 0 | N | N
UNITED UTILITY PRODUCTS | UUP-214 | Y | UNITED UTILITY PRODUCTS , UUP-214 |  |  | 17.26 | 2001-12-11 09:03 | Anjanece | 1 | 0 | N | N
UNITED UTILITY PRODUCTS | UUP-214 | Y | UNITED UTILITY PRODUCTS , UUP-214 |  |  | 17.43 | 2001-12-11 09:03 | Anjanece | 1 | 0 | N | N
UNITED UTILITY PRODUCTS | UUP-214 | Y | UNITED UTILITY PRODUCTS , UUP-214 |  |  | 17.5 | 2001-12-11 09:03 | Anjanece | 1 | 0 | N | N
UNITED UTILITY PRODUCTS | UUP-214 | Y | UNITED UTILITY PRODUCTS , UUP-214 |  |  | 17.65 | 2001-12-11 09:03 | Anjanece | 1 | 0 | N | N
UNITED UTILITY PRODUCTS | UUP-214 | Y | UNITED UTILITY PRODUCTS , UUP-214 |  |  | 17.86 | 2001-12-11 09:03 | Anjanece | 1 | 0 | N | N
UNITED UTILITY PRODUCTS | UUP-214 | Y | UNITED UTILITY PRODUCTS , UUP-214 |  |  | 17.96 | 2001-12-11 09:03 | Anjanece | 1 | 0 | N | N
UNITED UTILITY PRODUCTS | UUP-214 | Y | UNITED UTILITY PRODUCTS , UUP-214 |  |  | 17.97 | 2001-12-11 09:03 | Anjanece | 1 | 0 | N | N
UNITED UTILITY PRODUCTS | UUP-214 | Y | UNITED UTILITY PRODUCTS , UUP-214 |  |  | 21.39 | 2001-12-11 09:03 | Anjanece | 1 | 0 | N | N
UNITED UTILITY PRODUCTS | UUP-214 | Y | UNITED UTILITY PRODUCTS , UUP-214 |  |  | 22.27 | 2001-12-11 09:03 | Anjanece | 1 | 0 | N | N
UNITED UTILITY PRODUCTS | UUP-214 | Y | UNITED UTILITY PRODUCTS , UUP-214 |  |  | 22.57 | 2001-12-11 09:03 | Anjanece | 1 | 0 | N | N
UNITED UTILITY PRODUCTS | UUP-214 | Y | UNITED UTILITY PRODUCTS , UUP-214 |  |  | 29.87 | 2001-12-11 09:03 | Anjanece | 1 | 0 | N | N
UNITED UTILITY PRODUCTS | UUP-214 | Y | UNITED UTILITY PRODUCTS , UUP-214 |  |  | 35.53 | 2001-12-11 09:03 | Anjanece | 1 | 0 | N | N
UNITED UTILITY PRODUCTS | UUP-214 | Y | UNITED UTILITY PRODUCTS , UUP-214 |  |  | 37.2 | 2001-12-11 09:03 | Anjanece | 1 | 0 | N | N
UNITED UTILITY PRODUCTS | UUP-214 | Y | UNITED UTILITY PRODUCTS , UUP-214 |  |  | 39.1 | 2001-12-11 09:03 | Anjanece | 1 | 0 | N | N
UNITED UTILITY PRODUCTS | UUP-214 | Y | UNITED UTILITY PRODUCTS , UUP-214 |  |  | 39.25 | 2001-12-11 09:03 | Anjanece | 1 | 0 | N | N
UNITED UTILITY PRODUCTS | UUP-214 | Y | UNITED UTILITY PRODUCTS , UUP-214 |  |  | 39.3 | 2001-12-11 09:03 | Anjanece | 1 | 0 | N | N
UNITED UTILITY PRODUCTS | UUP-214 | Y | UNITED UTILITY PRODUCTS , UUP-214 |  |  | 39.46 | 2001-12-11 09:03 | Anjanece | 1 | 0 | N | N
UNITED UTILITY PRODUCTS | UUP-214 | Y | UNITED UTILITY PRODUCTS , UUP-214 |  |  | 39.99 | 2001-12-11 09:03 | Anjanece | 1 | 0 | N | N
UNITED UTILITY PRODUCTS | UUP-214 | Y | UNITED UTILITY PRODUCTS , UUP-214 |  |  | 40.69 | 2001-12-11 09:03 | Anjanece | 1 | 0 | N | N
UNITED UTILITY PRODUCTS | UUP-214 | Y | UNITED UTILITY PRODUCTS , UUP-214 |  |  | 41.16 | 2001-12-11 09:03 | Anjanece | 1 | 0 | N | N
UNITED UTILITY PRODUCTS | UUP-214 | Y | UNITED UTILITY PRODUCTS , UUP-214 |  |  | 41.31 | 2001-12-11 09:03 | Anjanece | 1 | 0 | N | N
UNITED UTILITY PRODUCTS | UUP-214 | Y | UNITED UTILITY PRODUCTS , UUP-214 |  |  | 41.36 | 2001-12-11 09:03 | Anjanece | 1 | 0 | N | N
UNITED UTILITY PRODUCTS | UUP-214 | Y | UNITED UTILITY PRODUCTS , UUP-214 |  |  | 41.38 | 2001-12-11 09:03 | Anjanece | 1 | 0 | N | N
ACTION MANUFACTURING | UUP-235 | Y | ACTION MANUFACTURING , UUP-235 | JEA OVERHEAD DISTRIBUTION | CSC Stores | 36.74 | 2001-12-11 09:15 | Anjanece | 1 | 0 | N | N
ACTION MANUFACTURING | UUP-235 | Y | ACTION MANUFACTURING , UUP-235 |  |  | 36.93 | 2001-12-11 09:15 | Anjanece | 1 | 0 | N | N
ACTION MANUFACTURING | UUP-235 | Y | ACTION MANUFACTURING , UUP-235 |  |  | 37.22 | 2001-12-11 09:15 | Anjanece | 1 | 0 | N | N
ACTION MANUFACTURING | UUP-235 | Y | ACTION MANUFACTURING , UUP-235 |  |  | 37.35 | 2001-12-11 09:15 | Anjanece | 1 | 0 | N | N
ACTION MANUFACTURING | UUP-235 | Y | ACTION MANUFACTURING , UUP-235 |  |  | 37.67 | 2001-12-11 09:15 | Anjanece | 1 | 0 | N | N
ACTION MANUFACTURING | UUP-235 | Y | ACTION MANUFACTURING , UUP-235 |  |  | 37.77 | 2001-12-11 09:15 | Anjanece | 1 | 0 | N | N
ACTION MANUFACTURING | UUP-235 | Y | ACTION MANUFACTURING , UUP-235 |  |  | 38.11 | 2001-12-11 09:15 | Anjanece | 1 | 0 | N | N
ACTION MANUFACTURING | UUP-235 | Y | ACTION MANUFACTURING , UUP-235 |  |  | 38.12 | 2001-12-11 09:15 | Anjanece | 1 | 0 | N | N
ACTION MANUFACTURING | UUP-235 | Y | ACTION MANUFACTURING , UUP-235 |  |  | 40.26 | 2001-12-11 09:15 | Anjanece | 1 | 0 | N | N
ACTION MANUFACTURING | UUP-235 | Y | ACTION MANUFACTURING , UUP-235 |  |  | 42.77 | 2001-12-11 09:15 | Anjanece | 1 | 0 | N | N
ACTION MANUFACTURING | UUP-235 | Y | ACTION MANUFACTURING , UUP-235 |  |  | 43.53 | 2001-12-11 09:15 | Anjanece | 1 | 0 | N | N
ACTION MANUFACTURING | UUP-235 | Y | ACTION MANUFACTURING , UUP-235 |  |  | 43.89 | 2001-12-11 09:15 | Anjanece | 1 | 0 | N | N
ACTION MANUFACTURING | UUP-235 | Y | ACTION MANUFACTURING , UUP-235 |  |  | 44.27 | 2001-12-11 09:15 | Anjanece | 1 | 0 | N | N
ACTION MANUFACTURING | UUP-235 | Y | ACTION MANUFACTURING , UUP-235 |  |  | 46.36 | 2001-12-11 09:15 | Anjanece | 1 | 0 | N | N
ACTION MANUFACTURING | UUP-235 | Y | ACTION MANUFACTURING , UUP-235 |  |  | 49.05 | 2001-12-11 09:15 | Anjanece | 1 | 0 | N | N
ACTION MANUFACTURING | UUP-235 | Y | ACTION MANUFACTURING , UUP-235 |  |  | 50.04 | 2001-12-11 09:15 | Anjanece | 1 | 0 | N | N
ACTION MANUFACTURING | UUP-235 | Y | ACTION MANUFACTURING , UUP-235 |  |  | 70.3 | 2001-12-11 09:15 | Anjanece | 1 | 0 | N | N
ACTION MANUFACTURING | UUP-235 | Y | ACTION MANUFACTURING , UUP-235 |  |  | 73.33 | 2001-12-11 09:15 | Anjanece | 1 | 0 | N | N
ACTION MANUFACTURING | UUP-235 | Y | ACTION MANUFACTURING , UUP-235 |  |  | 73.59 | 2001-12-11 09:15 | Anjanece | 1 | 0 | N | N
ACTION MANUFACTURING | UUP-235 | Y | ACTION MANUFACTURING , UUP-235 |  |  | 79.38 | 2001-12-11 09:15 | Anjanece | 1 | 0 | N | N
ACTION MANUFACTURING | UUP-235 | Y | ACTION MANUFACTURING , UUP-235 |  |  | 82.16 | 2001-12-11 09:15 | Anjanece | 1 | 0 | N | N
ACTION MANUFACTURING | UUP-235 | Y | ACTION MANUFACTURING , UUP-235 |  |  | 91.18 | 2001-12-11 09:15 | Anjanece | 1 | 0 | N | N
ACTION MANUFACTURING | UUP-237 | Y | ACTION MANUFACTURING , UUP-237 | JEA OVERHEAD DISTRIBUTION | CSC Stores | 42.56 | 2001-12-11 09:16 | Anjanece | 1 | 0 | N | N
ACTION MANUFACTURING | UUP-237 | Y | ACTION MANUFACTURING , UUP-237 |  |  | 42.59 | 2001-12-11 09:16 | Anjanece | 1 | 0 | N | N
ACTION MANUFACTURING | UUP-237 | Y | ACTION MANUFACTURING , UUP-237 |  |  | 43.01 | 2001-12-11 09:16 | Anjanece | 1 | 0 | N | N
ACTION MANUFACTURING | UUP-237 | Y | ACTION MANUFACTURING , UUP-237 |  |  | 43.14 | 2001-12-11 09:16 | Anjanece | 1 | 0 | N | N
ACTION MANUFACTURING | UUP-237 | Y | ACTION MANUFACTURING , UUP-237 |  |  | 45.83 | 2001-12-11 09:16 | Anjanece | 1 | 0 | N | N
ACTION MANUFACTURING | UUP-237 | Y | ACTION MANUFACTURING , UUP-237 |  |  | 54.4 | 2001-12-11 09:16 | Anjanece | 1 | 0 | N | N
ACTION MANUFACTURING | UUP-237 | Y | ACTION MANUFACTURING , UUP-237 |  |  | 57.01 | 2001-12-11 09:16 | Anjanece | 1 | 0 | N | N
ACTION MANUFACTURING | UUP-237 | Y | ACTION MANUFACTURING , UUP-237 |  |  | 57.65 | 2001-12-11 09:16 | Anjanece | 1 | 0 | N | N
ACTION MANUFACTURING | UUP-237 | Y | ACTION MANUFACTURING , UUP-237 |  |  | 58.62 | 2001-12-11 09:16 | Anjanece | 1 | 0 | N | N
ACTION MANUFACTURING | UUP-237 | Y | ACTION MANUFACTURING , UUP-237 |  |  | 58.76 | 2001-12-11 09:16 | Anjanece | 1 | 0 | N | N
ACTION MANUFACTURING | UUP-237 | Y | ACTION MANUFACTURING , UUP-237 |  |  | 59.19 | 2001-12-11 09:16 | Anjanece | 1 | 0 | N | N
ACTION MANUFACTURING | UUP-237 | Y | ACTION MANUFACTURING , UUP-237 |  |  | 59.27 | 2001-12-11 09:16 | Anjanece | 1 | 0 | N | N
ACTION MANUFACTURING | UUP-237 | Y | ACTION MANUFACTURING , UUP-237 |  |  | 59.34 | 2001-12-11 09:16 | Anjanece | 1 | 0 | N | N
ACTION MANUFACTURING | UUP-237 | Y | ACTION MANUFACTURING , UUP-237 |  |  | 59.43 | 2001-12-11 09:16 | Anjanece | 1 | 0 | N | N
ACTION MANUFACTURING | UUP-237 | Y | ACTION MANUFACTURING , UUP-237 |  |  | 60.63 | 2001-12-11 09:16 | Anjanece | 1 | 0 | N | N
ACTION MANUFACTURING | UUP-237 | Y | ACTION MANUFACTURING , UUP-237 |  |  | 98.9 | 2001-12-11 09:16 | Anjanece | 1 | 0 | N | N
ACTION MANUFACTURING | UUP-237 | Y | ACTION MANUFACTURING , UUP-237 |  |  | 102.18 | 2001-12-11 09:16 | Anjanece | 1 | 0 | N | N
ACTION MANUFACTURING | UUP-237 | Y | ACTION MANUFACTURING , UUP-237 |  |  | 102.52 | 2001-12-11 09:16 | Anjanece | 1 | 0 | N | N
ACTION MANUFACTURING | UUP-237 | Y | ACTION MANUFACTURING , UUP-237 |  |  | 108.71 | 2001-12-11 09:16 | Anjanece | 1 | 0 | N | N
ACTION MANUFACTURING | UUP-237 | Y | ACTION MANUFACTURING , UUP-237 |  |  | 113.84 | 2001-12-11 09:16 | Anjanece | 1 | 0 | N | N
ACTION MANUFACTURING | UUP-237 | Y | ACTION MANUFACTURING , UUP-237 |  |  | 121.84 | 2001-12-11 09:16 | Anjanece | 1 | 0 | N | N
ACTION MANUFACTURING | UUP-237 | Y | ACTION MANUFACTURING , UUP-237 |  |  | 124.13 | 2001-12-11 09:16 | Anjanece | 1 | 0 | N | N
ATLAS POWER PRODUCTS | APP-18 | Y | ATLAS POWER PRODUCTS , APP-18 | JEA OVERHEAD DISTRIBUTION | CSC Stores | 42.56 | 2001-12-11 09:16 | Anjanece | 1 | 0 | N | N
ATLAS POWER PRODUCTS | APP-18 | Y | ATLAS POWER PRODUCTS , APP-18 |  |  | 42.59 | 2001-12-11 09:16 | Anjanece | 1 | 0 | N | N
ATLAS POWER PRODUCTS | APP-18 | Y | ATLAS POWER PRODUCTS , APP-18 |  |  | 43.01 | 2001-12-11 09:16 | Anjanece | 1 | 0 | N | N
ATLAS POWER PRODUCTS | APP-18 | Y | ATLAS POWER PRODUCTS , APP-18 |  |  | 43.14 | 2001-12-11 09:16 | Anjanece | 1 | 0 | N | N
ATLAS POWER PRODUCTS | APP-18 | Y | ATLAS POWER PRODUCTS , APP-18 |  |  | 45.83 | 2001-12-11 09:16 | Anjanece | 1 | 0 | N | N
ATLAS POWER PRODUCTS | APP-18 | Y | ATLAS POWER PRODUCTS , APP-18 |  |  | 54.4 | 2001-12-11 09:16 | Anjanece | 1 | 0 | N | N
ATLAS POWER PRODUCTS | APP-18 | Y | ATLAS POWER PRODUCTS , APP-18 |  |  | 57.01 | 2001-12-11 09:16 | Anjanece | 1 | 0 | N | N
ATLAS POWER PRODUCTS | APP-18 | Y | ATLAS POWER PRODUCTS , APP-18 |  |  | 57.65 | 2001-12-11 09:16 | Anjanece | 1 | 0 | N | N
ATLAS POWER PRODUCTS | APP-18 | Y | ATLAS POWER PRODUCTS , APP-18 |  |  | 58.62 | 2001-12-11 09:16 | Anjanece | 1 | 0 | N | N
ATLAS POWER PRODUCTS | APP-18 | Y | ATLAS POWER PRODUCTS , APP-18 |  |  | 58.76 | 2001-12-11 09:16 | Anjanece | 1 | 0 | N | N
ATLAS POWER PRODUCTS | APP-18 | Y | ATLAS POWER PRODUCTS , APP-18 |  |  | 59.19 | 2001-12-11 09:16 | Anjanece | 1 | 0 | N | N
ATLAS POWER PRODUCTS | APP-18 | Y | ATLAS POWER PRODUCTS , APP-18 |  |  | 59.27 | 2001-12-11 09:16 | Anjanece | 1 | 0 | N | N
ATLAS POWER PRODUCTS | APP-18 | Y | ATLAS POWER PRODUCTS , APP-18 |  |  | 59.34 | 2001-12-11 09:16 | Anjanece | 1 | 0 | N | N
ATLAS POWER PRODUCTS | APP-18 | Y | ATLAS POWER PRODUCTS , APP-18 |  |  | 59.43 | 2001-12-11 09:16 | Anjanece | 1 | 0 | N | N
ATLAS POWER PRODUCTS | APP-18 | Y | ATLAS POWER PRODUCTS , APP-18 |  |  | 60.63 | 2001-12-11 09:16 | Anjanece | 1 | 0 | N | N
ATLAS POWER PRODUCTS | APP-18 | Y | ATLAS POWER PRODUCTS , APP-18 |  |  | 98.9 | 2001-12-11 09:16 | Anjanece | 1 | 0 | N | N
ATLAS POWER PRODUCTS | APP-18 | Y | ATLAS POWER PRODUCTS , APP-18 |  |  | 102.18 | 2001-12-11 09:16 | Anjanece | 1 | 0 | N | N
ATLAS POWER PRODUCTS | APP-18 | Y | ATLAS POWER PRODUCTS , APP-18 |  |  | 102.52 | 2001-12-11 09:16 | Anjanece | 1 | 0 | N | N
ATLAS POWER PRODUCTS | APP-18 | Y | ATLAS POWER PRODUCTS , APP-18 |  |  | 108.71 | 2001-12-11 09:16 | Anjanece | 1 | 0 | N | N
ATLAS POWER PRODUCTS | APP-18 | Y | ATLAS POWER PRODUCTS , APP-18 |  |  | 113.84 | 2001-12-11 09:16 | Anjanece | 1 | 0 | N | N
ATLAS POWER PRODUCTS | APP-18 | Y | ATLAS POWER PRODUCTS , APP-18 |  |  | 121.84 | 2001-12-11 09:16 | Anjanece | 1 | 0 | N | N
ATLAS POWER PRODUCTS | APP-18 | Y | ATLAS POWER PRODUCTS , APP-18 |  |  | 124.13 | 2001-12-11 09:16 | Anjanece | 1 | 0 | N | N
CONTINENTAL ELECTRIC | SF-TH-19.5-7 | Y | CONTINENTAL ELECTRIC , SF-TH-19.5-7 | JEA OVERHEAD DISTRIBUTION | CSC Stores | 42.56 | 2001-12-11 09:16 | Anjanece | 1 | 0 | N | N
CONTINENTAL ELECTRIC | SF-TH-19.5-7 | Y | CONTINENTAL ELECTRIC , SF-TH-19.5-7 |  |  | 42.59 | 2001-12-11 09:16 | Anjanece | 1 | 0 | N | N
CONTINENTAL ELECTRIC | SF-TH-19.5-7 | Y | CONTINENTAL ELECTRIC , SF-TH-19.5-7 |  |  | 43.01 | 2001-12-11 09:16 | Anjanece | 1 | 0 | N | N
CONTINENTAL ELECTRIC | SF-TH-19.5-7 | Y | CONTINENTAL ELECTRIC , SF-TH-19.5-7 |  |  | 43.14 | 2001-12-11 09:16 | Anjanece | 1 | 0 | N | N
CONTINENTAL ELECTRIC | SF-TH-19.5-7 | Y | CONTINENTAL ELECTRIC , SF-TH-19.5-7 |  |  | 45.83 | 2001-12-11 09:16 | Anjanece | 1 | 0 | N | N
CONTINENTAL ELECTRIC | SF-TH-19.5-7 | Y | CONTINENTAL ELECTRIC , SF-TH-19.5-7 |  |  | 54.4 | 2001-12-11 09:16 | Anjanece | 1 | 0 | N | N
CONTINENTAL ELECTRIC | SF-TH-19.5-7 | Y | CONTINENTAL ELECTRIC , SF-TH-19.5-7 |  |  | 57.01 | 2001-12-11 09:16 | Anjanece | 1 | 0 | N | N
CONTINENTAL ELECTRIC | SF-TH-19.5-7 | Y | CONTINENTAL ELECTRIC , SF-TH-19.5-7 |  |  | 57.65 | 2001-12-11 09:16 | Anjanece | 1 | 0 | N | N
CONTINENTAL ELECTRIC | SF-TH-19.5-7 | Y | CONTINENTAL ELECTRIC , SF-TH-19.5-7 |  |  | 58.62 | 2001-12-11 09:16 | Anjanece | 1 | 0 | N | N
CONTINENTAL ELECTRIC | SF-TH-19.5-7 | Y | CONTINENTAL ELECTRIC , SF-TH-19.5-7 |  |  | 58.76 | 2001-12-11 09:16 | Anjanece | 1 | 0 | N | N
CONTINENTAL ELECTRIC | SF-TH-19.5-7 | Y | CONTINENTAL ELECTRIC , SF-TH-19.5-7 |  |  | 59.19 | 2001-12-11 09:16 | Anjanece | 1 | 0 | N | N
CONTINENTAL ELECTRIC | SF-TH-19.5-7 | Y | CONTINENTAL ELECTRIC , SF-TH-19.5-7 |  |  | 59.27 | 2001-12-11 09:16 | Anjanece | 1 | 0 | N | N
CONTINENTAL ELECTRIC | SF-TH-19.5-7 | Y | CONTINENTAL ELECTRIC , SF-TH-19.5-7 |  |  | 59.34 | 2001-12-11 09:16 | Anjanece | 1 | 0 | N | N
CONTINENTAL ELECTRIC | SF-TH-19.5-7 | Y | CONTINENTAL ELECTRIC , SF-TH-19.5-7 |  |  | 59.43 | 2001-12-11 09:16 | Anjanece | 1 | 0 | N | N
CONTINENTAL ELECTRIC | SF-TH-19.5-7 | Y | CONTINENTAL ELECTRIC , SF-TH-19.5-7 |  |  | 60.63 | 2001-12-11 09:16 | Anjanece | 1 | 0 | N | N
CONTINENTAL ELECTRIC | SF-TH-19.5-7 | Y | CONTINENTAL ELECTRIC , SF-TH-19.5-7 |  |  | 98.9 | 2001-12-11 09:16 | Anjanece | 1 | 0 | N | N
CONTINENTAL ELECTRIC | SF-TH-19.5-7 | Y | CONTINENTAL ELECTRIC , SF-TH-19.5-7 |  |  | 102.18 | 2001-12-11 09:16 | Anjanece | 1 | 0 | N | N
CONTINENTAL ELECTRIC | SF-TH-19.5-7 | Y | CONTINENTAL ELECTRIC , SF-TH-19.5-7 |  |  | 102.52 | 2001-12-11 09:16 | Anjanece | 1 | 0 | N | N
CONTINENTAL ELECTRIC | SF-TH-19.5-7 | Y | CONTINENTAL ELECTRIC , SF-TH-19.5-7 |  |  | 108.71 | 2001-12-11 09:16 | Anjanece | 1 | 0 | N | N
CONTINENTAL ELECTRIC | SF-TH-19.5-7 | Y | CONTINENTAL ELECTRIC , SF-TH-19.5-7 |  |  | 113.84 | 2001-12-11 09:16 | Anjanece | 1 | 0 | N | N
CONTINENTAL ELECTRIC | SF-TH-19.5-7 | Y | CONTINENTAL ELECTRIC , SF-TH-19.5-7 |  |  | 121.84 | 2001-12-11 09:16 | Anjanece | 1 | 0 | N | N
CONTINENTAL ELECTRIC | SF-TH-19.5-7 | Y | CONTINENTAL ELECTRIC , SF-TH-19.5-7 |  |  | 124.13 | 2001-12-11 09:16 | Anjanece | 1 | 0 | N | N
DIVERSIFIED PRODUCTS MFG CO. | V-926 | Y | DIVERSIFIED PRODUCTS MFG CO. , V-926 | JEA OVERHEAD DISTRIBUTION | CSC Stores | 42.56 | 2001-12-11 09:16 | Anjanece | 1 | 0 | N | N
DIVERSIFIED PRODUCTS MFG CO. | V-926 | Y | DIVERSIFIED PRODUCTS MFG CO. , V-926 |  |  | 42.59 | 2001-12-11 09:16 | Anjanece | 1 | 0 | N | N
DIVERSIFIED PRODUCTS MFG CO. | V-926 | Y | DIVERSIFIED PRODUCTS MFG CO. , V-926 |  |  | 43.01 | 2001-12-11 09:16 | Anjanece | 1 | 0 | N | N
DIVERSIFIED PRODUCTS MFG CO. | V-926 | Y | DIVERSIFIED PRODUCTS MFG CO. , V-926 |  |  | 43.14 | 2001-12-11 09:16 | Anjanece | 1 | 0 | N | N
DIVERSIFIED PRODUCTS MFG CO. | V-926 | Y | DIVERSIFIED PRODUCTS MFG CO. , V-926 |  |  | 45.83 | 2001-12-11 09:16 | Anjanece | 1 | 0 | N | N
DIVERSIFIED PRODUCTS MFG CO. | V-926 | Y | DIVERSIFIED PRODUCTS MFG CO. , V-926 |  |  | 54.4 | 2001-12-11 09:16 | Anjanece | 1 | 0 | N | N
DIVERSIFIED PRODUCTS MFG CO. | V-926 | Y | DIVERSIFIED PRODUCTS MFG CO. , V-926 |  |  | 57.01 | 2001-12-11 09:16 | Anjanece | 1 | 0 | N | N
DIVERSIFIED PRODUCTS MFG CO. | V-926 | Y | DIVERSIFIED PRODUCTS MFG CO. , V-926 |  |  | 57.65 | 2001-12-11 09:16 | Anjanece | 1 | 0 | N | N
DIVERSIFIED PRODUCTS MFG CO. | V-926 | Y | DIVERSIFIED PRODUCTS MFG CO. , V-926 |  |  | 58.62 | 2001-12-11 09:16 | Anjanece | 1 | 0 | N | N
DIVERSIFIED PRODUCTS MFG CO. | V-926 | Y | DIVERSIFIED PRODUCTS MFG CO. , V-926 |  |  | 58.76 | 2001-12-11 09:16 | Anjanece | 1 | 0 | N | N
DIVERSIFIED PRODUCTS MFG CO. | V-926 | Y | DIVERSIFIED PRODUCTS MFG CO. , V-926 |  |  | 59.19 | 2001-12-11 09:16 | Anjanece | 1 | 0 | N | N
DIVERSIFIED PRODUCTS MFG CO. | V-926 | Y | DIVERSIFIED PRODUCTS MFG CO. , V-926 |  |  | 59.27 | 2001-12-11 09:16 | Anjanece | 1 | 0 | N | N
DIVERSIFIED PRODUCTS MFG CO. | V-926 | Y | DIVERSIFIED PRODUCTS MFG CO. , V-926 |  |  | 59.34 | 2001-12-11 09:16 | Anjanece | 1 | 0 | N | N
DIVERSIFIED PRODUCTS MFG CO. | V-926 | Y | DIVERSIFIED PRODUCTS MFG CO. , V-926 |  |  | 59.43 | 2001-12-11 09:16 | Anjanece | 1 | 0 | N | N
DIVERSIFIED PRODUCTS MFG CO. | V-926 | Y | DIVERSIFIED PRODUCTS MFG CO. , V-926 |  |  | 60.63 | 2001-12-11 09:16 | Anjanece | 1 | 0 | N | N
DIVERSIFIED PRODUCTS MFG CO. | V-926 | Y | DIVERSIFIED PRODUCTS MFG CO. , V-926 |  |  | 98.9 | 2001-12-11 09:16 | Anjanece | 1 | 0 | N | N
DIVERSIFIED PRODUCTS MFG CO. | V-926 | Y | DIVERSIFIED PRODUCTS MFG CO. , V-926 |  |  | 102.18 | 2001-12-11 09:16 | Anjanece | 1 | 0 | N | N
DIVERSIFIED PRODUCTS MFG CO. | V-926 | Y | DIVERSIFIED PRODUCTS MFG CO. , V-926 |  |  | 102.52 | 2001-12-11 09:16 | Anjanece | 1 | 0 | N | N
DIVERSIFIED PRODUCTS MFG CO. | V-926 | Y | DIVERSIFIED PRODUCTS MFG CO. , V-926 |  |  | 108.71 | 2001-12-11 09:16 | Anjanece | 1 | 0 | N | N
DIVERSIFIED PRODUCTS MFG CO. | V-926 | Y | DIVERSIFIED PRODUCTS MFG CO. , V-926 |  |  | 113.84 | 2001-12-11 09:16 | Anjanece | 1 | 0 | N | N
DIVERSIFIED PRODUCTS MFG CO. | V-926 | Y | DIVERSIFIED PRODUCTS MFG CO. , V-926 |  |  | 121.84 | 2001-12-11 09:16 | Anjanece | 1 | 0 | N | N
DIVERSIFIED PRODUCTS MFG CO. | V-926 | Y | DIVERSIFIED PRODUCTS MFG CO. , V-926 |  |  | 124.13 | 2001-12-11 09:16 | Anjanece | 1 | 0 | N | N
DIXIE ELECTRIC | D-0559 | Y | DIXIE ELECTRIC , D-0559 | JEA OVERHEAD DISTRIBUTION | CSC Stores | 42.56 | 2001-12-11 09:16 | Anjanece | 1 | 0 | N | N
DIXIE ELECTRIC | D-0559 | Y | DIXIE ELECTRIC , D-0559 |  |  | 42.59 | 2001-12-11 09:16 | Anjanece | 1 | 0 | N | N
DIXIE ELECTRIC | D-0559 | Y | DIXIE ELECTRIC , D-0559 |  |  | 43.01 | 2001-12-11 09:16 | Anjanece | 1 | 0 | N | N
DIXIE ELECTRIC | D-0559 | Y | DIXIE ELECTRIC , D-0559 |  |  | 43.14 | 2001-12-11 09:16 | Anjanece | 1 | 0 | N | N
DIXIE ELECTRIC | D-0559 | Y | DIXIE ELECTRIC , D-0559 |  |  | 45.83 | 2001-12-11 09:16 | Anjanece | 1 | 0 | N | N
DIXIE ELECTRIC | D-0559 | Y | DIXIE ELECTRIC , D-0559 |  |  | 54.4 | 2001-12-11 09:16 | Anjanece | 1 | 0 | N | N
DIXIE ELECTRIC | D-0559 | Y | DIXIE ELECTRIC , D-0559 |  |  | 57.01 | 2001-12-11 09:16 | Anjanece | 1 | 0 | N | N
DIXIE ELECTRIC | D-0559 | Y | DIXIE ELECTRIC , D-0559 |  |  | 57.65 | 2001-12-11 09:16 | Anjanece | 1 | 0 | N | N
DIXIE ELECTRIC | D-0559 | Y | DIXIE ELECTRIC , D-0559 |  |  | 58.62 | 2001-12-11 09:16 | Anjanece | 1 | 0 | N | N
DIXIE ELECTRIC | D-0559 | Y | DIXIE ELECTRIC , D-0559 |  |  | 58.76 | 2001-12-11 09:16 | Anjanece | 1 | 0 | N | N
DIXIE ELECTRIC | D-0559 | Y | DIXIE ELECTRIC , D-0559 |  |  | 59.19 | 2001-12-11 09:16 | Anjanece | 1 | 0 | N | N
DIXIE ELECTRIC | D-0559 | Y | DIXIE ELECTRIC , D-0559 |  |  | 59.27 | 2001-12-11 09:16 | Anjanece | 1 | 0 | N | N
DIXIE ELECTRIC | D-0559 | Y | DIXIE ELECTRIC , D-0559 |  |  | 59.34 | 2001-12-11 09:16 | Anjanece | 1 | 0 | N | N
DIXIE ELECTRIC | D-0559 | Y | DIXIE ELECTRIC , D-0559 |  |  | 59.43 | 2001-12-11 09:16 | Anjanece | 1 | 0 | N | N
DIXIE ELECTRIC | D-0559 | Y | DIXIE ELECTRIC , D-0559 |  |  | 60.63 | 2001-12-11 09:16 | Anjanece | 1 | 0 | N | N
DIXIE ELECTRIC | D-0559 | Y | DIXIE ELECTRIC , D-0559 |  |  | 98.9 | 2001-12-11 09:16 | Anjanece | 1 | 0 | N | N
DIXIE ELECTRIC | D-0559 | Y | DIXIE ELECTRIC , D-0559 |  |  | 102.18 | 2001-12-11 09:16 | Anjanece | 1 | 0 | N | N
DIXIE ELECTRIC | D-0559 | Y | DIXIE ELECTRIC , D-0559 |  |  | 102.52 | 2001-12-11 09:16 | Anjanece | 1 | 0 | N | N
DIXIE ELECTRIC | D-0559 | Y | DIXIE ELECTRIC , D-0559 |  |  | 108.71 | 2001-12-11 09:16 | Anjanece | 1 | 0 | N | N
DIXIE ELECTRIC | D-0559 | Y | DIXIE ELECTRIC , D-0559 |  |  | 113.84 | 2001-12-11 09:16 | Anjanece | 1 | 0 | N | N
DIXIE ELECTRIC | D-0559 | Y | DIXIE ELECTRIC , D-0559 |  |  | 121.84 | 2001-12-11 09:16 | Anjanece | 1 | 0 | N | N
DIXIE ELECTRIC | D-0559 | Y | DIXIE ELECTRIC , D-0559 |  |  | 124.13 | 2001-12-11 09:16 | Anjanece | 1 | 0 | N | N
DIXIE METAL PRODUCTS, INC. | B-1220 | Y | DIXIE METAL PRODUCTS, INC. , B-1220 | JEA OVERHEAD DISTRIBUTION | CSC Stores | 42.56 | 2001-12-11 09:16 | Anjanece | 1 | 0 | N | N
DIXIE METAL PRODUCTS, INC. | B-1220 | Y | DIXIE METAL PRODUCTS, INC. , B-1220 |  |  | 42.59 | 2001-12-11 09:16 | Anjanece | 1 | 0 | N | N
DIXIE METAL PRODUCTS, INC. | B-1220 | Y | DIXIE METAL PRODUCTS, INC. , B-1220 |  |  | 43.01 | 2001-12-11 09:16 | Anjanece | 1 | 0 | N | N
DIXIE METAL PRODUCTS, INC. | B-1220 | Y | DIXIE METAL PRODUCTS, INC. , B-1220 |  |  | 43.14 | 2001-12-11 09:16 | Anjanece | 1 | 0 | N | N
DIXIE METAL PRODUCTS, INC. | B-1220 | Y | DIXIE METAL PRODUCTS, INC. , B-1220 |  |  | 45.83 | 2001-12-11 09:16 | Anjanece | 1 | 0 | N | N
DIXIE METAL PRODUCTS, INC. | B-1220 | Y | DIXIE METAL PRODUCTS, INC. , B-1220 |  |  | 54.4 | 2001-12-11 09:16 | Anjanece | 1 | 0 | N | N
DIXIE METAL PRODUCTS, INC. | B-1220 | Y | DIXIE METAL PRODUCTS, INC. , B-1220 |  |  | 57.01 | 2001-12-11 09:16 | Anjanece | 1 | 0 | N | N
DIXIE METAL PRODUCTS, INC. | B-1220 | Y | DIXIE METAL PRODUCTS, INC. , B-1220 |  |  | 57.65 | 2001-12-11 09:16 | Anjanece | 1 | 0 | N | N
DIXIE METAL PRODUCTS, INC. | B-1220 | Y | DIXIE METAL PRODUCTS, INC. , B-1220 |  |  | 58.62 | 2001-12-11 09:16 | Anjanece | 1 | 0 | N | N
DIXIE METAL PRODUCTS, INC. | B-1220 | Y | DIXIE METAL PRODUCTS, INC. , B-1220 |  |  | 58.76 | 2001-12-11 09:16 | Anjanece | 1 | 0 | N | N
DIXIE METAL PRODUCTS, INC. | B-1220 | Y | DIXIE METAL PRODUCTS, INC. , B-1220 |  |  | 59.19 | 2001-12-11 09:16 | Anjanece | 1 | 0 | N | N
DIXIE METAL PRODUCTS, INC. | B-1220 | Y | DIXIE METAL PRODUCTS, INC. , B-1220 |  |  | 59.27 | 2001-12-11 09:16 | Anjanece | 1 | 0 | N | N
DIXIE METAL PRODUCTS, INC. | B-1220 | Y | DIXIE METAL PRODUCTS, INC. , B-1220 |  |  | 59.34 | 2001-12-11 09:16 | Anjanece | 1 | 0 | N | N
DIXIE METAL PRODUCTS, INC. | B-1220 | Y | DIXIE METAL PRODUCTS, INC. , B-1220 |  |  | 59.43 | 2001-12-11 09:16 | Anjanece | 1 | 0 | N | N
DIXIE METAL PRODUCTS, INC. | B-1220 | Y | DIXIE METAL PRODUCTS, INC. , B-1220 |  |  | 60.63 | 2001-12-11 09:16 | Anjanece | 1 | 0 | N | N
DIXIE METAL PRODUCTS, INC. | B-1220 | Y | DIXIE METAL PRODUCTS, INC. , B-1220 |  |  | 98.9 | 2001-12-11 09:16 | Anjanece | 1 | 0 | N | N
DIXIE METAL PRODUCTS, INC. | B-1220 | Y | DIXIE METAL PRODUCTS, INC. , B-1220 |  |  | 102.18 | 2001-12-11 09:16 | Anjanece | 1 | 0 | N | N
DIXIE METAL PRODUCTS, INC. | B-1220 | Y | DIXIE METAL PRODUCTS, INC. , B-1220 |  |  | 102.52 | 2001-12-11 09:16 | Anjanece | 1 | 0 | N | N
DIXIE METAL PRODUCTS, INC. | B-1220 | Y | DIXIE METAL PRODUCTS, INC. , B-1220 |  |  | 108.71 | 2001-12-11 09:16 | Anjanece | 1 | 0 | N | N
DIXIE METAL PRODUCTS, INC. | B-1220 | Y | DIXIE METAL PRODUCTS, INC. , B-1220 |  |  | 113.84 | 2001-12-11 09:16 | Anjanece | 1 | 0 | N | N
DIXIE METAL PRODUCTS, INC. | B-1220 | Y | DIXIE METAL PRODUCTS, INC. , B-1220 |  |  | 121.84 | 2001-12-11 09:16 | Anjanece | 1 | 0 | N | N
DIXIE METAL PRODUCTS, INC. | B-1220 | Y | DIXIE METAL PRODUCTS, INC. , B-1220 |  |  | 124.13 | 2001-12-11 09:16 | Anjanece | 1 | 0 | N | N
FABRICATED METALS | TH-12 | Y | FABRICATED METALS , TH-12 | JEA OVERHEAD DISTRIBUTION | CSC Stores | 42.56 | 2001-12-11 09:16 | Anjanece | 1 | 0 | N | N
FABRICATED METALS | TH-12 | Y | FABRICATED METALS , TH-12 |  |  | 42.59 | 2001-12-11 09:16 | Anjanece | 1 | 0 | N | N
FABRICATED METALS | TH-12 | Y | FABRICATED METALS , TH-12 |  |  | 43.01 | 2001-12-11 09:16 | Anjanece | 1 | 0 | N | N
FABRICATED METALS | TH-12 | Y | FABRICATED METALS , TH-12 |  |  | 43.14 | 2001-12-11 09:16 | Anjanece | 1 | 0 | N | N
FABRICATED METALS | TH-12 | Y | FABRICATED METALS , TH-12 |  |  | 45.83 | 2001-12-11 09:16 | Anjanece | 1 | 0 | N | N
FABRICATED METALS | TH-12 | Y | FABRICATED METALS , TH-12 |  |  | 54.4 | 2001-12-11 09:16 | Anjanece | 1 | 0 | N | N
FABRICATED METALS | TH-12 | Y | FABRICATED METALS , TH-12 |  |  | 57.01 | 2001-12-11 09:16 | Anjanece | 1 | 0 | N | N
FABRICATED METALS | TH-12 | Y | FABRICATED METALS , TH-12 |  |  | 57.65 | 2001-12-11 09:16 | Anjanece | 1 | 0 | N | N
FABRICATED METALS | TH-12 | Y | FABRICATED METALS , TH-12 |  |  | 58.62 | 2001-12-11 09:16 | Anjanece | 1 | 0 | N | N
FABRICATED METALS | TH-12 | Y | FABRICATED METALS , TH-12 |  |  | 58.76 | 2001-12-11 09:16 | Anjanece | 1 | 0 | N | N
FABRICATED METALS | TH-12 | Y | FABRICATED METALS , TH-12 |  |  | 59.19 | 2001-12-11 09:16 | Anjanece | 1 | 0 | N | N
FABRICATED METALS | TH-12 | Y | FABRICATED METALS , TH-12 |  |  | 59.27 | 2001-12-11 09:16 | Anjanece | 1 | 0 | N | N
FABRICATED METALS | TH-12 | Y | FABRICATED METALS , TH-12 |  |  | 59.34 | 2001-12-11 09:16 | Anjanece | 1 | 0 | N | N
FABRICATED METALS | TH-12 | Y | FABRICATED METALS , TH-12 |  |  | 59.43 | 2001-12-11 09:16 | Anjanece | 1 | 0 | N | N
FABRICATED METALS | TH-12 | Y | FABRICATED METALS , TH-12 |  |  | 60.63 | 2001-12-11 09:16 | Anjanece | 1 | 0 | N | N
FABRICATED METALS | TH-12 | Y | FABRICATED METALS , TH-12 |  |  | 98.9 | 2001-12-11 09:16 | Anjanece | 1 | 0 | N | N
FABRICATED METALS | TH-12 | Y | FABRICATED METALS , TH-12 |  |  | 102.18 | 2001-12-11 09:16 | Anjanece | 1 | 0 | N | N
FABRICATED METALS | TH-12 | Y | FABRICATED METALS , TH-12 |  |  | 102.52 | 2001-12-11 09:16 | Anjanece | 1 | 0 | N | N
FABRICATED METALS | TH-12 | Y | FABRICATED METALS , TH-12 |  |  | 108.71 | 2001-12-11 09:16 | Anjanece | 1 | 0 | N | N
FABRICATED METALS | TH-12 | Y | FABRICATED METALS , TH-12 |  |  | 113.84 | 2001-12-11 09:16 | Anjanece | 1 | 0 | N | N
FABRICATED METALS | TH-12 | Y | FABRICATED METALS , TH-12 |  |  | 121.84 | 2001-12-11 09:16 | Anjanece | 1 | 0 | N | N
FABRICATED METALS | TH-12 | Y | FABRICATED METALS , TH-12 |  |  | 124.13 | 2001-12-11 09:16 | Anjanece | 1 | 0 | N | N
JOSLYN HI-VOLTAGE CORP. | SK298 | Y | JOSLYN HI-VOLTAGE CORP. , SK298 | JEA OVERHEAD DISTRIBUTION | CSC Stores | 42.56 | 2001-12-11 09:16 | Anjanece | 1 | 0 | N | N
JOSLYN HI-VOLTAGE CORP. | SK298 | Y | JOSLYN HI-VOLTAGE CORP. , SK298 |  |  | 42.59 | 2001-12-11 09:16 | Anjanece | 1 | 0 | N | N
JOSLYN HI-VOLTAGE CORP. | SK298 | Y | JOSLYN HI-VOLTAGE CORP. , SK298 |  |  | 43.01 | 2001-12-11 09:16 | Anjanece | 1 | 0 | N | N
JOSLYN HI-VOLTAGE CORP. | SK298 | Y | JOSLYN HI-VOLTAGE CORP. , SK298 |  |  | 43.14 | 2001-12-11 09:16 | Anjanece | 1 | 0 | N | N
JOSLYN HI-VOLTAGE CORP. | SK298 | Y | JOSLYN HI-VOLTAGE CORP. , SK298 |  |  | 45.83 | 2001-12-11 09:16 | Anjanece | 1 | 0 | N | N
JOSLYN HI-VOLTAGE CORP. | SK298 | Y | JOSLYN HI-VOLTAGE CORP. , SK298 |  |  | 54.4 | 2001-12-11 09:16 | Anjanece | 1 | 0 | N | N
JOSLYN HI-VOLTAGE CORP. | SK298 | Y | JOSLYN HI-VOLTAGE CORP. , SK298 |  |  | 57.01 | 2001-12-11 09:16 | Anjanece | 1 | 0 | N | N
JOSLYN HI-VOLTAGE CORP. | SK298 | Y | JOSLYN HI-VOLTAGE CORP. , SK298 |  |  | 57.65 | 2001-12-11 09:16 | Anjanece | 1 | 0 | N | N
JOSLYN HI-VOLTAGE CORP. | SK298 | Y | JOSLYN HI-VOLTAGE CORP. , SK298 |  |  | 58.62 | 2001-12-11 09:16 | Anjanece | 1 | 0 | N | N
JOSLYN HI-VOLTAGE CORP. | SK298 | Y | JOSLYN HI-VOLTAGE CORP. , SK298 |  |  | 58.76 | 2001-12-11 09:16 | Anjanece | 1 | 0 | N | N
JOSLYN HI-VOLTAGE CORP. | SK298 | Y | JOSLYN HI-VOLTAGE CORP. , SK298 |  |  | 59.19 | 2001-12-11 09:16 | Anjanece | 1 | 0 | N | N
JOSLYN HI-VOLTAGE CORP. | SK298 | Y | JOSLYN HI-VOLTAGE CORP. , SK298 |  |  | 59.27 | 2001-12-11 09:16 | Anjanece | 1 | 0 | N | N
JOSLYN HI-VOLTAGE CORP. | SK298 | Y | JOSLYN HI-VOLTAGE CORP. , SK298 |  |  | 59.34 | 2001-12-11 09:16 | Anjanece | 1 | 0 | N | N
JOSLYN HI-VOLTAGE CORP. | SK298 | Y | JOSLYN HI-VOLTAGE CORP. , SK298 |  |  | 59.43 | 2001-12-11 09:16 | Anjanece | 1 | 0 | N | N
JOSLYN HI-VOLTAGE CORP. | SK298 | Y | JOSLYN HI-VOLTAGE CORP. , SK298 |  |  | 60.63 | 2001-12-11 09:16 | Anjanece | 1 | 0 | N | N
JOSLYN HI-VOLTAGE CORP. | SK298 | Y | JOSLYN HI-VOLTAGE CORP. , SK298 |  |  | 98.9 | 2001-12-11 09:16 | Anjanece | 1 | 0 | N | N
JOSLYN HI-VOLTAGE CORP. | SK298 | Y | JOSLYN HI-VOLTAGE CORP. , SK298 |  |  | 102.18 | 2001-12-11 09:16 | Anjanece | 1 | 0 | N | N
JOSLYN HI-VOLTAGE CORP. | SK298 | Y | JOSLYN HI-VOLTAGE CORP. , SK298 |  |  | 102.52 | 2001-12-11 09:16 | Anjanece | 1 | 0 | N | N
JOSLYN HI-VOLTAGE CORP. | SK298 | Y | JOSLYN HI-VOLTAGE CORP. , SK298 |  |  | 108.71 | 2001-12-11 09:16 | Anjanece | 1 | 0 | N | N
JOSLYN HI-VOLTAGE CORP. | SK298 | Y | JOSLYN HI-VOLTAGE CORP. , SK298 |  |  | 113.84 | 2001-12-11 09:16 | Anjanece | 1 | 0 | N | N
JOSLYN HI-VOLTAGE CORP. | SK298 | Y | JOSLYN HI-VOLTAGE CORP. , SK298 |  |  | 121.84 | 2001-12-11 09:16 | Anjanece | 1 | 0 | N | N
JOSLYN HI-VOLTAGE CORP. | SK298 | Y | JOSLYN HI-VOLTAGE CORP. , SK298 |  |  | 124.13 | 2001-12-11 09:16 | Anjanece | 1 | 0 | N | N
UNIVERSAL ELECTRIC | B-1185 | Y | UNIVERSAL ELECTRIC , B-1185 | JEA OVERHEAD DISTRIBUTION | CSC Stores | 42.56 | 2001-12-11 09:16 | Anjanece | 1 | 0 | N | N
UNIVERSAL ELECTRIC | B-1185 | Y | UNIVERSAL ELECTRIC , B-1185 |  |  | 42.59 | 2001-12-11 09:16 | Anjanece | 1 | 0 | N | N
UNIVERSAL ELECTRIC | B-1185 | Y | UNIVERSAL ELECTRIC , B-1185 |  |  | 43.01 | 2001-12-11 09:16 | Anjanece | 1 | 0 | N | N
UNIVERSAL ELECTRIC | B-1185 | Y | UNIVERSAL ELECTRIC , B-1185 |  |  | 43.14 | 2001-12-11 09:16 | Anjanece | 1 | 0 | N | N
UNIVERSAL ELECTRIC | B-1185 | Y | UNIVERSAL ELECTRIC , B-1185 |  |  | 45.83 | 2001-12-11 09:16 | Anjanece | 1 | 0 | N | N
UNIVERSAL ELECTRIC | B-1185 | Y | UNIVERSAL ELECTRIC , B-1185 |  |  | 54.4 | 2001-12-11 09:16 | Anjanece | 1 | 0 | N | N
UNIVERSAL ELECTRIC | B-1185 | Y | UNIVERSAL ELECTRIC , B-1185 |  |  | 57.01 | 2001-12-11 09:16 | Anjanece | 1 | 0 | N | N
UNIVERSAL ELECTRIC | B-1185 | Y | UNIVERSAL ELECTRIC , B-1185 |  |  | 57.65 | 2001-12-11 09:16 | Anjanece | 1 | 0 | N | N
UNIVERSAL ELECTRIC | B-1185 | Y | UNIVERSAL ELECTRIC , B-1185 |  |  | 58.62 | 2001-12-11 09:16 | Anjanece | 1 | 0 | N | N
UNIVERSAL ELECTRIC | B-1185 | Y | UNIVERSAL ELECTRIC , B-1185 |  |  | 58.76 | 2001-12-11 09:16 | Anjanece | 1 | 0 | N | N
UNIVERSAL ELECTRIC | B-1185 | Y | UNIVERSAL ELECTRIC , B-1185 |  |  | 59.19 | 2001-12-11 09:16 | Anjanece | 1 | 0 | N | N
UNIVERSAL ELECTRIC | B-1185 | Y | UNIVERSAL ELECTRIC , B-1185 |  |  | 59.27 | 2001-12-11 09:16 | Anjanece | 1 | 0 | N | N
UNIVERSAL ELECTRIC | B-1185 | Y | UNIVERSAL ELECTRIC , B-1185 |  |  | 59.34 | 2001-12-11 09:16 | Anjanece | 1 | 0 | N | N
UNIVERSAL ELECTRIC | B-1185 | Y | UNIVERSAL ELECTRIC , B-1185 |  |  | 59.43 | 2001-12-11 09:16 | Anjanece | 1 | 0 | N | N
UNIVERSAL ELECTRIC | B-1185 | Y | UNIVERSAL ELECTRIC , B-1185 |  |  | 60.63 | 2001-12-11 09:16 | Anjanece | 1 | 0 | N | N
UNIVERSAL ELECTRIC | B-1185 | Y | UNIVERSAL ELECTRIC , B-1185 |  |  | 98.9 | 2001-12-11 09:16 | Anjanece | 1 | 0 | N | N
UNIVERSAL ELECTRIC | B-1185 | Y | UNIVERSAL ELECTRIC , B-1185 |  |  | 102.18 | 2001-12-11 09:16 | Anjanece | 1 | 0 | N | N
UNIVERSAL ELECTRIC | B-1185 | Y | UNIVERSAL ELECTRIC , B-1185 |  |  | 102.52 | 2001-12-11 09:16 | Anjanece | 1 | 0 | N | N
UNIVERSAL ELECTRIC | B-1185 | Y | UNIVERSAL ELECTRIC , B-1185 |  |  | 108.71 | 2001-12-11 09:16 | Anjanece | 1 | 0 | N | N
UNIVERSAL ELECTRIC | B-1185 | Y | UNIVERSAL ELECTRIC , B-1185 |  |  | 113.84 | 2001-12-11 09:16 | Anjanece | 1 | 0 | N | N
UNIVERSAL ELECTRIC | B-1185 | Y | UNIVERSAL ELECTRIC , B-1185 |  |  | 121.84 | 2001-12-11 09:16 | Anjanece | 1 | 0 | N | N
UNIVERSAL ELECTRIC | B-1185 | Y | UNIVERSAL ELECTRIC , B-1185 |  |  | 124.13 | 2001-12-11 09:16 | Anjanece | 1 | 0 | N | N
CHANCE | C211-0012 | Y | CHANCE , C211-0012 | JEA OVERHEAD DISTRIBUTION | CSC Stores | 7.52 | 2001-12-11 09:16 | Anjanece | 4 | 0 | N | N
CHANCE | C211-0012 | Y | CHANCE , C211-0012 |  |  | 17.99 | 2001-12-11 09:16 | Anjanece | 4 | 0 | N | N
CHANCE | C211-0012 | Y | CHANCE , C211-0012 |  |  | 23.3 | 2001-12-11 09:16 | Anjanece | 4 | 0 | N | N
CHANCE | C211-0012 | Y | CHANCE , C211-0012 |  |  | 24 | 2001-12-11 09:16 | Anjanece | 4 | 0 | N | N
CHANCE | C211-0012 | Y | CHANCE , C211-0012 |  |  | 24.48 | 2001-12-11 09:16 | Anjanece | 4 | 0 | N | N
CHANCE | C211-0012 | Y | CHANCE , C211-0012 |  |  | 26.42 | 2001-12-11 09:16 | Anjanece | 4 | 0 | N | N
CHANCE | C211-0012 | Y | CHANCE , C211-0012 |  |  | 44.6 | 2001-12-11 09:16 | Anjanece | 4 | 0 | N | N
CHANCE | C211-0012 | Y | CHANCE , C211-0012 |  |  | 45.6 | 2001-12-11 09:16 | Anjanece | 4 | 0 | N | N
FABRICATED METALS | CTAP-3/8-16 | Y | FABRICATED METALS , CTAP-3/8-16 | JEA OVERHEAD DISTRIBUTION | CSC Stores | 7.52 | 2001-12-11 09:16 | Anjanece | 4 | 0 | N | N
FABRICATED METALS | CTAP-3/8-16 | Y | FABRICATED METALS , CTAP-3/8-16 |  |  | 17.99 | 2001-12-11 09:16 | Anjanece | 4 | 0 | N | N
FABRICATED METALS | CTAP-3/8-16 | Y | FABRICATED METALS , CTAP-3/8-16 |  |  | 23.3 | 2001-12-11 09:16 | Anjanece | 4 | 0 | N | N
FABRICATED METALS | CTAP-3/8-16 | Y | FABRICATED METALS , CTAP-3/8-16 |  |  | 24 | 2001-12-11 09:16 | Anjanece | 4 | 0 | N | N
FABRICATED METALS | CTAP-3/8-16 | Y | FABRICATED METALS , CTAP-3/8-16 |  |  | 24.48 | 2001-12-11 09:16 | Anjanece | 4 | 0 | N | N
FABRICATED METALS | CTAP-3/8-16 | Y | FABRICATED METALS , CTAP-3/8-16 |  |  | 26.42 | 2001-12-11 09:16 | Anjanece | 4 | 0 | N | N
FABRICATED METALS | CTAP-3/8-16 | Y | FABRICATED METALS , CTAP-3/8-16 |  |  | 44.6 | 2001-12-11 09:16 | Anjanece | 4 | 0 | N | N
FABRICATED METALS | CTAP-3/8-16 | Y | FABRICATED METALS , CTAP-3/8-16 |  |  | 45.6 | 2001-12-11 09:16 | Anjanece | 4 | 0 | N | N
ALLIED BOLT, INC. | 925 | Y | ALLIED BOLT, INC. , 925 | JEA OVERHEAD DISTRIBUTION | CSC Stores | 0.2 | 2001-12-11 09:36 | Anjanece | 250 | 0 | N | N
ALLIED BOLT, INC. | 925 | Y | ALLIED BOLT, INC. , 925 |  |  | 0.23 | 2001-12-11 09:36 | Anjanece | 250 | 0 | N | N
ALLIED BOLT, INC. | 925 | Y | ALLIED BOLT, INC. , 925 |  |  | 0.24 | 2001-12-11 09:36 | Anjanece | 250 | 0 | N | N
ALLIED BOLT, INC. | 925 | Y | ALLIED BOLT, INC. , 925 |  |  | 0.25 | 2001-12-11 09:36 | Anjanece | 250 | 0 | N | N
ALLIED BOLT, INC. | 925 | Y | ALLIED BOLT, INC. , 925 |  |  | 0.4 | 2001-12-11 09:36 | Anjanece | 250 | 0 | N | N
ALLIED BOLT, INC. | 925 | Y | ALLIED BOLT, INC. , 925 |  |  | 0.55 | 2001-12-11 09:36 | Anjanece | 250 | 0 | N | N
ALLIED BOLT, INC. | 925 | Y | ALLIED BOLT, INC. , 925 |  |  | 0.59 | 2001-12-11 09:36 | Anjanece | 250 | 0 | N | N
ALLIED BOLT, INC. | 925 | Y | ALLIED BOLT, INC. , 925 |  |  | 0.86 | 2001-12-11 09:36 | Anjanece | 250 | 0 | N | N
ALUMA FORM | AF8635 | Y | ALUMA FORM , AF8635 | JEA OVERHEAD DISTRIBUTION | CSC Stores | 0.2 | 2001-12-11 09:36 | Anjanece | 250 | 0 | N | N
ALUMA FORM | AF8635 | Y | ALUMA FORM , AF8635 |  |  | 0.23 | 2001-12-11 09:36 | Anjanece | 250 | 0 | N | N
ALUMA FORM | AF8635 | Y | ALUMA FORM , AF8635 |  |  | 0.24 | 2001-12-11 09:36 | Anjanece | 250 | 0 | N | N
ALUMA FORM | AF8635 | Y | ALUMA FORM , AF8635 |  |  | 0.25 | 2001-12-11 09:36 | Anjanece | 250 | 0 | N | N
ALUMA FORM | AF8635 | Y | ALUMA FORM , AF8635 |  |  | 0.4 | 2001-12-11 09:36 | Anjanece | 250 | 0 | N | N
ALUMA FORM | AF8635 | Y | ALUMA FORM , AF8635 |  |  | 0.55 | 2001-12-11 09:36 | Anjanece | 250 | 0 | N | N
ALUMA FORM | AF8635 | Y | ALUMA FORM , AF8635 |  |  | 0.59 | 2001-12-11 09:36 | Anjanece | 250 | 0 | N | N
ALUMA FORM | AF8635 | Y | ALUMA FORM , AF8635 |  |  | 0.86 | 2001-12-11 09:36 | Anjanece | 250 | 0 | N | N
CHANCE | 8635 | Y | CHANCE , 8635 | JEA OVERHEAD DISTRIBUTION | CSC Stores | 0.2 | 2001-12-11 09:36 | Anjanece | 250 | 0 | N | N
CHANCE | 8635 | Y | CHANCE , 8635 |  |  | 0.23 | 2001-12-11 09:36 | Anjanece | 250 | 0 | N | N
CHANCE | 8635 | Y | CHANCE , 8635 |  |  | 0.24 | 2001-12-11 09:36 | Anjanece | 250 | 0 | N | N
CHANCE | 8635 | Y | CHANCE , 8635 |  |  | 0.25 | 2001-12-11 09:36 | Anjanece | 250 | 0 | N | N
CHANCE | 8635 | Y | CHANCE , 8635 |  |  | 0.4 | 2001-12-11 09:36 | Anjanece | 250 | 0 | N | N
CHANCE | 8635 | Y | CHANCE , 8635 |  |  | 0.55 | 2001-12-11 09:36 | Anjanece | 250 | 0 | N | N
CHANCE | 8635 | Y | CHANCE , 8635 |  |  | 0.59 | 2001-12-11 09:36 | Anjanece | 250 | 0 | N | N
CHANCE | 8635 | Y | CHANCE , 8635 |  |  | 0.86 | 2001-12-11 09:36 | Anjanece | 250 | 0 | N | N
DIXIE ELECTRIC | D8635 | Y | DIXIE ELECTRIC , D8635 | JEA OVERHEAD DISTRIBUTION | CSC Stores | 0.2 | 2001-12-11 09:36 | Anjanece | 250 | 0 | N | N
DIXIE ELECTRIC | D8635 | Y | DIXIE ELECTRIC , D8635 |  |  | 0.23 | 2001-12-11 09:36 | Anjanece | 250 | 0 | N | N
DIXIE ELECTRIC | D8635 | Y | DIXIE ELECTRIC , D8635 |  |  | 0.24 | 2001-12-11 09:36 | Anjanece | 250 | 0 | N | N
DIXIE ELECTRIC | D8635 | Y | DIXIE ELECTRIC , D8635 |  |  | 0.25 | 2001-12-11 09:36 | Anjanece | 250 | 0 | N | N
DIXIE ELECTRIC | D8635 | Y | DIXIE ELECTRIC , D8635 |  |  | 0.4 | 2001-12-11 09:36 | Anjanece | 250 | 0 | N | N
DIXIE ELECTRIC | D8635 | Y | DIXIE ELECTRIC , D8635 |  |  | 0.55 | 2001-12-11 09:36 | Anjanece | 250 | 0 | N | N
DIXIE ELECTRIC | D8635 | Y | DIXIE ELECTRIC , D8635 |  |  | 0.59 | 2001-12-11 09:36 | Anjanece | 250 | 0 | N | N
DIXIE ELECTRIC | D8635 | Y | DIXIE ELECTRIC , D8635 |  |  | 0.86 | 2001-12-11 09:36 | Anjanece | 250 | 0 | N | N
FLORIDA WIRE AND CABLE | FW8635 | Y | FLORIDA WIRE AND CABLE , FW8635 | JEA OVERHEAD DISTRIBUTION | CSC Stores | 0.2 | 2001-12-11 09:36 | Anjanece | 250 | 0 | N | N
FLORIDA WIRE AND CABLE | FW8635 | Y | FLORIDA WIRE AND CABLE , FW8635 |  |  | 0.23 | 2001-12-11 09:36 | Anjanece | 250 | 0 | N | N
FLORIDA WIRE AND CABLE | FW8635 | Y | FLORIDA WIRE AND CABLE , FW8635 |  |  | 0.24 | 2001-12-11 09:36 | Anjanece | 250 | 0 | N | N
FLORIDA WIRE AND CABLE | FW8635 | Y | FLORIDA WIRE AND CABLE , FW8635 |  |  | 0.25 | 2001-12-11 09:36 | Anjanece | 250 | 0 | N | N
FLORIDA WIRE AND CABLE | FW8635 | Y | FLORIDA WIRE AND CABLE , FW8635 |  |  | 0.4 | 2001-12-11 09:36 | Anjanece | 250 | 0 | N | N
FLORIDA WIRE AND CABLE | FW8635 | Y | FLORIDA WIRE AND CABLE , FW8635 |  |  | 0.55 | 2001-12-11 09:36 | Anjanece | 250 | 0 | N | N
FLORIDA WIRE AND CABLE | FW8635 | Y | FLORIDA WIRE AND CABLE , FW8635 |  |  | 0.59 | 2001-12-11 09:36 | Anjanece | 250 | 0 | N | N
FLORIDA WIRE AND CABLE | FW8635 | Y | FLORIDA WIRE AND CABLE , FW8635 |  |  | 0.86 | 2001-12-11 09:36 | Anjanece | 250 | 0 | N | N
HUGHES | BC35-F | Y | HUGHES , BC35-F | JEA OVERHEAD DISTRIBUTION | CSC Stores | 0.2 | 2001-12-11 09:36 | Anjanece | 250 | 0 | N | N
HUGHES | BC35-F | Y | HUGHES , BC35-F |  |  | 0.23 | 2001-12-11 09:36 | Anjanece | 250 | 0 | N | N
HUGHES | BC35-F | Y | HUGHES , BC35-F |  |  | 0.24 | 2001-12-11 09:36 | Anjanece | 250 | 0 | N | N
HUGHES | BC35-F | Y | HUGHES , BC35-F |  |  | 0.25 | 2001-12-11 09:36 | Anjanece | 250 | 0 | N | N
HUGHES | BC35-F | Y | HUGHES , BC35-F |  |  | 0.4 | 2001-12-11 09:36 | Anjanece | 250 | 0 | N | N
HUGHES | BC35-F | Y | HUGHES , BC35-F |  |  | 0.55 | 2001-12-11 09:36 | Anjanece | 250 | 0 | N | N
HUGHES | BC35-F | Y | HUGHES , BC35-F |  |  | 0.59 | 2001-12-11 09:36 | Anjanece | 250 | 0 | N | N
HUGHES | BC35-F | Y | HUGHES , BC35-F |  |  | 0.86 | 2001-12-11 09:36 | Anjanece | 250 | 0 | N | N
JOSLYN HI-VOLTAGE CORP. | J8635 | Y | JOSLYN HI-VOLTAGE CORP. , J8635 | JEA OVERHEAD DISTRIBUTION | CSC Stores | 0.2 | 2001-12-11 09:36 | Anjanece | 250 | 0 | N | N
JOSLYN HI-VOLTAGE CORP. | J8635 | Y | JOSLYN HI-VOLTAGE CORP. , J8635 |  |  | 0.23 | 2001-12-11 09:36 | Anjanece | 250 | 0 | N | N
JOSLYN HI-VOLTAGE CORP. | J8635 | Y | JOSLYN HI-VOLTAGE CORP. , J8635 |  |  | 0.24 | 2001-12-11 09:36 | Anjanece | 250 | 0 | N | N
JOSLYN HI-VOLTAGE CORP. | J8635 | Y | JOSLYN HI-VOLTAGE CORP. , J8635 |  |  | 0.25 | 2001-12-11 09:36 | Anjanece | 250 | 0 | N | N
JOSLYN HI-VOLTAGE CORP. | J8635 | Y | JOSLYN HI-VOLTAGE CORP. , J8635 |  |  | 0.4 | 2001-12-11 09:36 | Anjanece | 250 | 0 | N | N
JOSLYN HI-VOLTAGE CORP. | J8635 | Y | JOSLYN HI-VOLTAGE CORP. , J8635 |  |  | 0.55 | 2001-12-11 09:36 | Anjanece | 250 | 0 | N | N
JOSLYN HI-VOLTAGE CORP. | J8635 | Y | JOSLYN HI-VOLTAGE CORP. , J8635 |  |  | 0.59 | 2001-12-11 09:36 | Anjanece | 250 | 0 | N | N
JOSLYN HI-VOLTAGE CORP. | J8635 | Y | JOSLYN HI-VOLTAGE CORP. , J8635 |  |  | 0.86 | 2001-12-11 09:36 | Anjanece | 250 | 0 | N | N
MC GRAW EDISON | DF1C5 | Y | MC GRAW EDISON , DF1C5 | JEA OVERHEAD DISTRIBUTION | CSC Stores | 0.2 | 2001-12-11 09:36 | Anjanece | 250 | 0 | N | N
MC GRAW EDISON | DF1C5 | Y | MC GRAW EDISON , DF1C5 |  |  | 0.23 | 2001-12-11 09:36 | Anjanece | 250 | 0 | N | N
MC GRAW EDISON | DF1C5 | Y | MC GRAW EDISON , DF1C5 |  |  | 0.24 | 2001-12-11 09:36 | Anjanece | 250 | 0 | N | N
MC GRAW EDISON | DF1C5 | Y | MC GRAW EDISON , DF1C5 |  |  | 0.25 | 2001-12-11 09:36 | Anjanece | 250 | 0 | N | N
MC GRAW EDISON | DF1C5 | Y | MC GRAW EDISON , DF1C5 |  |  | 0.4 | 2001-12-11 09:36 | Anjanece | 250 | 0 | N | N
MC GRAW EDISON | DF1C5 | Y | MC GRAW EDISON , DF1C5 |  |  | 0.55 | 2001-12-11 09:36 | Anjanece | 250 | 0 | N | N
MC GRAW EDISON | DF1C5 | Y | MC GRAW EDISON , DF1C5 |  |  | 0.59 | 2001-12-11 09:36 | Anjanece | 250 | 0 | N | N
MC GRAW EDISON | DF1C5 | Y | MC GRAW EDISON , DF1C5 |  |  | 0.86 | 2001-12-11 09:36 | Anjanece | 250 | 0 | N | N
POWERLINE HARDWARE CO. | P8635 | Y | POWERLINE HARDWARE CO. , P8635 | JEA OVERHEAD DISTRIBUTION | CSC Stores | 0.2 | 2001-12-11 09:36 | Anjanece | 250 | 0 | N | N
POWERLINE HARDWARE CO. | P8635 | Y | POWERLINE HARDWARE CO. , P8635 |  |  | 0.23 | 2001-12-11 09:36 | Anjanece | 250 | 0 | N | N
POWERLINE HARDWARE CO. | P8635 | Y | POWERLINE HARDWARE CO. , P8635 |  |  | 0.24 | 2001-12-11 09:36 | Anjanece | 250 | 0 | N | N
POWERLINE HARDWARE CO. | P8635 | Y | POWERLINE HARDWARE CO. , P8635 |  |  | 0.25 | 2001-12-11 09:36 | Anjanece | 250 | 0 | N | N
POWERLINE HARDWARE CO. | P8635 | Y | POWERLINE HARDWARE CO. , P8635 |  |  | 0.4 | 2001-12-11 09:36 | Anjanece | 250 | 0 | N | N
POWERLINE HARDWARE CO. | P8635 | Y | POWERLINE HARDWARE CO. , P8635 |  |  | 0.55 | 2001-12-11 09:36 | Anjanece | 250 | 0 | N | N
POWERLINE HARDWARE CO. | P8635 | Y | POWERLINE HARDWARE CO. , P8635 |  |  | 0.59 | 2001-12-11 09:36 | Anjanece | 250 | 0 | N | N
POWERLINE HARDWARE CO. | P8635 | Y | POWERLINE HARDWARE CO. , P8635 |  |  | 0.86 | 2001-12-11 09:36 | Anjanece | 250 | 0 | N | N
STEEL CITY | CBG0640 | Y | STEEL CITY , CBG0640 | JEA OVERHEAD DISTRIBUTION | CSC Stores | 0.2 | 2001-12-11 09:36 | Anjanece | 250 | 0 | N | N
STEEL CITY | CBG0640 | Y | STEEL CITY , CBG0640 |  |  | 0.23 | 2001-12-11 09:36 | Anjanece | 250 | 0 | N | N
STEEL CITY | CBG0640 | Y | STEEL CITY , CBG0640 |  |  | 0.24 | 2001-12-11 09:36 | Anjanece | 250 | 0 | N | N
STEEL CITY | CBG0640 | Y | STEEL CITY , CBG0640 |  |  | 0.25 | 2001-12-11 09:36 | Anjanece | 250 | 0 | N | N
STEEL CITY | CBG0640 | Y | STEEL CITY , CBG0640 |  |  | 0.4 | 2001-12-11 09:36 | Anjanece | 250 | 0 | N | N
STEEL CITY | CBG0640 | Y | STEEL CITY , CBG0640 |  |  | 0.55 | 2001-12-11 09:36 | Anjanece | 250 | 0 | N | N
STEEL CITY | CBG0640 | Y | STEEL CITY , CBG0640 |  |  | 0.59 | 2001-12-11 09:36 | Anjanece | 250 | 0 | N | N
STEEL CITY | CBG0640 | Y | STEEL CITY , CBG0640 |  |  | 0.86 | 2001-12-11 09:36 | Anjanece | 250 | 0 | N | N
THREADED FASTENERS INC. | TF8635 | Y | THREADED FASTENERS INC. , TF8635 | JEA OVERHEAD DISTRIBUTION | CSC Stores | 0.2 | 2001-12-11 09:36 | Anjanece | 250 | 0 | N | N
THREADED FASTENERS INC. | TF8635 | Y | THREADED FASTENERS INC. , TF8635 |  |  | 0.23 | 2001-12-11 09:36 | Anjanece | 250 | 0 | N | N
THREADED FASTENERS INC. | TF8635 | Y | THREADED FASTENERS INC. , TF8635 |  |  | 0.24 | 2001-12-11 09:36 | Anjanece | 250 | 0 | N | N
THREADED FASTENERS INC. | TF8635 | Y | THREADED FASTENERS INC. , TF8635 |  |  | 0.25 | 2001-12-11 09:36 | Anjanece | 250 | 0 | N | N
THREADED FASTENERS INC. | TF8635 | Y | THREADED FASTENERS INC. , TF8635 |  |  | 0.4 | 2001-12-11 09:36 | Anjanece | 250 | 0 | N | N
THREADED FASTENERS INC. | TF8635 | Y | THREADED FASTENERS INC. , TF8635 |  |  | 0.55 | 2001-12-11 09:36 | Anjanece | 250 | 0 | N | N
THREADED FASTENERS INC. | TF8635 | Y | THREADED FASTENERS INC. , TF8635 |  |  | 0.59 | 2001-12-11 09:36 | Anjanece | 250 | 0 | N | N
THREADED FASTENERS INC. | TF8635 | Y | THREADED FASTENERS INC. , TF8635 |  |  | 0.86 | 2001-12-11 09:36 | Anjanece | 250 | 0 | N | N
ALUMA FORM | AF8637 | Y | ALUMA FORM , AF8637 | JEA OVERHEAD DISTRIBUTION | CSC Stores | 0.53 | 2001-12-11 09:36 | Anjanece | 100 | 0 | N | N
ALUMA FORM | AF8637 | Y | ALUMA FORM , AF8637 |  |  | 0.56 | 2001-12-11 09:36 | Anjanece | 100 | 0 | N | N
ALUMA FORM | AF8637 | Y | ALUMA FORM , AF8637 |  |  | 0.89 | 2001-12-11 09:36 | Anjanece | 100 | 0 | N | N
ALUMA FORM | AF8637 | Y | ALUMA FORM , AF8637 |  |  | 1.25 | 2001-12-11 09:36 | Anjanece | 100 | 0 | N | N
ALUMA FORM | AF8637 | Y | ALUMA FORM , AF8637 |  |  | 1.26 | 2001-12-11 09:36 | Anjanece | 100 | 0 | N | N
CHANCE | 8647 | Y | CHANCE , 8647 | JEA OVERHEAD DISTRIBUTION | CSC Stores | 0.53 | 2001-12-11 09:36 | Anjanece | 100 | 0 | N | N
CHANCE | 8647 | Y | CHANCE , 8647 |  |  | 0.56 | 2001-12-11 09:36 | Anjanece | 100 | 0 | N | N
CHANCE | 8647 | Y | CHANCE , 8647 |  |  | 0.89 | 2001-12-11 09:36 | Anjanece | 100 | 0 | N | N
CHANCE | 8647 | Y | CHANCE , 8647 |  |  | 1.25 | 2001-12-11 09:36 | Anjanece | 100 | 0 | N | N
CHANCE | 8647 | Y | CHANCE , 8647 |  |  | 1.26 | 2001-12-11 09:36 | Anjanece | 100 | 0 | N | N
DIXIE ELECTRIC | D8647 | Y | DIXIE ELECTRIC , D8647 | JEA OVERHEAD DISTRIBUTION | CSC Stores | 0.53 | 2001-12-11 09:36 | Anjanece | 100 | 0 | N | N
DIXIE ELECTRIC | D8647 | Y | DIXIE ELECTRIC , D8647 |  |  | 0.56 | 2001-12-11 09:36 | Anjanece | 100 | 0 | N | N
DIXIE ELECTRIC | D8647 | Y | DIXIE ELECTRIC , D8647 |  |  | 0.89 | 2001-12-11 09:36 | Anjanece | 100 | 0 | N | N
DIXIE ELECTRIC | D8647 | Y | DIXIE ELECTRIC , D8647 |  |  | 1.25 | 2001-12-11 09:36 | Anjanece | 100 | 0 | N | N
DIXIE ELECTRIC | D8647 | Y | DIXIE ELECTRIC , D8647 |  |  | 1.26 | 2001-12-11 09:36 | Anjanece | 100 | 0 | N | N
FLORIDA WIRE AND CABLE | FW8647 | Y | FLORIDA WIRE AND CABLE , FW8647 | JEA OVERHEAD DISTRIBUTION | CSC Stores | 0.53 | 2001-12-11 09:36 | Anjanece | 100 | 0 | N | N
FLORIDA WIRE AND CABLE | FW8647 | Y | FLORIDA WIRE AND CABLE , FW8647 |  |  | 0.56 | 2001-12-11 09:36 | Anjanece | 100 | 0 | N | N
FLORIDA WIRE AND CABLE | FW8647 | Y | FLORIDA WIRE AND CABLE , FW8647 |  |  | 0.89 | 2001-12-11 09:36 | Anjanece | 100 | 0 | N | N
FLORIDA WIRE AND CABLE | FW8647 | Y | FLORIDA WIRE AND CABLE , FW8647 |  |  | 1.25 | 2001-12-11 09:36 | Anjanece | 100 | 0 | N | N
FLORIDA WIRE AND CABLE | FW8647 | Y | FLORIDA WIRE AND CABLE , FW8647 |  |  | 1.26 | 2001-12-11 09:36 | Anjanece | 100 | 0 | N | N
JOSLYN HI-VOLTAGE CORP. | J8647 | Y | JOSLYN HI-VOLTAGE CORP. , J8647 | JEA OVERHEAD DISTRIBUTION | CSC Stores | 0.53 | 2001-12-11 09:36 | Anjanece | 100 | 0 | N | N
JOSLYN HI-VOLTAGE CORP. | J8647 | Y | JOSLYN HI-VOLTAGE CORP. , J8647 |  |  | 0.56 | 2001-12-11 09:36 | Anjanece | 100 | 0 | N | N
JOSLYN HI-VOLTAGE CORP. | J8647 | Y | JOSLYN HI-VOLTAGE CORP. , J8647 |  |  | 0.89 | 2001-12-11 09:36 | Anjanece | 100 | 0 | N | N
JOSLYN HI-VOLTAGE CORP. | J8647 | Y | JOSLYN HI-VOLTAGE CORP. , J8647 |  |  | 1.25 | 2001-12-11 09:36 | Anjanece | 100 | 0 | N | N
JOSLYN HI-VOLTAGE CORP. | J8647 | Y | JOSLYN HI-VOLTAGE CORP. , J8647 |  |  | 1.26 | 2001-12-11 09:36 | Anjanece | 100 | 0 | N | N
MC GRAW EDISON | DF2C7 | Y | MC GRAW EDISON , DF2C7 | JEA OVERHEAD DISTRIBUTION | CSC Stores | 0.53 | 2001-12-11 09:36 | Anjanece | 100 | 0 | N | N
MC GRAW EDISON | DF2C7 | Y | MC GRAW EDISON , DF2C7 |  |  | 0.56 | 2001-12-11 09:36 | Anjanece | 100 | 0 | N | N
MC GRAW EDISON | DF2C7 | Y | MC GRAW EDISON , DF2C7 |  |  | 0.89 | 2001-12-11 09:36 | Anjanece | 100 | 0 | N | N
MC GRAW EDISON | DF2C7 | Y | MC GRAW EDISON , DF2C7 |  |  | 1.25 | 2001-12-11 09:36 | Anjanece | 100 | 0 | N | N
MC GRAW EDISON | DF2C7 | Y | MC GRAW EDISON , DF2C7 |  |  | 1.26 | 2001-12-11 09:36 | Anjanece | 100 | 0 | N | N
STEEL CITY | CBG0856N | Y | STEEL CITY , CBG0856N | JEA OVERHEAD DISTRIBUTION | CSC Stores | 0.53 | 2001-12-11 09:36 | Anjanece | 100 | 0 | N | N
STEEL CITY | CBG0856N | Y | STEEL CITY , CBG0856N |  |  | 0.56 | 2001-12-11 09:36 | Anjanece | 100 | 0 | N | N
STEEL CITY | CBG0856N | Y | STEEL CITY , CBG0856N |  |  | 0.89 | 2001-12-11 09:36 | Anjanece | 100 | 0 | N | N
STEEL CITY | CBG0856N | Y | STEEL CITY , CBG0856N |  |  | 1.25 | 2001-12-11 09:36 | Anjanece | 100 | 0 | N | N
STEEL CITY | CBG0856N | Y | STEEL CITY , CBG0856N |  |  | 1.26 | 2001-12-11 09:36 | Anjanece | 100 | 0 | N | N
THREADED FASTENERS INC. | TF8647 | Y | THREADED FASTENERS INC. , TF8647 | JEA OVERHEAD DISTRIBUTION | CSC Stores | 0.53 | 2001-12-11 09:36 | Anjanece | 100 | 0 | N | N
THREADED FASTENERS INC. | TF8647 | Y | THREADED FASTENERS INC. , TF8647 |  |  | 0.56 | 2001-12-11 09:36 | Anjanece | 100 | 0 | N | N
THREADED FASTENERS INC. | TF8647 | Y | THREADED FASTENERS INC. , TF8647 |  |  | 0.89 | 2001-12-11 09:36 | Anjanece | 100 | 0 | N | N
THREADED FASTENERS INC. | TF8647 | Y | THREADED FASTENERS INC. , TF8647 |  |  | 1.25 | 2001-12-11 09:36 | Anjanece | 100 | 0 | N | N
THREADED FASTENERS INC. | TF8647 | Y | THREADED FASTENERS INC. , TF8647 |  |  | 1.26 | 2001-12-11 09:36 | Anjanece | 100 | 0 | N | N
ALLIED BOLT, INC. | 5952 | Y | ALLIED BOLT, INC. , 5952 | JEA OVERHEAD DISTRIBUTION | CSC Stores | 1.18 | 2001-12-11 09:37 | Anjanece | 50 | 0 | N | N
ALLIED BOLT, INC. | 5952 | Y | ALLIED BOLT, INC. , 5952 |  |  | 1.32 | 2001-12-11 09:37 | Anjanece | 50 | 0 | N | N
ALLIED BOLT, INC. | 5952 | Y | ALLIED BOLT, INC. , 5952 |  |  | 1.37 | 2001-12-11 09:37 | Anjanece | 50 | 0 | N | N
ALLIED BOLT, INC. | 5952 | Y | ALLIED BOLT, INC. , 5952 |  |  | 1.56 | 2001-12-11 09:37 | Anjanece | 50 | 0 | N | N
ALLIED BOLT, INC. | 5952 | Y | ALLIED BOLT, INC. , 5952 |  |  | 1.68 | 2001-12-11 09:37 | Anjanece | 50 | 0 | N | N
ALLIED BOLT, INC. | 5952 | Y | ALLIED BOLT, INC. , 5952 |  |  | 1.89 | 2001-12-11 09:37 | Anjanece | 50 | 0 | N | N
ALLIED BOLT, INC. | 5952 | Y | ALLIED BOLT, INC. , 5952 |  |  | 2.13 | 2001-12-11 09:37 | Anjanece | 50 | 0 | N | N
ALLIED BOLT, INC. | 5952 | Y | ALLIED BOLT, INC. , 5952 |  |  | 2.15 | 2001-12-11 09:37 | Anjanece | 50 | 0 | N | N
ALLIED BOLT, INC. | 5952 | Y | ALLIED BOLT, INC. , 5952 |  |  | 2.16 | 2001-12-11 09:37 | Anjanece | 50 | 0 | N | N
ALLIED BOLT, INC. | 5952 | Y | ALLIED BOLT, INC. , 5952 |  |  | 2.26 | 2001-12-11 09:37 | Anjanece | 50 | 0 | N | N
ALLIED BOLT, INC. | 5952 | Y | ALLIED BOLT, INC. , 5952 |  |  | 2.38 | 2001-12-11 09:37 | Anjanece | 50 | 0 | N | N
ALLIED BOLT, INC. | 5952 | Y | ALLIED BOLT, INC. , 5952 |  |  | 2.42 | 2001-12-11 09:37 | Anjanece | 50 | 0 | N | N
ALLIED BOLT, INC. | 5952 | Y | ALLIED BOLT, INC. , 5952 |  |  | 2.44 | 2001-12-11 09:37 | Anjanece | 50 | 0 | N | N
ALLIED BOLT, INC. | 5952 | Y | ALLIED BOLT, INC. , 5952 |  |  | 2.47 | 2001-12-11 09:37 | Anjanece | 50 | 0 | N | N
ALUMA FORM | AF8862 | Y | ALUMA FORM , AF8862 | JEA OVERHEAD DISTRIBUTION | CSC Stores | 1.18 | 2001-12-11 09:37 | Anjanece | 50 | 0 | N | N
ALUMA FORM | AF8862 | Y | ALUMA FORM , AF8862 |  |  | 1.32 | 2001-12-11 09:37 | Anjanece | 50 | 0 | N | N
ALUMA FORM | AF8862 | Y | ALUMA FORM , AF8862 |  |  | 1.37 | 2001-12-11 09:37 | Anjanece | 50 | 0 | N | N
ALUMA FORM | AF8862 | Y | ALUMA FORM , AF8862 |  |  | 1.56 | 2001-12-11 09:37 | Anjanece | 50 | 0 | N | N
ALUMA FORM | AF8862 | Y | ALUMA FORM , AF8862 |  |  | 1.68 | 2001-12-11 09:37 | Anjanece | 50 | 0 | N | N
ALUMA FORM | AF8862 | Y | ALUMA FORM , AF8862 |  |  | 1.89 | 2001-12-11 09:37 | Anjanece | 50 | 0 | N | N
ALUMA FORM | AF8862 | Y | ALUMA FORM , AF8862 |  |  | 2.13 | 2001-12-11 09:37 | Anjanece | 50 | 0 | N | N
ALUMA FORM | AF8862 | Y | ALUMA FORM , AF8862 |  |  | 2.15 | 2001-12-11 09:37 | Anjanece | 50 | 0 | N | N
ALUMA FORM | AF8862 | Y | ALUMA FORM , AF8862 |  |  | 2.16 | 2001-12-11 09:37 | Anjanece | 50 | 0 | N | N
ALUMA FORM | AF8862 | Y | ALUMA FORM , AF8862 |  |  | 2.26 | 2001-12-11 09:37 | Anjanece | 50 | 0 | N | N
ALUMA FORM | AF8862 | Y | ALUMA FORM , AF8862 |  |  | 2.38 | 2001-12-11 09:37 | Anjanece | 50 | 0 | N | N
ALUMA FORM | AF8862 | Y | ALUMA FORM , AF8862 |  |  | 2.42 | 2001-12-11 09:37 | Anjanece | 50 | 0 | N | N
ALUMA FORM | AF8862 | Y | ALUMA FORM , AF8862 |  |  | 2.44 | 2001-12-11 09:37 | Anjanece | 50 | 0 | N | N
ALUMA FORM | AF8862 | Y | ALUMA FORM , AF8862 |  |  | 2.47 | 2001-12-11 09:37 | Anjanece | 50 | 0 | N | N
CHANCE | 8862 | Y | CHANCE , 8862 | JEA OVERHEAD DISTRIBUTION | CSC Stores | 1.18 | 2001-12-11 09:37 | Anjanece | 50 | 0 | N | N
CHANCE | 8862 | Y | CHANCE , 8862 |  |  | 1.32 | 2001-12-11 09:37 | Anjanece | 50 | 0 | N | N
CHANCE | 8862 | Y | CHANCE , 8862 |  |  | 1.37 | 2001-12-11 09:37 | Anjanece | 50 | 0 | N | N
CHANCE | 8862 | Y | CHANCE , 8862 |  |  | 1.56 | 2001-12-11 09:37 | Anjanece | 50 | 0 | N | N
CHANCE | 8862 | Y | CHANCE , 8862 |  |  | 1.68 | 2001-12-11 09:37 | Anjanece | 50 | 0 | N | N
CHANCE | 8862 | Y | CHANCE , 8862 |  |  | 1.89 | 2001-12-11 09:37 | Anjanece | 50 | 0 | N | N
CHANCE | 8862 | Y | CHANCE , 8862 |  |  | 2.13 | 2001-12-11 09:37 | Anjanece | 50 | 0 | N | N
CHANCE | 8862 | Y | CHANCE , 8862 |  |  | 2.15 | 2001-12-11 09:37 | Anjanece | 50 | 0 | N | N
CHANCE | 8862 | Y | CHANCE , 8862 |  |  | 2.16 | 2001-12-11 09:37 | Anjanece | 50 | 0 | N | N
CHANCE | 8862 | Y | CHANCE , 8862 |  |  | 2.26 | 2001-12-11 09:37 | Anjanece | 50 | 0 | N | N
CHANCE | 8862 | Y | CHANCE , 8862 |  |  | 2.38 | 2001-12-11 09:37 | Anjanece | 50 | 0 | N | N
CHANCE | 8862 | Y | CHANCE , 8862 |  |  | 2.42 | 2001-12-11 09:37 | Anjanece | 50 | 0 | N | N
CHANCE | 8862 | Y | CHANCE , 8862 |  |  | 2.44 | 2001-12-11 09:37 | Anjanece | 50 | 0 | N | N
CHANCE | 8862 | Y | CHANCE , 8862 |  |  | 2.47 | 2001-12-11 09:37 | Anjanece | 50 | 0 | N | N
DIXIE ELECTRIC | D8862 | Y | DIXIE ELECTRIC , D8862 | JEA OVERHEAD DISTRIBUTION | CSC Stores | 1.18 | 2001-12-11 09:37 | Anjanece | 50 | 0 | N | N
DIXIE ELECTRIC | D8862 | Y | DIXIE ELECTRIC , D8862 |  |  | 1.32 | 2001-12-11 09:37 | Anjanece | 50 | 0 | N | N
DIXIE ELECTRIC | D8862 | Y | DIXIE ELECTRIC , D8862 |  |  | 1.37 | 2001-12-11 09:37 | Anjanece | 50 | 0 | N | N
DIXIE ELECTRIC | D8862 | Y | DIXIE ELECTRIC , D8862 |  |  | 1.56 | 2001-12-11 09:37 | Anjanece | 50 | 0 | N | N
DIXIE ELECTRIC | D8862 | Y | DIXIE ELECTRIC , D8862 |  |  | 1.68 | 2001-12-11 09:37 | Anjanece | 50 | 0 | N | N
DIXIE ELECTRIC | D8862 | Y | DIXIE ELECTRIC , D8862 |  |  | 1.89 | 2001-12-11 09:37 | Anjanece | 50 | 0 | N | N
DIXIE ELECTRIC | D8862 | Y | DIXIE ELECTRIC , D8862 |  |  | 2.13 | 2001-12-11 09:37 | Anjanece | 50 | 0 | N | N
DIXIE ELECTRIC | D8862 | Y | DIXIE ELECTRIC , D8862 |  |  | 2.15 | 2001-12-11 09:37 | Anjanece | 50 | 0 | N | N
DIXIE ELECTRIC | D8862 | Y | DIXIE ELECTRIC , D8862 |  |  | 2.16 | 2001-12-11 09:37 | Anjanece | 50 | 0 | N | N
DIXIE ELECTRIC | D8862 | Y | DIXIE ELECTRIC , D8862 |  |  | 2.26 | 2001-12-11 09:37 | Anjanece | 50 | 0 | N | N
DIXIE ELECTRIC | D8862 | Y | DIXIE ELECTRIC , D8862 |  |  | 2.38 | 2001-12-11 09:37 | Anjanece | 50 | 0 | N | N
DIXIE ELECTRIC | D8862 | Y | DIXIE ELECTRIC , D8862 |  |  | 2.42 | 2001-12-11 09:37 | Anjanece | 50 | 0 | N | N
DIXIE ELECTRIC | D8862 | Y | DIXIE ELECTRIC , D8862 |  |  | 2.44 | 2001-12-11 09:37 | Anjanece | 50 | 0 | N | N
DIXIE ELECTRIC | D8862 | Y | DIXIE ELECTRIC , D8862 |  |  | 2.47 | 2001-12-11 09:37 | Anjanece | 50 | 0 | N | N
FLORIDA WIRE AND CABLE | FW8862 | Y | FLORIDA WIRE AND CABLE , FW8862 | JEA OVERHEAD DISTRIBUTION | CSC Stores | 1.18 | 2001-12-11 09:37 | Anjanece | 50 | 0 | N | N
FLORIDA WIRE AND CABLE | FW8862 | Y | FLORIDA WIRE AND CABLE , FW8862 |  |  | 1.32 | 2001-12-11 09:37 | Anjanece | 50 | 0 | N | N
FLORIDA WIRE AND CABLE | FW8862 | Y | FLORIDA WIRE AND CABLE , FW8862 |  |  | 1.37 | 2001-12-11 09:37 | Anjanece | 50 | 0 | N | N
FLORIDA WIRE AND CABLE | FW8862 | Y | FLORIDA WIRE AND CABLE , FW8862 |  |  | 1.56 | 2001-12-11 09:37 | Anjanece | 50 | 0 | N | N
FLORIDA WIRE AND CABLE | FW8862 | Y | FLORIDA WIRE AND CABLE , FW8862 |  |  | 1.68 | 2001-12-11 09:37 | Anjanece | 50 | 0 | N | N
FLORIDA WIRE AND CABLE | FW8862 | Y | FLORIDA WIRE AND CABLE , FW8862 |  |  | 1.89 | 2001-12-11 09:37 | Anjanece | 50 | 0 | N | N
FLORIDA WIRE AND CABLE | FW8862 | Y | FLORIDA WIRE AND CABLE , FW8862 |  |  | 2.13 | 2001-12-11 09:37 | Anjanece | 50 | 0 | N | N
FLORIDA WIRE AND CABLE | FW8862 | Y | FLORIDA WIRE AND CABLE , FW8862 |  |  | 2.15 | 2001-12-11 09:37 | Anjanece | 50 | 0 | N | N
FLORIDA WIRE AND CABLE | FW8862 | Y | FLORIDA WIRE AND CABLE , FW8862 |  |  | 2.16 | 2001-12-11 09:37 | Anjanece | 50 | 0 | N | N
FLORIDA WIRE AND CABLE | FW8862 | Y | FLORIDA WIRE AND CABLE , FW8862 |  |  | 2.26 | 2001-12-11 09:37 | Anjanece | 50 | 0 | N | N
FLORIDA WIRE AND CABLE | FW8862 | Y | FLORIDA WIRE AND CABLE , FW8862 |  |  | 2.38 | 2001-12-11 09:37 | Anjanece | 50 | 0 | N | N
FLORIDA WIRE AND CABLE | FW8862 | Y | FLORIDA WIRE AND CABLE , FW8862 |  |  | 2.42 | 2001-12-11 09:37 | Anjanece | 50 | 0 | N | N
FLORIDA WIRE AND CABLE | FW8862 | Y | FLORIDA WIRE AND CABLE , FW8862 |  |  | 2.44 | 2001-12-11 09:37 | Anjanece | 50 | 0 | N | N
FLORIDA WIRE AND CABLE | FW8862 | Y | FLORIDA WIRE AND CABLE , FW8862 |  |  | 2.47 | 2001-12-11 09:37 | Anjanece | 50 | 0 | N | N
HUGHES | TR-612-F | Y | HUGHES , TR-612-F | JEA OVERHEAD DISTRIBUTION | CSC Stores | 1.18 | 2001-12-11 09:37 | Anjanece | 50 | 0 | N | N
HUGHES | TR-612-F | Y | HUGHES , TR-612-F |  |  | 1.32 | 2001-12-11 09:37 | Anjanece | 50 | 0 | N | N
HUGHES | TR-612-F | Y | HUGHES , TR-612-F |  |  | 1.37 | 2001-12-11 09:37 | Anjanece | 50 | 0 | N | N
HUGHES | TR-612-F | Y | HUGHES , TR-612-F |  |  | 1.56 | 2001-12-11 09:37 | Anjanece | 50 | 0 | N | N
HUGHES | TR-612-F | Y | HUGHES , TR-612-F |  |  | 1.68 | 2001-12-11 09:37 | Anjanece | 50 | 0 | N | N
HUGHES | TR-612-F | Y | HUGHES , TR-612-F |  |  | 1.89 | 2001-12-11 09:37 | Anjanece | 50 | 0 | N | N
HUGHES | TR-612-F | Y | HUGHES , TR-612-F |  |  | 2.13 | 2001-12-11 09:37 | Anjanece | 50 | 0 | N | N
HUGHES | TR-612-F | Y | HUGHES , TR-612-F |  |  | 2.15 | 2001-12-11 09:37 | Anjanece | 50 | 0 | N | N
HUGHES | TR-612-F | Y | HUGHES , TR-612-F |  |  | 2.16 | 2001-12-11 09:37 | Anjanece | 50 | 0 | N | N
HUGHES | TR-612-F | Y | HUGHES , TR-612-F |  |  | 2.26 | 2001-12-11 09:37 | Anjanece | 50 | 0 | N | N
HUGHES | TR-612-F | Y | HUGHES , TR-612-F |  |  | 2.38 | 2001-12-11 09:37 | Anjanece | 50 | 0 | N | N
HUGHES | TR-612-F | Y | HUGHES , TR-612-F |  |  | 2.42 | 2001-12-11 09:37 | Anjanece | 50 | 0 | N | N
HUGHES | TR-612-F | Y | HUGHES , TR-612-F |  |  | 2.44 | 2001-12-11 09:37 | Anjanece | 50 | 0 | N | N
HUGHES | TR-612-F | Y | HUGHES , TR-612-F |  |  | 2.47 | 2001-12-11 09:37 | Anjanece | 50 | 0 | N | N
JOSLYN HI-VOLTAGE CORP. | J8862 | Y | JOSLYN HI-VOLTAGE CORP. , J8862 | JEA OVERHEAD DISTRIBUTION | CSC Stores | 1.18 | 2001-12-11 09:37 | Anjanece | 50 | 0 | N | N
JOSLYN HI-VOLTAGE CORP. | J8862 | Y | JOSLYN HI-VOLTAGE CORP. , J8862 |  |  | 1.32 | 2001-12-11 09:37 | Anjanece | 50 | 0 | N | N
JOSLYN HI-VOLTAGE CORP. | J8862 | Y | JOSLYN HI-VOLTAGE CORP. , J8862 |  |  | 1.37 | 2001-12-11 09:37 | Anjanece | 50 | 0 | N | N
JOSLYN HI-VOLTAGE CORP. | J8862 | Y | JOSLYN HI-VOLTAGE CORP. , J8862 |  |  | 1.56 | 2001-12-11 09:37 | Anjanece | 50 | 0 | N | N
JOSLYN HI-VOLTAGE CORP. | J8862 | Y | JOSLYN HI-VOLTAGE CORP. , J8862 |  |  | 1.68 | 2001-12-11 09:37 | Anjanece | 50 | 0 | N | N
JOSLYN HI-VOLTAGE CORP. | J8862 | Y | JOSLYN HI-VOLTAGE CORP. , J8862 |  |  | 1.89 | 2001-12-11 09:37 | Anjanece | 50 | 0 | N | N
JOSLYN HI-VOLTAGE CORP. | J8862 | Y | JOSLYN HI-VOLTAGE CORP. , J8862 |  |  | 2.13 | 2001-12-11 09:37 | Anjanece | 50 | 0 | N | N
JOSLYN HI-VOLTAGE CORP. | J8862 | Y | JOSLYN HI-VOLTAGE CORP. , J8862 |  |  | 2.15 | 2001-12-11 09:37 | Anjanece | 50 | 0 | N | N
JOSLYN HI-VOLTAGE CORP. | J8862 | Y | JOSLYN HI-VOLTAGE CORP. , J8862 |  |  | 2.16 | 2001-12-11 09:37 | Anjanece | 50 | 0 | N | N
JOSLYN HI-VOLTAGE CORP. | J8862 | Y | JOSLYN HI-VOLTAGE CORP. , J8862 |  |  | 2.26 | 2001-12-11 09:37 | Anjanece | 50 | 0 | N | N
JOSLYN HI-VOLTAGE CORP. | J8862 | Y | JOSLYN HI-VOLTAGE CORP. , J8862 |  |  | 2.38 | 2001-12-11 09:37 | Anjanece | 50 | 0 | N | N
JOSLYN HI-VOLTAGE CORP. | J8862 | Y | JOSLYN HI-VOLTAGE CORP. , J8862 |  |  | 2.42 | 2001-12-11 09:37 | Anjanece | 50 | 0 | N | N
JOSLYN HI-VOLTAGE CORP. | J8862 | Y | JOSLYN HI-VOLTAGE CORP. , J8862 |  |  | 2.44 | 2001-12-11 09:37 | Anjanece | 50 | 0 | N | N
JOSLYN HI-VOLTAGE CORP. | J8862 | Y | JOSLYN HI-VOLTAGE CORP. , J8862 |  |  | 2.47 | 2001-12-11 09:37 | Anjanece | 50 | 0 | N | N
MC GRAW EDISON | DF2D12 | Y | MC GRAW EDISON , DF2D12 | JEA OVERHEAD DISTRIBUTION | CSC Stores | 1.18 | 2001-12-11 09:37 | Anjanece | 50 | 0 | N | N
MC GRAW EDISON | DF2D12 | Y | MC GRAW EDISON , DF2D12 |  |  | 1.32 | 2001-12-11 09:37 | Anjanece | 50 | 0 | N | N
MC GRAW EDISON | DF2D12 | Y | MC GRAW EDISON , DF2D12 |  |  | 1.37 | 2001-12-11 09:37 | Anjanece | 50 | 0 | N | N
MC GRAW EDISON | DF2D12 | Y | MC GRAW EDISON , DF2D12 |  |  | 1.56 | 2001-12-11 09:37 | Anjanece | 50 | 0 | N | N
MC GRAW EDISON | DF2D12 | Y | MC GRAW EDISON , DF2D12 |  |  | 1.68 | 2001-12-11 09:37 | Anjanece | 50 | 0 | N | N
MC GRAW EDISON | DF2D12 | Y | MC GRAW EDISON , DF2D12 |  |  | 1.89 | 2001-12-11 09:37 | Anjanece | 50 | 0 | N | N
MC GRAW EDISON | DF2D12 | Y | MC GRAW EDISON , DF2D12 |  |  | 2.13 | 2001-12-11 09:37 | Anjanece | 50 | 0 | N | N
MC GRAW EDISON | DF2D12 | Y | MC GRAW EDISON , DF2D12 |  |  | 2.15 | 2001-12-11 09:37 | Anjanece | 50 | 0 | N | N
MC GRAW EDISON | DF2D12 | Y | MC GRAW EDISON , DF2D12 |  |  | 2.16 | 2001-12-11 09:37 | Anjanece | 50 | 0 | N | N
MC GRAW EDISON | DF2D12 | Y | MC GRAW EDISON , DF2D12 |  |  | 2.26 | 2001-12-11 09:37 | Anjanece | 50 | 0 | N | N
MC GRAW EDISON | DF2D12 | Y | MC GRAW EDISON , DF2D12 |  |  | 2.38 | 2001-12-11 09:37 | Anjanece | 50 | 0 | N | N
MC GRAW EDISON | DF2D12 | Y | MC GRAW EDISON , DF2D12 |  |  | 2.42 | 2001-12-11 09:37 | Anjanece | 50 | 0 | N | N
MC GRAW EDISON | DF2D12 | Y | MC GRAW EDISON , DF2D12 |  |  | 2.44 | 2001-12-11 09:37 | Anjanece | 50 | 0 | N | N
MC GRAW EDISON | DF2D12 | Y | MC GRAW EDISON , DF2D12 |  |  | 2.47 | 2001-12-11 09:37 | Anjanece | 50 | 0 | N | N
POWERLINE HARDWARE CO. | P8862 | Y | POWERLINE HARDWARE CO. , P8862 | JEA OVERHEAD DISTRIBUTION | CSC Stores | 1.18 | 2001-12-11 09:37 | Anjanece | 50 | 0 | N | N
POWERLINE HARDWARE CO. | P8862 | Y | POWERLINE HARDWARE CO. , P8862 |  |  | 1.32 | 2001-12-11 09:37 | Anjanece | 50 | 0 | N | N
POWERLINE HARDWARE CO. | P8862 | Y | POWERLINE HARDWARE CO. , P8862 |  |  | 1.37 | 2001-12-11 09:37 | Anjanece | 50 | 0 | N | N
POWERLINE HARDWARE CO. | P8862 | Y | POWERLINE HARDWARE CO. , P8862 |  |  | 1.56 | 2001-12-11 09:37 | Anjanece | 50 | 0 | N | N
POWERLINE HARDWARE CO. | P8862 | Y | POWERLINE HARDWARE CO. , P8862 |  |  | 1.68 | 2001-12-11 09:37 | Anjanece | 50 | 0 | N | N
POWERLINE HARDWARE CO. | P8862 | Y | POWERLINE HARDWARE CO. , P8862 |  |  | 1.89 | 2001-12-11 09:37 | Anjanece | 50 | 0 | N | N
POWERLINE HARDWARE CO. | P8862 | Y | POWERLINE HARDWARE CO. , P8862 |  |  | 2.13 | 2001-12-11 09:37 | Anjanece | 50 | 0 | N | N
POWERLINE HARDWARE CO. | P8862 | Y | POWERLINE HARDWARE CO. , P8862 |  |  | 2.15 | 2001-12-11 09:37 | Anjanece | 50 | 0 | N | N
POWERLINE HARDWARE CO. | P8862 | Y | POWERLINE HARDWARE CO. , P8862 |  |  | 2.16 | 2001-12-11 09:37 | Anjanece | 50 | 0 | N | N
POWERLINE HARDWARE CO. | P8862 | Y | POWERLINE HARDWARE CO. , P8862 |  |  | 2.26 | 2001-12-11 09:37 | Anjanece | 50 | 0 | N | N
POWERLINE HARDWARE CO. | P8862 | Y | POWERLINE HARDWARE CO. , P8862 |  |  | 2.38 | 2001-12-11 09:37 | Anjanece | 50 | 0 | N | N
POWERLINE HARDWARE CO. | P8862 | Y | POWERLINE HARDWARE CO. , P8862 |  |  | 2.42 | 2001-12-11 09:37 | Anjanece | 50 | 0 | N | N
POWERLINE HARDWARE CO. | P8862 | Y | POWERLINE HARDWARE CO. , P8862 |  |  | 2.44 | 2001-12-11 09:37 | Anjanece | 50 | 0 | N | N
POWERLINE HARDWARE CO. | P8862 | Y | POWERLINE HARDWARE CO. , P8862 |  |  | 2.47 | 2001-12-11 09:37 | Anjanece | 50 | 0 | N | N
STEEL CITY | SC8862BG | Y | STEEL CITY , SC8862BG | JEA OVERHEAD DISTRIBUTION | CSC Stores | 1.18 | 2001-12-11 09:37 | Anjanece | 50 | 0 | N | N
STEEL CITY | SC8862BG | Y | STEEL CITY , SC8862BG |  |  | 1.32 | 2001-12-11 09:37 | Anjanece | 50 | 0 | N | N
STEEL CITY | SC8862BG | Y | STEEL CITY , SC8862BG |  |  | 1.37 | 2001-12-11 09:37 | Anjanece | 50 | 0 | N | N
STEEL CITY | SC8862BG | Y | STEEL CITY , SC8862BG |  |  | 1.56 | 2001-12-11 09:37 | Anjanece | 50 | 0 | N | N
STEEL CITY | SC8862BG | Y | STEEL CITY , SC8862BG |  |  | 1.68 | 2001-12-11 09:37 | Anjanece | 50 | 0 | N | N
STEEL CITY | SC8862BG | Y | STEEL CITY , SC8862BG |  |  | 1.89 | 2001-12-11 09:37 | Anjanece | 50 | 0 | N | N
STEEL CITY | SC8862BG | Y | STEEL CITY , SC8862BG |  |  | 2.13 | 2001-12-11 09:37 | Anjanece | 50 | 0 | N | N
STEEL CITY | SC8862BG | Y | STEEL CITY , SC8862BG |  |  | 2.15 | 2001-12-11 09:37 | Anjanece | 50 | 0 | N | N
STEEL CITY | SC8862BG | Y | STEEL CITY , SC8862BG |  |  | 2.16 | 2001-12-11 09:37 | Anjanece | 50 | 0 | N | N
STEEL CITY | SC8862BG | Y | STEEL CITY , SC8862BG |  |  | 2.26 | 2001-12-11 09:37 | Anjanece | 50 | 0 | N | N
STEEL CITY | SC8862BG | Y | STEEL CITY , SC8862BG |  |  | 2.38 | 2001-12-11 09:37 | Anjanece | 50 | 0 | N | N
STEEL CITY | SC8862BG | Y | STEEL CITY , SC8862BG |  |  | 2.42 | 2001-12-11 09:37 | Anjanece | 50 | 0 | N | N
STEEL CITY | SC8862BG | Y | STEEL CITY , SC8862BG |  |  | 2.44 | 2001-12-11 09:37 | Anjanece | 50 | 0 | N | N
STEEL CITY | SC8862BG | Y | STEEL CITY , SC8862BG |  |  | 2.47 | 2001-12-11 09:37 | Anjanece | 50 | 0 | N | N
THREADED FASTENERS INC. | TF8862 | Y | THREADED FASTENERS INC. , TF8862 | JEA OVERHEAD DISTRIBUTION | CSC Stores | 1.18 | 2001-12-11 09:37 | Anjanece | 50 | 0 | N | N
THREADED FASTENERS INC. | TF8862 | Y | THREADED FASTENERS INC. , TF8862 |  |  | 1.32 | 2001-12-11 09:37 | Anjanece | 50 | 0 | N | N
THREADED FASTENERS INC. | TF8862 | Y | THREADED FASTENERS INC. , TF8862 |  |  | 1.37 | 2001-12-11 09:37 | Anjanece | 50 | 0 | N | N
THREADED FASTENERS INC. | TF8862 | Y | THREADED FASTENERS INC. , TF8862 |  |  | 1.56 | 2001-12-11 09:37 | Anjanece | 50 | 0 | N | N
THREADED FASTENERS INC. | TF8862 | Y | THREADED FASTENERS INC. , TF8862 |  |  | 1.68 | 2001-12-11 09:37 | Anjanece | 50 | 0 | N | N
THREADED FASTENERS INC. | TF8862 | Y | THREADED FASTENERS INC. , TF8862 |  |  | 1.89 | 2001-12-11 09:37 | Anjanece | 50 | 0 | N | N
THREADED FASTENERS INC. | TF8862 | Y | THREADED FASTENERS INC. , TF8862 |  |  | 2.13 | 2001-12-11 09:37 | Anjanece | 50 | 0 | N | N
THREADED FASTENERS INC. | TF8862 | Y | THREADED FASTENERS INC. , TF8862 |  |  | 2.15 | 2001-12-11 09:37 | Anjanece | 50 | 0 | N | N
THREADED FASTENERS INC. | TF8862 | Y | THREADED FASTENERS INC. , TF8862 |  |  | 2.16 | 2001-12-11 09:37 | Anjanece | 50 | 0 | N | N
THREADED FASTENERS INC. | TF8862 | Y | THREADED FASTENERS INC. , TF8862 |  |  | 2.26 | 2001-12-11 09:37 | Anjanece | 50 | 0 | N | N
THREADED FASTENERS INC. | TF8862 | Y | THREADED FASTENERS INC. , TF8862 |  |  | 2.38 | 2001-12-11 09:37 | Anjanece | 50 | 0 | N | N
THREADED FASTENERS INC. | TF8862 | Y | THREADED FASTENERS INC. , TF8862 |  |  | 2.42 | 2001-12-11 09:37 | Anjanece | 50 | 0 | N | N
THREADED FASTENERS INC. | TF8862 | Y | THREADED FASTENERS INC. , TF8862 |  |  | 2.44 | 2001-12-11 09:37 | Anjanece | 50 | 0 | N | N
THREADED FASTENERS INC. | TF8862 | Y | THREADED FASTENERS INC. , TF8862 |  |  | 2.47 | 2001-12-11 09:37 | Anjanece | 50 | 0 | N | N
UTILITIES SERVICE | 5076 | Y | UTILITIES SERVICE , 5076 | JEA OVERHEAD DISTRIBUTION | CSC Stores | 1.18 | 2001-12-11 09:37 | Anjanece | 50 | 0 | N | N
UTILITIES SERVICE | 5076 | Y | UTILITIES SERVICE , 5076 |  |  | 1.32 | 2001-12-11 09:37 | Anjanece | 50 | 0 | N | N
UTILITIES SERVICE | 5076 | Y | UTILITIES SERVICE , 5076 |  |  | 1.37 | 2001-12-11 09:37 | Anjanece | 50 | 0 | N | N
UTILITIES SERVICE | 5076 | Y | UTILITIES SERVICE , 5076 |  |  | 1.56 | 2001-12-11 09:37 | Anjanece | 50 | 0 | N | N
UTILITIES SERVICE | 5076 | Y | UTILITIES SERVICE , 5076 |  |  | 1.68 | 2001-12-11 09:37 | Anjanece | 50 | 0 | N | N
UTILITIES SERVICE | 5076 | Y | UTILITIES SERVICE , 5076 |  |  | 1.89 | 2001-12-11 09:37 | Anjanece | 50 | 0 | N | N
UTILITIES SERVICE | 5076 | Y | UTILITIES SERVICE , 5076 |  |  | 2.13 | 2001-12-11 09:37 | Anjanece | 50 | 0 | N | N
UTILITIES SERVICE | 5076 | Y | UTILITIES SERVICE , 5076 |  |  | 2.15 | 2001-12-11 09:37 | Anjanece | 50 | 0 | N | N
UTILITIES SERVICE | 5076 | Y | UTILITIES SERVICE , 5076 |  |  | 2.16 | 2001-12-11 09:37 | Anjanece | 50 | 0 | N | N
UTILITIES SERVICE | 5076 | Y | UTILITIES SERVICE , 5076 |  |  | 2.26 | 2001-12-11 09:37 | Anjanece | 50 | 0 | N | N
UTILITIES SERVICE | 5076 | Y | UTILITIES SERVICE , 5076 |  |  | 2.38 | 2001-12-11 09:37 | Anjanece | 50 | 0 | N | N
UTILITIES SERVICE | 5076 | Y | UTILITIES SERVICE , 5076 |  |  | 2.42 | 2001-12-11 09:37 | Anjanece | 50 | 0 | N | N
UTILITIES SERVICE | 5076 | Y | UTILITIES SERVICE , 5076 |  |  | 2.44 | 2001-12-11 09:37 | Anjanece | 50 | 0 | N | N
UTILITIES SERVICE | 5076 | Y | UTILITIES SERVICE , 5076 |  |  | 2.47 | 2001-12-11 09:37 | Anjanece | 50 | 0 | N | N
ALLIED BOLT, INC. | 5954 | Y | ALLIED BOLT, INC. , 5954 | JEA OVERHEAD DISTRIBUTION | CSC Stores | 1.45 | 2001-12-11 09:37 | Anjanece | 50 | 0 | N | N
ALLIED BOLT, INC. | 5954 | Y | ALLIED BOLT, INC. , 5954 |  |  | 1.47 | 2001-12-11 09:37 | Anjanece | 50 | 0 | N | N
ALLIED BOLT, INC. | 5954 | Y | ALLIED BOLT, INC. , 5954 |  |  | 1.49 | 2001-12-11 09:37 | Anjanece | 50 | 0 | N | N
ALLIED BOLT, INC. | 5954 | Y | ALLIED BOLT, INC. , 5954 |  |  | 1.5 | 2001-12-11 09:37 | Anjanece | 50 | 0 | N | N
ALLIED BOLT, INC. | 5954 | Y | ALLIED BOLT, INC. , 5954 |  |  | 1.52 | 2001-12-11 09:37 | Anjanece | 50 | 0 | N | N
ALLIED BOLT, INC. | 5954 | Y | ALLIED BOLT, INC. , 5954 |  |  | 1.55 | 2001-12-11 09:37 | Anjanece | 50 | 0 | N | N
ALLIED BOLT, INC. | 5954 | Y | ALLIED BOLT, INC. , 5954 |  |  | 1.62 | 2001-12-11 09:37 | Anjanece | 50 | 0 | N | N
ALLIED BOLT, INC. | 5954 | Y | ALLIED BOLT, INC. , 5954 |  |  | 1.66 | 2001-12-11 09:37 | Anjanece | 50 | 0 | N | N
ALLIED BOLT, INC. | 5954 | Y | ALLIED BOLT, INC. , 5954 |  |  | 2.22 | 2001-12-11 09:37 | Anjanece | 50 | 0 | N | N
ALLIED BOLT, INC. | 5954 | Y | ALLIED BOLT, INC. , 5954 |  |  | 2.23 | 2001-12-11 09:37 | Anjanece | 50 | 0 | N | N
ALLIED BOLT, INC. | 5954 | Y | ALLIED BOLT, INC. , 5954 |  |  | 2.35 | 2001-12-11 09:37 | Anjanece | 50 | 0 | N | N
ALLIED BOLT, INC. | 5954 | Y | ALLIED BOLT, INC. , 5954 |  |  | 2.36 | 2001-12-11 09:37 | Anjanece | 50 | 0 | N | N
ALLIED BOLT, INC. | 5954 | Y | ALLIED BOLT, INC. , 5954 |  |  | 2.39 | 2001-12-11 09:37 | Anjanece | 50 | 0 | N | N
ALLIED BOLT, INC. | 5954 | Y | ALLIED BOLT, INC. , 5954 |  |  | 2.45 | 2001-12-11 09:37 | Anjanece | 50 | 0 | N | N
ALLIED BOLT, INC. | 5954 | Y | ALLIED BOLT, INC. , 5954 |  |  | 2.46 | 2001-12-11 09:37 | Anjanece | 50 | 0 | N | N
ALLIED BOLT, INC. | 5954 | Y | ALLIED BOLT, INC. , 5954 |  |  | 2.53 | 2001-12-11 09:37 | Anjanece | 50 | 0 | N | N
ALLIED BOLT, INC. | 5954 | Y | ALLIED BOLT, INC. , 5954 |  |  | 2.59 | 2001-12-11 09:37 | Anjanece | 50 | 0 | N | N
ALLIED BOLT, INC. | 5954 | Y | ALLIED BOLT, INC. , 5954 |  |  | 2.61 | 2001-12-11 09:37 | Anjanece | 50 | 0 | N | N
ALLIED BOLT, INC. | 5954 | Y | ALLIED BOLT, INC. , 5954 |  |  | 2.68 | 2001-12-11 09:37 | Anjanece | 50 | 0 | N | N
ALLIED BOLT, INC. | 5954 | Y | ALLIED BOLT, INC. , 5954 |  |  | 2.71 | 2001-12-11 09:37 | Anjanece | 50 | 0 | N | N
ALLIED BOLT, INC. | 5954 | Y | ALLIED BOLT, INC. , 5954 |  |  | 2.73 | 2001-12-11 09:37 | Anjanece | 50 | 0 | N | N
ALLIED BOLT, INC. | 5954 | Y | ALLIED BOLT, INC. , 5954 |  |  | 2.74 | 2001-12-11 09:37 | Anjanece | 50 | 0 | N | N
ALLIED BOLT, INC. | 5954 | Y | ALLIED BOLT, INC. , 5954 |  |  | 2.83 | 2001-12-11 09:37 | Anjanece | 50 | 0 | N | N
ALLIED BOLT, INC. | 5954 | Y | ALLIED BOLT, INC. , 5954 |  |  | 2.9 | 2001-12-11 09:37 | Anjanece | 50 | 0 | N | N
ALLIED BOLT, INC. | 5954 | Y | ALLIED BOLT, INC. , 5954 |  |  | 2.91 | 2001-12-11 09:37 | Anjanece | 50 | 0 | N | N
ALLIED BOLT, INC. | 5954 | Y | ALLIED BOLT, INC. , 5954 |  |  | 2.93 | 2001-12-11 09:37 | Anjanece | 50 | 0 | N | N
ALLIED BOLT, INC. | 5954 | Y | ALLIED BOLT, INC. , 5954 |  | Storm Stores | 0 | 2018-04-16 10:05 | Anjanece |  | 0 | N | N
ALLIED BOLT, INC. | 5954 | Y | ALLIED BOLT, INC. , 5954 |  |  | 2.03 | 2018-04-16 10:05 | Anjanece |  | 0 | N | N
ALLIED BOLT, INC. | 5954 | Y | ALLIED BOLT, INC. , 5954 |  |  | 2.17 | 2018-04-16 10:05 | Anjanece |  | 0 | N | N
ALLIED BOLT, INC. | 5954 | Y | ALLIED BOLT, INC. , 5954 |  |  | 2.22 | 2018-04-16 10:05 | Anjanece |  | 0 | N | N
ALLIED BOLT, INC. | 5954 | Y | ALLIED BOLT, INC. , 5954 |  |  | 2.39 | 2018-04-16 10:05 | Anjanece |  | 0 | N | N
ALLIED BOLT, INC. | 5954 | Y | ALLIED BOLT, INC. , 5954 |  |  | 2.53 | 2018-04-16 10:05 | Anjanece |  | 0 | N | N
ALUMA FORM | AF8864 | Y | ALUMA FORM , AF8864 | JEA OVERHEAD DISTRIBUTION | CSC Stores | 1.45 | 2001-12-11 09:37 | Anjanece | 50 | 0 | N | N
ALUMA FORM | AF8864 | Y | ALUMA FORM , AF8864 |  |  | 1.47 | 2001-12-11 09:37 | Anjanece | 50 | 0 | N | N
ALUMA FORM | AF8864 | Y | ALUMA FORM , AF8864 |  |  | 1.49 | 2001-12-11 09:37 | Anjanece | 50 | 0 | N | N
ALUMA FORM | AF8864 | Y | ALUMA FORM , AF8864 |  |  | 1.5 | 2001-12-11 09:37 | Anjanece | 50 | 0 | N | N
ALUMA FORM | AF8864 | Y | ALUMA FORM , AF8864 |  |  | 1.52 | 2001-12-11 09:37 | Anjanece | 50 | 0 | N | N
ALUMA FORM | AF8864 | Y | ALUMA FORM , AF8864 |  |  | 1.55 | 2001-12-11 09:37 | Anjanece | 50 | 0 | N | N
ALUMA FORM | AF8864 | Y | ALUMA FORM , AF8864 |  |  | 1.62 | 2001-12-11 09:37 | Anjanece | 50 | 0 | N | N
ALUMA FORM | AF8864 | Y | ALUMA FORM , AF8864 |  |  | 1.66 | 2001-12-11 09:37 | Anjanece | 50 | 0 | N | N
ALUMA FORM | AF8864 | Y | ALUMA FORM , AF8864 |  |  | 2.22 | 2001-12-11 09:37 | Anjanece | 50 | 0 | N | N
ALUMA FORM | AF8864 | Y | ALUMA FORM , AF8864 |  |  | 2.23 | 2001-12-11 09:37 | Anjanece | 50 | 0 | N | N
ALUMA FORM | AF8864 | Y | ALUMA FORM , AF8864 |  |  | 2.35 | 2001-12-11 09:37 | Anjanece | 50 | 0 | N | N
ALUMA FORM | AF8864 | Y | ALUMA FORM , AF8864 |  |  | 2.36 | 2001-12-11 09:37 | Anjanece | 50 | 0 | N | N
ALUMA FORM | AF8864 | Y | ALUMA FORM , AF8864 |  |  | 2.39 | 2001-12-11 09:37 | Anjanece | 50 | 0 | N | N
ALUMA FORM | AF8864 | Y | ALUMA FORM , AF8864 |  |  | 2.45 | 2001-12-11 09:37 | Anjanece | 50 | 0 | N | N
ALUMA FORM | AF8864 | Y | ALUMA FORM , AF8864 |  |  | 2.46 | 2001-12-11 09:37 | Anjanece | 50 | 0 | N | N
ALUMA FORM | AF8864 | Y | ALUMA FORM , AF8864 |  |  | 2.53 | 2001-12-11 09:37 | Anjanece | 50 | 0 | N | N
ALUMA FORM | AF8864 | Y | ALUMA FORM , AF8864 |  |  | 2.59 | 2001-12-11 09:37 | Anjanece | 50 | 0 | N | N
ALUMA FORM | AF8864 | Y | ALUMA FORM , AF8864 |  |  | 2.61 | 2001-12-11 09:37 | Anjanece | 50 | 0 | N | N
ALUMA FORM | AF8864 | Y | ALUMA FORM , AF8864 |  |  | 2.68 | 2001-12-11 09:37 | Anjanece | 50 | 0 | N | N
ALUMA FORM | AF8864 | Y | ALUMA FORM , AF8864 |  |  | 2.71 | 2001-12-11 09:37 | Anjanece | 50 | 0 | N | N
ALUMA FORM | AF8864 | Y | ALUMA FORM , AF8864 |  |  | 2.73 | 2001-12-11 09:37 | Anjanece | 50 | 0 | N | N
ALUMA FORM | AF8864 | Y | ALUMA FORM , AF8864 |  |  | 2.74 | 2001-12-11 09:37 | Anjanece | 50 | 0 | N | N
ALUMA FORM | AF8864 | Y | ALUMA FORM , AF8864 |  |  | 2.83 | 2001-12-11 09:37 | Anjanece | 50 | 0 | N | N
ALUMA FORM | AF8864 | Y | ALUMA FORM , AF8864 |  |  | 2.9 | 2001-12-11 09:37 | Anjanece | 50 | 0 | N | N
ALUMA FORM | AF8864 | Y | ALUMA FORM , AF8864 |  |  | 2.91 | 2001-12-11 09:37 | Anjanece | 50 | 0 | N | N
ALUMA FORM | AF8864 | Y | ALUMA FORM , AF8864 |  |  | 2.93 | 2001-12-11 09:37 | Anjanece | 50 | 0 | N | N
ALUMA FORM | AF8864 | Y | ALUMA FORM , AF8864 |  | Storm Stores | 0 | 2018-04-16 10:05 | Anjanece |  | 0 | N | N
ALUMA FORM | AF8864 | Y | ALUMA FORM , AF8864 |  |  | 2.03 | 2018-04-16 10:05 | Anjanece |  | 0 | N | N
ALUMA FORM | AF8864 | Y | ALUMA FORM , AF8864 |  |  | 2.17 | 2018-04-16 10:05 | Anjanece |  | 0 | N | N
ALUMA FORM | AF8864 | Y | ALUMA FORM , AF8864 |  |  | 2.22 | 2018-04-16 10:05 | Anjanece |  | 0 | N | N
ALUMA FORM | AF8864 | Y | ALUMA FORM , AF8864 |  |  | 2.39 | 2018-04-16 10:05 | Anjanece |  | 0 | N | N
ALUMA FORM | AF8864 | Y | ALUMA FORM , AF8864 |  |  | 2.53 | 2018-04-16 10:05 | Anjanece |  | 0 | N | N
CHANCE | 8864 | Y | CHANCE , 8864 | JEA OVERHEAD DISTRIBUTION | CSC Stores | 1.45 | 2001-12-11 09:37 | Anjanece | 50 | 0 | N | N
CHANCE | 8864 | Y | CHANCE , 8864 |  |  | 1.47 | 2001-12-11 09:37 | Anjanece | 50 | 0 | N | N
CHANCE | 8864 | Y | CHANCE , 8864 |  |  | 1.49 | 2001-12-11 09:37 | Anjanece | 50 | 0 | N | N
CHANCE | 8864 | Y | CHANCE , 8864 |  |  | 1.5 | 2001-12-11 09:37 | Anjanece | 50 | 0 | N | N
CHANCE | 8864 | Y | CHANCE , 8864 |  |  | 1.52 | 2001-12-11 09:37 | Anjanece | 50 | 0 | N | N
CHANCE | 8864 | Y | CHANCE , 8864 |  |  | 1.55 | 2001-12-11 09:37 | Anjanece | 50 | 0 | N | N
CHANCE | 8864 | Y | CHANCE , 8864 |  |  | 1.62 | 2001-12-11 09:37 | Anjanece | 50 | 0 | N | N
CHANCE | 8864 | Y | CHANCE , 8864 |  |  | 1.66 | 2001-12-11 09:37 | Anjanece | 50 | 0 | N | N
CHANCE | 8864 | Y | CHANCE , 8864 |  |  | 2.22 | 2001-12-11 09:37 | Anjanece | 50 | 0 | N | N
CHANCE | 8864 | Y | CHANCE , 8864 |  |  | 2.23 | 2001-12-11 09:37 | Anjanece | 50 | 0 | N | N
CHANCE | 8864 | Y | CHANCE , 8864 |  |  | 2.35 | 2001-12-11 09:37 | Anjanece | 50 | 0 | N | N
CHANCE | 8864 | Y | CHANCE , 8864 |  |  | 2.36 | 2001-12-11 09:37 | Anjanece | 50 | 0 | N | N
CHANCE | 8864 | Y | CHANCE , 8864 |  |  | 2.39 | 2001-12-11 09:37 | Anjanece | 50 | 0 | N | N
CHANCE | 8864 | Y | CHANCE , 8864 |  |  | 2.45 | 2001-12-11 09:37 | Anjanece | 50 | 0 | N | N
CHANCE | 8864 | Y | CHANCE , 8864 |  |  | 2.46 | 2001-12-11 09:37 | Anjanece | 50 | 0 | N | N
CHANCE | 8864 | Y | CHANCE , 8864 |  |  | 2.53 | 2001-12-11 09:37 | Anjanece | 50 | 0 | N | N
CHANCE | 8864 | Y | CHANCE , 8864 |  |  | 2.59 | 2001-12-11 09:37 | Anjanece | 50 | 0 | N | N
CHANCE | 8864 | Y | CHANCE , 8864 |  |  | 2.61 | 2001-12-11 09:37 | Anjanece | 50 | 0 | N | N
CHANCE | 8864 | Y | CHANCE , 8864 |  |  | 2.68 | 2001-12-11 09:37 | Anjanece | 50 | 0 | N | N
CHANCE | 8864 | Y | CHANCE , 8864 |  |  | 2.71 | 2001-12-11 09:37 | Anjanece | 50 | 0 | N | N
CHANCE | 8864 | Y | CHANCE , 8864 |  |  | 2.73 | 2001-12-11 09:37 | Anjanece | 50 | 0 | N | N
CHANCE | 8864 | Y | CHANCE , 8864 |  |  | 2.74 | 2001-12-11 09:37 | Anjanece | 50 | 0 | N | N
CHANCE | 8864 | Y | CHANCE , 8864 |  |  | 2.83 | 2001-12-11 09:37 | Anjanece | 50 | 0 | N | N
CHANCE | 8864 | Y | CHANCE , 8864 |  |  | 2.9 | 2001-12-11 09:37 | Anjanece | 50 | 0 | N | N
CHANCE | 8864 | Y | CHANCE , 8864 |  |  | 2.91 | 2001-12-11 09:37 | Anjanece | 50 | 0 | N | N
CHANCE | 8864 | Y | CHANCE , 8864 |  |  | 2.93 | 2001-12-11 09:37 | Anjanece | 50 | 0 | N | N
CHANCE | 8864 | Y | CHANCE , 8864 |  | Storm Stores | 0 | 2018-04-16 10:05 | Anjanece |  | 0 | N | N
CHANCE | 8864 | Y | CHANCE , 8864 |  |  | 2.03 | 2018-04-16 10:05 | Anjanece |  | 0 | N | N
CHANCE | 8864 | Y | CHANCE , 8864 |  |  | 2.17 | 2018-04-16 10:05 | Anjanece |  | 0 | N | N
CHANCE | 8864 | Y | CHANCE , 8864 |  |  | 2.22 | 2018-04-16 10:05 | Anjanece |  | 0 | N | N
CHANCE | 8864 | Y | CHANCE , 8864 |  |  | 2.39 | 2018-04-16 10:05 | Anjanece |  | 0 | N | N
CHANCE | 8864 | Y | CHANCE , 8864 |  |  | 2.53 | 2018-04-16 10:05 | Anjanece |  | 0 | N | N
DIXIE ELECTRIC | D8864 | Y | DIXIE ELECTRIC , D8864 | JEA OVERHEAD DISTRIBUTION | CSC Stores | 1.45 | 2001-12-11 09:37 | Anjanece | 50 | 0 | N | N
DIXIE ELECTRIC | D8864 | Y | DIXIE ELECTRIC , D8864 |  |  | 1.47 | 2001-12-11 09:37 | Anjanece | 50 | 0 | N | N
DIXIE ELECTRIC | D8864 | Y | DIXIE ELECTRIC , D8864 |  |  | 1.49 | 2001-12-11 09:37 | Anjanece | 50 | 0 | N | N
DIXIE ELECTRIC | D8864 | Y | DIXIE ELECTRIC , D8864 |  |  | 1.5 | 2001-12-11 09:37 | Anjanece | 50 | 0 | N | N
DIXIE ELECTRIC | D8864 | Y | DIXIE ELECTRIC , D8864 |  |  | 1.52 | 2001-12-11 09:37 | Anjanece | 50 | 0 | N | N
DIXIE ELECTRIC | D8864 | Y | DIXIE ELECTRIC , D8864 |  |  | 1.55 | 2001-12-11 09:37 | Anjanece | 50 | 0 | N | N
DIXIE ELECTRIC | D8864 | Y | DIXIE ELECTRIC , D8864 |  |  | 1.62 | 2001-12-11 09:37 | Anjanece | 50 | 0 | N | N
DIXIE ELECTRIC | D8864 | Y | DIXIE ELECTRIC , D8864 |  |  | 1.66 | 2001-12-11 09:37 | Anjanece | 50 | 0 | N | N
DIXIE ELECTRIC | D8864 | Y | DIXIE ELECTRIC , D8864 |  |  | 2.22 | 2001-12-11 09:37 | Anjanece | 50 | 0 | N | N
DIXIE ELECTRIC | D8864 | Y | DIXIE ELECTRIC , D8864 |  |  | 2.23 | 2001-12-11 09:37 | Anjanece | 50 | 0 | N | N
DIXIE ELECTRIC | D8864 | Y | DIXIE ELECTRIC , D8864 |  |  | 2.35 | 2001-12-11 09:37 | Anjanece | 50 | 0 | N | N
DIXIE ELECTRIC | D8864 | Y | DIXIE ELECTRIC , D8864 |  |  | 2.36 | 2001-12-11 09:37 | Anjanece | 50 | 0 | N | N
DIXIE ELECTRIC | D8864 | Y | DIXIE ELECTRIC , D8864 |  |  | 2.39 | 2001-12-11 09:37 | Anjanece | 50 | 0 | N | N
DIXIE ELECTRIC | D8864 | Y | DIXIE ELECTRIC , D8864 |  |  | 2.45 | 2001-12-11 09:37 | Anjanece | 50 | 0 | N | N
DIXIE ELECTRIC | D8864 | Y | DIXIE ELECTRIC , D8864 |  |  | 2.46 | 2001-12-11 09:37 | Anjanece | 50 | 0 | N | N
DIXIE ELECTRIC | D8864 | Y | DIXIE ELECTRIC , D8864 |  |  | 2.53 | 2001-12-11 09:37 | Anjanece | 50 | 0 | N | N
DIXIE ELECTRIC | D8864 | Y | DIXIE ELECTRIC , D8864 |  |  | 2.59 | 2001-12-11 09:37 | Anjanece | 50 | 0 | N | N
DIXIE ELECTRIC | D8864 | Y | DIXIE ELECTRIC , D8864 |  |  | 2.61 | 2001-12-11 09:37 | Anjanece | 50 | 0 | N | N
DIXIE ELECTRIC | D8864 | Y | DIXIE ELECTRIC , D8864 |  |  | 2.68 | 2001-12-11 09:37 | Anjanece | 50 | 0 | N | N
DIXIE ELECTRIC | D8864 | Y | DIXIE ELECTRIC , D8864 |  |  | 2.71 | 2001-12-11 09:37 | Anjanece | 50 | 0 | N | N
DIXIE ELECTRIC | D8864 | Y | DIXIE ELECTRIC , D8864 |  |  | 2.73 | 2001-12-11 09:37 | Anjanece | 50 | 0 | N | N
DIXIE ELECTRIC | D8864 | Y | DIXIE ELECTRIC , D8864 |  |  | 2.74 | 2001-12-11 09:37 | Anjanece | 50 | 0 | N | N
DIXIE ELECTRIC | D8864 | Y | DIXIE ELECTRIC , D8864 |  |  | 2.83 | 2001-12-11 09:37 | Anjanece | 50 | 0 | N | N
DIXIE ELECTRIC | D8864 | Y | DIXIE ELECTRIC , D8864 |  |  | 2.9 | 2001-12-11 09:37 | Anjanece | 50 | 0 | N | N
DIXIE ELECTRIC | D8864 | Y | DIXIE ELECTRIC , D8864 |  |  | 2.91 | 2001-12-11 09:37 | Anjanece | 50 | 0 | N | N
DIXIE ELECTRIC | D8864 | Y | DIXIE ELECTRIC , D8864 |  |  | 2.93 | 2001-12-11 09:37 | Anjanece | 50 | 0 | N | N
DIXIE ELECTRIC | D8864 | Y | DIXIE ELECTRIC , D8864 |  | Storm Stores | 0 | 2018-04-16 10:05 | Anjanece |  | 0 | N | N
DIXIE ELECTRIC | D8864 | Y | DIXIE ELECTRIC , D8864 |  |  | 2.03 | 2018-04-16 10:05 | Anjanece |  | 0 | N | N
DIXIE ELECTRIC | D8864 | Y | DIXIE ELECTRIC , D8864 |  |  | 2.17 | 2018-04-16 10:05 | Anjanece |  | 0 | N | N
DIXIE ELECTRIC | D8864 | Y | DIXIE ELECTRIC , D8864 |  |  | 2.22 | 2018-04-16 10:05 | Anjanece |  | 0 | N | N
DIXIE ELECTRIC | D8864 | Y | DIXIE ELECTRIC , D8864 |  |  | 2.39 | 2018-04-16 10:05 | Anjanece |  | 0 | N | N
DIXIE ELECTRIC | D8864 | Y | DIXIE ELECTRIC , D8864 |  |  | 2.53 | 2018-04-16 10:05 | Anjanece |  | 0 | N | N
FLORIDA WIRE AND CABLE | FW8864 | Y | FLORIDA WIRE AND CABLE , FW8864 | JEA OVERHEAD DISTRIBUTION | CSC Stores | 1.45 | 2001-12-11 09:37 | Anjanece | 50 | 0 | N | N
FLORIDA WIRE AND CABLE | FW8864 | Y | FLORIDA WIRE AND CABLE , FW8864 |  |  | 1.47 | 2001-12-11 09:37 | Anjanece | 50 | 0 | N | N
FLORIDA WIRE AND CABLE | FW8864 | Y | FLORIDA WIRE AND CABLE , FW8864 |  |  | 1.49 | 2001-12-11 09:37 | Anjanece | 50 | 0 | N | N
FLORIDA WIRE AND CABLE | FW8864 | Y | FLORIDA WIRE AND CABLE , FW8864 |  |  | 1.5 | 2001-12-11 09:37 | Anjanece | 50 | 0 | N | N
FLORIDA WIRE AND CABLE | FW8864 | Y | FLORIDA WIRE AND CABLE , FW8864 |  |  | 1.52 | 2001-12-11 09:37 | Anjanece | 50 | 0 | N | N
FLORIDA WIRE AND CABLE | FW8864 | Y | FLORIDA WIRE AND CABLE , FW8864 |  |  | 1.55 | 2001-12-11 09:37 | Anjanece | 50 | 0 | N | N
FLORIDA WIRE AND CABLE | FW8864 | Y | FLORIDA WIRE AND CABLE , FW8864 |  |  | 1.62 | 2001-12-11 09:37 | Anjanece | 50 | 0 | N | N
FLORIDA WIRE AND CABLE | FW8864 | Y | FLORIDA WIRE AND CABLE , FW8864 |  |  | 1.66 | 2001-12-11 09:37 | Anjanece | 50 | 0 | N | N
FLORIDA WIRE AND CABLE | FW8864 | Y | FLORIDA WIRE AND CABLE , FW8864 |  |  | 2.22 | 2001-12-11 09:37 | Anjanece | 50 | 0 | N | N
FLORIDA WIRE AND CABLE | FW8864 | Y | FLORIDA WIRE AND CABLE , FW8864 |  |  | 2.23 | 2001-12-11 09:37 | Anjanece | 50 | 0 | N | N
FLORIDA WIRE AND CABLE | FW8864 | Y | FLORIDA WIRE AND CABLE , FW8864 |  |  | 2.35 | 2001-12-11 09:37 | Anjanece | 50 | 0 | N | N
FLORIDA WIRE AND CABLE | FW8864 | Y | FLORIDA WIRE AND CABLE , FW8864 |  |  | 2.36 | 2001-12-11 09:37 | Anjanece | 50 | 0 | N | N
FLORIDA WIRE AND CABLE | FW8864 | Y | FLORIDA WIRE AND CABLE , FW8864 |  |  | 2.39 | 2001-12-11 09:37 | Anjanece | 50 | 0 | N | N
FLORIDA WIRE AND CABLE | FW8864 | Y | FLORIDA WIRE AND CABLE , FW8864 |  |  | 2.45 | 2001-12-11 09:37 | Anjanece | 50 | 0 | N | N
FLORIDA WIRE AND CABLE | FW8864 | Y | FLORIDA WIRE AND CABLE , FW8864 |  |  | 2.46 | 2001-12-11 09:37 | Anjanece | 50 | 0 | N | N
FLORIDA WIRE AND CABLE | FW8864 | Y | FLORIDA WIRE AND CABLE , FW8864 |  |  | 2.53 | 2001-12-11 09:37 | Anjanece | 50 | 0 | N | N
FLORIDA WIRE AND CABLE | FW8864 | Y | FLORIDA WIRE AND CABLE , FW8864 |  |  | 2.59 | 2001-12-11 09:37 | Anjanece | 50 | 0 | N | N
FLORIDA WIRE AND CABLE | FW8864 | Y | FLORIDA WIRE AND CABLE , FW8864 |  |  | 2.61 | 2001-12-11 09:37 | Anjanece | 50 | 0 | N | N
FLORIDA WIRE AND CABLE | FW8864 | Y | FLORIDA WIRE AND CABLE , FW8864 |  |  | 2.68 | 2001-12-11 09:37 | Anjanece | 50 | 0 | N | N
FLORIDA WIRE AND CABLE | FW8864 | Y | FLORIDA WIRE AND CABLE , FW8864 |  |  | 2.71 | 2001-12-11 09:37 | Anjanece | 50 | 0 | N | N
FLORIDA WIRE AND CABLE | FW8864 | Y | FLORIDA WIRE AND CABLE , FW8864 |  |  | 2.73 | 2001-12-11 09:37 | Anjanece | 50 | 0 | N | N
FLORIDA WIRE AND CABLE | FW8864 | Y | FLORIDA WIRE AND CABLE , FW8864 |  |  | 2.74 | 2001-12-11 09:37 | Anjanece | 50 | 0 | N | N
FLORIDA WIRE AND CABLE | FW8864 | Y | FLORIDA WIRE AND CABLE , FW8864 |  |  | 2.83 | 2001-12-11 09:37 | Anjanece | 50 | 0 | N | N
FLORIDA WIRE AND CABLE | FW8864 | Y | FLORIDA WIRE AND CABLE , FW8864 |  |  | 2.9 | 2001-12-11 09:37 | Anjanece | 50 | 0 | N | N
FLORIDA WIRE AND CABLE | FW8864 | Y | FLORIDA WIRE AND CABLE , FW8864 |  |  | 2.91 | 2001-12-11 09:37 | Anjanece | 50 | 0 | N | N
FLORIDA WIRE AND CABLE | FW8864 | Y | FLORIDA WIRE AND CABLE , FW8864 |  |  | 2.93 | 2001-12-11 09:37 | Anjanece | 50 | 0 | N | N
FLORIDA WIRE AND CABLE | FW8864 | Y | FLORIDA WIRE AND CABLE , FW8864 |  | Storm Stores | 0 | 2018-04-16 10:05 | Anjanece |  | 0 | N | N
FLORIDA WIRE AND CABLE | FW8864 | Y | FLORIDA WIRE AND CABLE , FW8864 |  |  | 2.03 | 2018-04-16 10:05 | Anjanece |  | 0 | N | N
FLORIDA WIRE AND CABLE | FW8864 | Y | FLORIDA WIRE AND CABLE , FW8864 |  |  | 2.17 | 2018-04-16 10:05 | Anjanece |  | 0 | N | N
FLORIDA WIRE AND CABLE | FW8864 | Y | FLORIDA WIRE AND CABLE , FW8864 |  |  | 2.22 | 2018-04-16 10:05 | Anjanece |  | 0 | N | N
FLORIDA WIRE AND CABLE | FW8864 | Y | FLORIDA WIRE AND CABLE , FW8864 |  |  | 2.39 | 2018-04-16 10:05 | Anjanece |  | 0 | N | N
FLORIDA WIRE AND CABLE | FW8864 | Y | FLORIDA WIRE AND CABLE , FW8864 |  |  | 2.53 | 2018-04-16 10:05 | Anjanece |  | 0 | N | N
HUGHES | TR-614-F | Y | HUGHES , TR-614-F | JEA OVERHEAD DISTRIBUTION | CSC Stores | 1.45 | 2001-12-11 09:37 | Anjanece | 50 | 0 | N | N
HUGHES | TR-614-F | Y | HUGHES , TR-614-F |  |  | 1.47 | 2001-12-11 09:37 | Anjanece | 50 | 0 | N | N
HUGHES | TR-614-F | Y | HUGHES , TR-614-F |  |  | 1.49 | 2001-12-11 09:37 | Anjanece | 50 | 0 | N | N
HUGHES | TR-614-F | Y | HUGHES , TR-614-F |  |  | 1.5 | 2001-12-11 09:37 | Anjanece | 50 | 0 | N | N
HUGHES | TR-614-F | Y | HUGHES , TR-614-F |  |  | 1.52 | 2001-12-11 09:37 | Anjanece | 50 | 0 | N | N
HUGHES | TR-614-F | Y | HUGHES , TR-614-F |  |  | 1.55 | 2001-12-11 09:37 | Anjanece | 50 | 0 | N | N
HUGHES | TR-614-F | Y | HUGHES , TR-614-F |  |  | 1.62 | 2001-12-11 09:37 | Anjanece | 50 | 0 | N | N
HUGHES | TR-614-F | Y | HUGHES , TR-614-F |  |  | 1.66 | 2001-12-11 09:37 | Anjanece | 50 | 0 | N | N
HUGHES | TR-614-F | Y | HUGHES , TR-614-F |  |  | 2.22 | 2001-12-11 09:37 | Anjanece | 50 | 0 | N | N
HUGHES | TR-614-F | Y | HUGHES , TR-614-F |  |  | 2.23 | 2001-12-11 09:37 | Anjanece | 50 | 0 | N | N
HUGHES | TR-614-F | Y | HUGHES , TR-614-F |  |  | 2.35 | 2001-12-11 09:37 | Anjanece | 50 | 0 | N | N
HUGHES | TR-614-F | Y | HUGHES , TR-614-F |  |  | 2.36 | 2001-12-11 09:37 | Anjanece | 50 | 0 | N | N
HUGHES | TR-614-F | Y | HUGHES , TR-614-F |  |  | 2.39 | 2001-12-11 09:37 | Anjanece | 50 | 0 | N | N
HUGHES | TR-614-F | Y | HUGHES , TR-614-F |  |  | 2.45 | 2001-12-11 09:37 | Anjanece | 50 | 0 | N | N
HUGHES | TR-614-F | Y | HUGHES , TR-614-F |  |  | 2.46 | 2001-12-11 09:37 | Anjanece | 50 | 0 | N | N
HUGHES | TR-614-F | Y | HUGHES , TR-614-F |  |  | 2.53 | 2001-12-11 09:37 | Anjanece | 50 | 0 | N | N
HUGHES | TR-614-F | Y | HUGHES , TR-614-F |  |  | 2.59 | 2001-12-11 09:37 | Anjanece | 50 | 0 | N | N
HUGHES | TR-614-F | Y | HUGHES , TR-614-F |  |  | 2.61 | 2001-12-11 09:37 | Anjanece | 50 | 0 | N | N
HUGHES | TR-614-F | Y | HUGHES , TR-614-F |  |  | 2.68 | 2001-12-11 09:37 | Anjanece | 50 | 0 | N | N
HUGHES | TR-614-F | Y | HUGHES , TR-614-F |  |  | 2.71 | 2001-12-11 09:37 | Anjanece | 50 | 0 | N | N
HUGHES | TR-614-F | Y | HUGHES , TR-614-F |  |  | 2.73 | 2001-12-11 09:37 | Anjanece | 50 | 0 | N | N
HUGHES | TR-614-F | Y | HUGHES , TR-614-F |  |  | 2.74 | 2001-12-11 09:37 | Anjanece | 50 | 0 | N | N
HUGHES | TR-614-F | Y | HUGHES , TR-614-F |  |  | 2.83 | 2001-12-11 09:37 | Anjanece | 50 | 0 | N | N
HUGHES | TR-614-F | Y | HUGHES , TR-614-F |  |  | 2.9 | 2001-12-11 09:37 | Anjanece | 50 | 0 | N | N
HUGHES | TR-614-F | Y | HUGHES , TR-614-F |  |  | 2.91 | 2001-12-11 09:37 | Anjanece | 50 | 0 | N | N
HUGHES | TR-614-F | Y | HUGHES , TR-614-F |  |  | 2.93 | 2001-12-11 09:37 | Anjanece | 50 | 0 | N | N
HUGHES | TR-614-F | Y | HUGHES , TR-614-F |  | Storm Stores | 0 | 2018-04-16 10:05 | Anjanece |  | 0 | N | N
HUGHES | TR-614-F | Y | HUGHES , TR-614-F |  |  | 2.03 | 2018-04-16 10:05 | Anjanece |  | 0 | N | N
HUGHES | TR-614-F | Y | HUGHES , TR-614-F |  |  | 2.17 | 2018-04-16 10:05 | Anjanece |  | 0 | N | N
HUGHES | TR-614-F | Y | HUGHES , TR-614-F |  |  | 2.22 | 2018-04-16 10:05 | Anjanece |  | 0 | N | N
HUGHES | TR-614-F | Y | HUGHES , TR-614-F |  |  | 2.39 | 2018-04-16 10:05 | Anjanece |  | 0 | N | N
HUGHES | TR-614-F | Y | HUGHES , TR-614-F |  |  | 2.53 | 2018-04-16 10:05 | Anjanece |  | 0 | N | N
JOSLYN HI-VOLTAGE CORP. | J8864 | Y | JOSLYN HI-VOLTAGE CORP. , J8864 | JEA OVERHEAD DISTRIBUTION | CSC Stores | 1.45 | 2001-12-11 09:37 | Anjanece | 50 | 0 | N | N
JOSLYN HI-VOLTAGE CORP. | J8864 | Y | JOSLYN HI-VOLTAGE CORP. , J8864 |  |  | 1.47 | 2001-12-11 09:37 | Anjanece | 50 | 0 | N | N
JOSLYN HI-VOLTAGE CORP. | J8864 | Y | JOSLYN HI-VOLTAGE CORP. , J8864 |  |  | 1.49 | 2001-12-11 09:37 | Anjanece | 50 | 0 | N | N
JOSLYN HI-VOLTAGE CORP. | J8864 | Y | JOSLYN HI-VOLTAGE CORP. , J8864 |  |  | 1.5 | 2001-12-11 09:37 | Anjanece | 50 | 0 | N | N
JOSLYN HI-VOLTAGE CORP. | J8864 | Y | JOSLYN HI-VOLTAGE CORP. , J8864 |  |  | 1.52 | 2001-12-11 09:37 | Anjanece | 50 | 0 | N | N
JOSLYN HI-VOLTAGE CORP. | J8864 | Y | JOSLYN HI-VOLTAGE CORP. , J8864 |  |  | 1.55 | 2001-12-11 09:37 | Anjanece | 50 | 0 | N | N
JOSLYN HI-VOLTAGE CORP. | J8864 | Y | JOSLYN HI-VOLTAGE CORP. , J8864 |  |  | 1.62 | 2001-12-11 09:37 | Anjanece | 50 | 0 | N | N
JOSLYN HI-VOLTAGE CORP. | J8864 | Y | JOSLYN HI-VOLTAGE CORP. , J8864 |  |  | 1.66 | 2001-12-11 09:37 | Anjanece | 50 | 0 | N | N
JOSLYN HI-VOLTAGE CORP. | J8864 | Y | JOSLYN HI-VOLTAGE CORP. , J8864 |  |  | 2.22 | 2001-12-11 09:37 | Anjanece | 50 | 0 | N | N
JOSLYN HI-VOLTAGE CORP. | J8864 | Y | JOSLYN HI-VOLTAGE CORP. , J8864 |  |  | 2.23 | 2001-12-11 09:37 | Anjanece | 50 | 0 | N | N
JOSLYN HI-VOLTAGE CORP. | J8864 | Y | JOSLYN HI-VOLTAGE CORP. , J8864 |  |  | 2.35 | 2001-12-11 09:37 | Anjanece | 50 | 0 | N | N
JOSLYN HI-VOLTAGE CORP. | J8864 | Y | JOSLYN HI-VOLTAGE CORP. , J8864 |  |  | 2.36 | 2001-12-11 09:37 | Anjanece | 50 | 0 | N | N
JOSLYN HI-VOLTAGE CORP. | J8864 | Y | JOSLYN HI-VOLTAGE CORP. , J8864 |  |  | 2.39 | 2001-12-11 09:37 | Anjanece | 50 | 0 | N | N
JOSLYN HI-VOLTAGE CORP. | J8864 | Y | JOSLYN HI-VOLTAGE CORP. , J8864 |  |  | 2.45 | 2001-12-11 09:37 | Anjanece | 50 | 0 | N | N
JOSLYN HI-VOLTAGE CORP. | J8864 | Y | JOSLYN HI-VOLTAGE CORP. , J8864 |  |  | 2.46 | 2001-12-11 09:37 | Anjanece | 50 | 0 | N | N
JOSLYN HI-VOLTAGE CORP. | J8864 | Y | JOSLYN HI-VOLTAGE CORP. , J8864 |  |  | 2.53 | 2001-12-11 09:37 | Anjanece | 50 | 0 | N | N
JOSLYN HI-VOLTAGE CORP. | J8864 | Y | JOSLYN HI-VOLTAGE CORP. , J8864 |  |  | 2.59 | 2001-12-11 09:37 | Anjanece | 50 | 0 | N | N
JOSLYN HI-VOLTAGE CORP. | J8864 | Y | JOSLYN HI-VOLTAGE CORP. , J8864 |  |  | 2.61 | 2001-12-11 09:37 | Anjanece | 50 | 0 | N | N
JOSLYN HI-VOLTAGE CORP. | J8864 | Y | JOSLYN HI-VOLTAGE CORP. , J8864 |  |  | 2.68 | 2001-12-11 09:37 | Anjanece | 50 | 0 | N | N
JOSLYN HI-VOLTAGE CORP. | J8864 | Y | JOSLYN HI-VOLTAGE CORP. , J8864 |  |  | 2.71 | 2001-12-11 09:37 | Anjanece | 50 | 0 | N | N
JOSLYN HI-VOLTAGE CORP. | J8864 | Y | JOSLYN HI-VOLTAGE CORP. , J8864 |  |  | 2.73 | 2001-12-11 09:37 | Anjanece | 50 | 0 | N | N
JOSLYN HI-VOLTAGE CORP. | J8864 | Y | JOSLYN HI-VOLTAGE CORP. , J8864 |  |  | 2.74 | 2001-12-11 09:37 | Anjanece | 50 | 0 | N | N
JOSLYN HI-VOLTAGE CORP. | J8864 | Y | JOSLYN HI-VOLTAGE CORP. , J8864 |  |  | 2.83 | 2001-12-11 09:37 | Anjanece | 50 | 0 | N | N
JOSLYN HI-VOLTAGE CORP. | J8864 | Y | JOSLYN HI-VOLTAGE CORP. , J8864 |  |  | 2.9 | 2001-12-11 09:37 | Anjanece | 50 | 0 | N | N
JOSLYN HI-VOLTAGE CORP. | J8864 | Y | JOSLYN HI-VOLTAGE CORP. , J8864 |  |  | 2.91 | 2001-12-11 09:37 | Anjanece | 50 | 0 | N | N
JOSLYN HI-VOLTAGE CORP. | J8864 | Y | JOSLYN HI-VOLTAGE CORP. , J8864 |  |  | 2.93 | 2001-12-11 09:37 | Anjanece | 50 | 0 | N | N
JOSLYN HI-VOLTAGE CORP. | J8864 | Y | JOSLYN HI-VOLTAGE CORP. , J8864 |  | Storm Stores | 0 | 2018-04-16 10:05 | Anjanece |  | 0 | N | N
JOSLYN HI-VOLTAGE CORP. | J8864 | Y | JOSLYN HI-VOLTAGE CORP. , J8864 |  |  | 2.03 | 2018-04-16 10:05 | Anjanece |  | 0 | N | N
JOSLYN HI-VOLTAGE CORP. | J8864 | Y | JOSLYN HI-VOLTAGE CORP. , J8864 |  |  | 2.17 | 2018-04-16 10:05 | Anjanece |  | 0 | N | N
JOSLYN HI-VOLTAGE CORP. | J8864 | Y | JOSLYN HI-VOLTAGE CORP. , J8864 |  |  | 2.22 | 2018-04-16 10:05 | Anjanece |  | 0 | N | N
JOSLYN HI-VOLTAGE CORP. | J8864 | Y | JOSLYN HI-VOLTAGE CORP. , J8864 |  |  | 2.39 | 2018-04-16 10:05 | Anjanece |  | 0 | N | N
JOSLYN HI-VOLTAGE CORP. | J8864 | Y | JOSLYN HI-VOLTAGE CORP. , J8864 |  |  | 2.53 | 2018-04-16 10:05 | Anjanece |  | 0 | N | N
MC GRAW EDISON | DF2D14 | Y | MC GRAW EDISON , DF2D14 | JEA OVERHEAD DISTRIBUTION | CSC Stores | 1.45 | 2001-12-11 09:37 | Anjanece | 50 | 0 | N | N
MC GRAW EDISON | DF2D14 | Y | MC GRAW EDISON , DF2D14 |  |  | 1.47 | 2001-12-11 09:37 | Anjanece | 50 | 0 | N | N
MC GRAW EDISON | DF2D14 | Y | MC GRAW EDISON , DF2D14 |  |  | 1.49 | 2001-12-11 09:37 | Anjanece | 50 | 0 | N | N
MC GRAW EDISON | DF2D14 | Y | MC GRAW EDISON , DF2D14 |  |  | 1.5 | 2001-12-11 09:37 | Anjanece | 50 | 0 | N | N
MC GRAW EDISON | DF2D14 | Y | MC GRAW EDISON , DF2D14 |  |  | 1.52 | 2001-12-11 09:37 | Anjanece | 50 | 0 | N | N
MC GRAW EDISON | DF2D14 | Y | MC GRAW EDISON , DF2D14 |  |  | 1.55 | 2001-12-11 09:37 | Anjanece | 50 | 0 | N | N
MC GRAW EDISON | DF2D14 | Y | MC GRAW EDISON , DF2D14 |  |  | 1.62 | 2001-12-11 09:37 | Anjanece | 50 | 0 | N | N
MC GRAW EDISON | DF2D14 | Y | MC GRAW EDISON , DF2D14 |  |  | 1.66 | 2001-12-11 09:37 | Anjanece | 50 | 0 | N | N
MC GRAW EDISON | DF2D14 | Y | MC GRAW EDISON , DF2D14 |  |  | 2.22 | 2001-12-11 09:37 | Anjanece | 50 | 0 | N | N
MC GRAW EDISON | DF2D14 | Y | MC GRAW EDISON , DF2D14 |  |  | 2.23 | 2001-12-11 09:37 | Anjanece | 50 | 0 | N | N
MC GRAW EDISON | DF2D14 | Y | MC GRAW EDISON , DF2D14 |  |  | 2.35 | 2001-12-11 09:37 | Anjanece | 50 | 0 | N | N
MC GRAW EDISON | DF2D14 | Y | MC GRAW EDISON , DF2D14 |  |  | 2.36 | 2001-12-11 09:37 | Anjanece | 50 | 0 | N | N
MC GRAW EDISON | DF2D14 | Y | MC GRAW EDISON , DF2D14 |  |  | 2.39 | 2001-12-11 09:37 | Anjanece | 50 | 0 | N | N
MC GRAW EDISON | DF2D14 | Y | MC GRAW EDISON , DF2D14 |  |  | 2.45 | 2001-12-11 09:37 | Anjanece | 50 | 0 | N | N
MC GRAW EDISON | DF2D14 | Y | MC GRAW EDISON , DF2D14 |  |  | 2.46 | 2001-12-11 09:37 | Anjanece | 50 | 0 | N | N
MC GRAW EDISON | DF2D14 | Y | MC GRAW EDISON , DF2D14 |  |  | 2.53 | 2001-12-11 09:37 | Anjanece | 50 | 0 | N | N
MC GRAW EDISON | DF2D14 | Y | MC GRAW EDISON , DF2D14 |  |  | 2.59 | 2001-12-11 09:37 | Anjanece | 50 | 0 | N | N
MC GRAW EDISON | DF2D14 | Y | MC GRAW EDISON , DF2D14 |  |  | 2.61 | 2001-12-11 09:37 | Anjanece | 50 | 0 | N | N
MC GRAW EDISON | DF2D14 | Y | MC GRAW EDISON , DF2D14 |  |  | 2.68 | 2001-12-11 09:37 | Anjanece | 50 | 0 | N | N
MC GRAW EDISON | DF2D14 | Y | MC GRAW EDISON , DF2D14 |  |  | 2.71 | 2001-12-11 09:37 | Anjanece | 50 | 0 | N | N
MC GRAW EDISON | DF2D14 | Y | MC GRAW EDISON , DF2D14 |  |  | 2.73 | 2001-12-11 09:37 | Anjanece | 50 | 0 | N | N
MC GRAW EDISON | DF2D14 | Y | MC GRAW EDISON , DF2D14 |  |  | 2.74 | 2001-12-11 09:37 | Anjanece | 50 | 0 | N | N
MC GRAW EDISON | DF2D14 | Y | MC GRAW EDISON , DF2D14 |  |  | 2.83 | 2001-12-11 09:37 | Anjanece | 50 | 0 | N | N
MC GRAW EDISON | DF2D14 | Y | MC GRAW EDISON , DF2D14 |  |  | 2.9 | 2001-12-11 09:37 | Anjanece | 50 | 0 | N | N
MC GRAW EDISON | DF2D14 | Y | MC GRAW EDISON , DF2D14 |  |  | 2.91 | 2001-12-11 09:37 | Anjanece | 50 | 0 | N | N
MC GRAW EDISON | DF2D14 | Y | MC GRAW EDISON , DF2D14 |  |  | 2.93 | 2001-12-11 09:37 | Anjanece | 50 | 0 | N | N
MC GRAW EDISON | DF2D14 | Y | MC GRAW EDISON , DF2D14 |  | Storm Stores | 0 | 2018-04-16 10:05 | Anjanece |  | 0 | N | N
MC GRAW EDISON | DF2D14 | Y | MC GRAW EDISON , DF2D14 |  |  | 2.03 | 2018-04-16 10:05 | Anjanece |  | 0 | N | N
MC GRAW EDISON | DF2D14 | Y | MC GRAW EDISON , DF2D14 |  |  | 2.17 | 2018-04-16 10:05 | Anjanece |  | 0 | N | N
MC GRAW EDISON | DF2D14 | Y | MC GRAW EDISON , DF2D14 |  |  | 2.22 | 2018-04-16 10:05 | Anjanece |  | 0 | N | N
MC GRAW EDISON | DF2D14 | Y | MC GRAW EDISON , DF2D14 |  |  | 2.39 | 2018-04-16 10:05 | Anjanece |  | 0 | N | N
MC GRAW EDISON | DF2D14 | Y | MC GRAW EDISON , DF2D14 |  |  | 2.53 | 2018-04-16 10:05 | Anjanece |  | 0 | N | N
POWERLINE HARDWARE CO. | P8864 | Y | POWERLINE HARDWARE CO. , P8864 | JEA OVERHEAD DISTRIBUTION | CSC Stores | 1.45 | 2001-12-11 09:37 | Anjanece | 50 | 0 | N | N
POWERLINE HARDWARE CO. | P8864 | Y | POWERLINE HARDWARE CO. , P8864 |  |  | 1.47 | 2001-12-11 09:37 | Anjanece | 50 | 0 | N | N
POWERLINE HARDWARE CO. | P8864 | Y | POWERLINE HARDWARE CO. , P8864 |  |  | 1.49 | 2001-12-11 09:37 | Anjanece | 50 | 0 | N | N
POWERLINE HARDWARE CO. | P8864 | Y | POWERLINE HARDWARE CO. , P8864 |  |  | 1.5 | 2001-12-11 09:37 | Anjanece | 50 | 0 | N | N
POWERLINE HARDWARE CO. | P8864 | Y | POWERLINE HARDWARE CO. , P8864 |  |  | 1.52 | 2001-12-11 09:37 | Anjanece | 50 | 0 | N | N
POWERLINE HARDWARE CO. | P8864 | Y | POWERLINE HARDWARE CO. , P8864 |  |  | 1.55 | 2001-12-11 09:37 | Anjanece | 50 | 0 | N | N
POWERLINE HARDWARE CO. | P8864 | Y | POWERLINE HARDWARE CO. , P8864 |  |  | 1.62 | 2001-12-11 09:37 | Anjanece | 50 | 0 | N | N
POWERLINE HARDWARE CO. | P8864 | Y | POWERLINE HARDWARE CO. , P8864 |  |  | 1.66 | 2001-12-11 09:37 | Anjanece | 50 | 0 | N | N
POWERLINE HARDWARE CO. | P8864 | Y | POWERLINE HARDWARE CO. , P8864 |  |  | 2.22 | 2001-12-11 09:37 | Anjanece | 50 | 0 | N | N
POWERLINE HARDWARE CO. | P8864 | Y | POWERLINE HARDWARE CO. , P8864 |  |  | 2.23 | 2001-12-11 09:37 | Anjanece | 50 | 0 | N | N
POWERLINE HARDWARE CO. | P8864 | Y | POWERLINE HARDWARE CO. , P8864 |  |  | 2.35 | 2001-12-11 09:37 | Anjanece | 50 | 0 | N | N
POWERLINE HARDWARE CO. | P8864 | Y | POWERLINE HARDWARE CO. , P8864 |  |  | 2.36 | 2001-12-11 09:37 | Anjanece | 50 | 0 | N | N
POWERLINE HARDWARE CO. | P8864 | Y | POWERLINE HARDWARE CO. , P8864 |  |  | 2.39 | 2001-12-11 09:37 | Anjanece | 50 | 0 | N | N
POWERLINE HARDWARE CO. | P8864 | Y | POWERLINE HARDWARE CO. , P8864 |  |  | 2.45 | 2001-12-11 09:37 | Anjanece | 50 | 0 | N | N
POWERLINE HARDWARE CO. | P8864 | Y | POWERLINE HARDWARE CO. , P8864 |  |  | 2.46 | 2001-12-11 09:37 | Anjanece | 50 | 0 | N | N
POWERLINE HARDWARE CO. | P8864 | Y | POWERLINE HARDWARE CO. , P8864 |  |  | 2.53 | 2001-12-11 09:37 | Anjanece | 50 | 0 | N | N
POWERLINE HARDWARE CO. | P8864 | Y | POWERLINE HARDWARE CO. , P8864 |  |  | 2.59 | 2001-12-11 09:37 | Anjanece | 50 | 0 | N | N
POWERLINE HARDWARE CO. | P8864 | Y | POWERLINE HARDWARE CO. , P8864 |  |  | 2.61 | 2001-12-11 09:37 | Anjanece | 50 | 0 | N | N
POWERLINE HARDWARE CO. | P8864 | Y | POWERLINE HARDWARE CO. , P8864 |  |  | 2.68 | 2001-12-11 09:37 | Anjanece | 50 | 0 | N | N
POWERLINE HARDWARE CO. | P8864 | Y | POWERLINE HARDWARE CO. , P8864 |  |  | 2.71 | 2001-12-11 09:37 | Anjanece | 50 | 0 | N | N
POWERLINE HARDWARE CO. | P8864 | Y | POWERLINE HARDWARE CO. , P8864 |  |  | 2.73 | 2001-12-11 09:37 | Anjanece | 50 | 0 | N | N
POWERLINE HARDWARE CO. | P8864 | Y | POWERLINE HARDWARE CO. , P8864 |  |  | 2.74 | 2001-12-11 09:37 | Anjanece | 50 | 0 | N | N
POWERLINE HARDWARE CO. | P8864 | Y | POWERLINE HARDWARE CO. , P8864 |  |  | 2.83 | 2001-12-11 09:37 | Anjanece | 50 | 0 | N | N
POWERLINE HARDWARE CO. | P8864 | Y | POWERLINE HARDWARE CO. , P8864 |  |  | 2.9 | 2001-12-11 09:37 | Anjanece | 50 | 0 | N | N
POWERLINE HARDWARE CO. | P8864 | Y | POWERLINE HARDWARE CO. , P8864 |  |  | 2.91 | 2001-12-11 09:37 | Anjanece | 50 | 0 | N | N
POWERLINE HARDWARE CO. | P8864 | Y | POWERLINE HARDWARE CO. , P8864 |  |  | 2.93 | 2001-12-11 09:37 | Anjanece | 50 | 0 | N | N
POWERLINE HARDWARE CO. | P8864 | Y | POWERLINE HARDWARE CO. , P8864 |  | Storm Stores | 0 | 2018-04-16 10:05 | Anjanece |  | 0 | N | N
POWERLINE HARDWARE CO. | P8864 | Y | POWERLINE HARDWARE CO. , P8864 |  |  | 2.03 | 2018-04-16 10:05 | Anjanece |  | 0 | N | N
POWERLINE HARDWARE CO. | P8864 | Y | POWERLINE HARDWARE CO. , P8864 |  |  | 2.17 | 2018-04-16 10:05 | Anjanece |  | 0 | N | N
POWERLINE HARDWARE CO. | P8864 | Y | POWERLINE HARDWARE CO. , P8864 |  |  | 2.22 | 2018-04-16 10:05 | Anjanece |  | 0 | N | N
POWERLINE HARDWARE CO. | P8864 | Y | POWERLINE HARDWARE CO. , P8864 |  |  | 2.39 | 2018-04-16 10:05 | Anjanece |  | 0 | N | N
POWERLINE HARDWARE CO. | P8864 | Y | POWERLINE HARDWARE CO. , P8864 |  |  | 2.53 | 2018-04-16 10:05 | Anjanece |  | 0 | N | N
STEEL CITY | SC8864BG | Y | STEEL CITY , SC8864BG | JEA OVERHEAD DISTRIBUTION | CSC Stores | 1.45 | 2001-12-11 09:37 | Anjanece | 50 | 0 | N | N
STEEL CITY | SC8864BG | Y | STEEL CITY , SC8864BG |  |  | 1.47 | 2001-12-11 09:37 | Anjanece | 50 | 0 | N | N
STEEL CITY | SC8864BG | Y | STEEL CITY , SC8864BG |  |  | 1.49 | 2001-12-11 09:37 | Anjanece | 50 | 0 | N | N
STEEL CITY | SC8864BG | Y | STEEL CITY , SC8864BG |  |  | 1.5 | 2001-12-11 09:37 | Anjanece | 50 | 0 | N | N
STEEL CITY | SC8864BG | Y | STEEL CITY , SC8864BG |  |  | 1.52 | 2001-12-11 09:37 | Anjanece | 50 | 0 | N | N
STEEL CITY | SC8864BG | Y | STEEL CITY , SC8864BG |  |  | 1.55 | 2001-12-11 09:37 | Anjanece | 50 | 0 | N | N
STEEL CITY | SC8864BG | Y | STEEL CITY , SC8864BG |  |  | 1.62 | 2001-12-11 09:37 | Anjanece | 50 | 0 | N | N
STEEL CITY | SC8864BG | Y | STEEL CITY , SC8864BG |  |  | 1.66 | 2001-12-11 09:37 | Anjanece | 50 | 0 | N | N
STEEL CITY | SC8864BG | Y | STEEL CITY , SC8864BG |  |  | 2.22 | 2001-12-11 09:37 | Anjanece | 50 | 0 | N | N
STEEL CITY | SC8864BG | Y | STEEL CITY , SC8864BG |  |  | 2.23 | 2001-12-11 09:37 | Anjanece | 50 | 0 | N | N
STEEL CITY | SC8864BG | Y | STEEL CITY , SC8864BG |  |  | 2.35 | 2001-12-11 09:37 | Anjanece | 50 | 0 | N | N
STEEL CITY | SC8864BG | Y | STEEL CITY , SC8864BG |  |  | 2.36 | 2001-12-11 09:37 | Anjanece | 50 | 0 | N | N
STEEL CITY | SC8864BG | Y | STEEL CITY , SC8864BG |  |  | 2.39 | 2001-12-11 09:37 | Anjanece | 50 | 0 | N | N
STEEL CITY | SC8864BG | Y | STEEL CITY , SC8864BG |  |  | 2.45 | 2001-12-11 09:37 | Anjanece | 50 | 0 | N | N
STEEL CITY | SC8864BG | Y | STEEL CITY , SC8864BG |  |  | 2.46 | 2001-12-11 09:37 | Anjanece | 50 | 0 | N | N
STEEL CITY | SC8864BG | Y | STEEL CITY , SC8864BG |  |  | 2.53 | 2001-12-11 09:37 | Anjanece | 50 | 0 | N | N
STEEL CITY | SC8864BG | Y | STEEL CITY , SC8864BG |  |  | 2.59 | 2001-12-11 09:37 | Anjanece | 50 | 0 | N | N
STEEL CITY | SC8864BG | Y | STEEL CITY , SC8864BG |  |  | 2.61 | 2001-12-11 09:37 | Anjanece | 50 | 0 | N | N
STEEL CITY | SC8864BG | Y | STEEL CITY , SC8864BG |  |  | 2.68 | 2001-12-11 09:37 | Anjanece | 50 | 0 | N | N
STEEL CITY | SC8864BG | Y | STEEL CITY , SC8864BG |  |  | 2.71 | 2001-12-11 09:37 | Anjanece | 50 | 0 | N | N
STEEL CITY | SC8864BG | Y | STEEL CITY , SC8864BG |  |  | 2.73 | 2001-12-11 09:37 | Anjanece | 50 | 0 | N | N
STEEL CITY | SC8864BG | Y | STEEL CITY , SC8864BG |  |  | 2.74 | 2001-12-11 09:37 | Anjanece | 50 | 0 | N | N
STEEL CITY | SC8864BG | Y | STEEL CITY , SC8864BG |  |  | 2.83 | 2001-12-11 09:37 | Anjanece | 50 | 0 | N | N
STEEL CITY | SC8864BG | Y | STEEL CITY , SC8864BG |  |  | 2.9 | 2001-12-11 09:37 | Anjanece | 50 | 0 | N | N
STEEL CITY | SC8864BG | Y | STEEL CITY , SC8864BG |  |  | 2.91 | 2001-12-11 09:37 | Anjanece | 50 | 0 | N | N
STEEL CITY | SC8864BG | Y | STEEL CITY , SC8864BG |  |  | 2.93 | 2001-12-11 09:37 | Anjanece | 50 | 0 | N | N
STEEL CITY | SC8864BG | Y | STEEL CITY , SC8864BG |  | Storm Stores | 0 | 2018-04-16 10:05 | Anjanece |  | 0 | N | N
STEEL CITY | SC8864BG | Y | STEEL CITY , SC8864BG |  |  | 2.03 | 2018-04-16 10:05 | Anjanece |  | 0 | N | N
STEEL CITY | SC8864BG | Y | STEEL CITY , SC8864BG |  |  | 2.17 | 2018-04-16 10:05 | Anjanece |  | 0 | N | N
STEEL CITY | SC8864BG | Y | STEEL CITY , SC8864BG |  |  | 2.22 | 2018-04-16 10:05 | Anjanece |  | 0 | N | N
STEEL CITY | SC8864BG | Y | STEEL CITY , SC8864BG |  |  | 2.39 | 2018-04-16 10:05 | Anjanece |  | 0 | N | N
STEEL CITY | SC8864BG | Y | STEEL CITY , SC8864BG |  |  | 2.53 | 2018-04-16 10:05 | Anjanece |  | 0 | N | N
THREADED FASTENERS INC. | TF8864 | Y | THREADED FASTENERS INC. , TF8864 | JEA OVERHEAD DISTRIBUTION | CSC Stores | 1.45 | 2001-12-11 09:37 | Anjanece | 50 | 0 | N | N
THREADED FASTENERS INC. | TF8864 | Y | THREADED FASTENERS INC. , TF8864 |  |  | 1.47 | 2001-12-11 09:37 | Anjanece | 50 | 0 | N | N
THREADED FASTENERS INC. | TF8864 | Y | THREADED FASTENERS INC. , TF8864 |  |  | 1.49 | 2001-12-11 09:37 | Anjanece | 50 | 0 | N | N
THREADED FASTENERS INC. | TF8864 | Y | THREADED FASTENERS INC. , TF8864 |  |  | 1.5 | 2001-12-11 09:37 | Anjanece | 50 | 0 | N | N
THREADED FASTENERS INC. | TF8864 | Y | THREADED FASTENERS INC. , TF8864 |  |  | 1.52 | 2001-12-11 09:37 | Anjanece | 50 | 0 | N | N
THREADED FASTENERS INC. | TF8864 | Y | THREADED FASTENERS INC. , TF8864 |  |  | 1.55 | 2001-12-11 09:37 | Anjanece | 50 | 0 | N | N
THREADED FASTENERS INC. | TF8864 | Y | THREADED FASTENERS INC. , TF8864 |  |  | 1.62 | 2001-12-11 09:37 | Anjanece | 50 | 0 | N | N
THREADED FASTENERS INC. | TF8864 | Y | THREADED FASTENERS INC. , TF8864 |  |  | 1.66 | 2001-12-11 09:37 | Anjanece | 50 | 0 | N | N
THREADED FASTENERS INC. | TF8864 | Y | THREADED FASTENERS INC. , TF8864 |  |  | 2.22 | 2001-12-11 09:37 | Anjanece | 50 | 0 | N | N
THREADED FASTENERS INC. | TF8864 | Y | THREADED FASTENERS INC. , TF8864 |  |  | 2.23 | 2001-12-11 09:37 | Anjanece | 50 | 0 | N | N
THREADED FASTENERS INC. | TF8864 | Y | THREADED FASTENERS INC. , TF8864 |  |  | 2.35 | 2001-12-11 09:37 | Anjanece | 50 | 0 | N | N
THREADED FASTENERS INC. | TF8864 | Y | THREADED FASTENERS INC. , TF8864 |  |  | 2.36 | 2001-12-11 09:37 | Anjanece | 50 | 0 | N | N
THREADED FASTENERS INC. | TF8864 | Y | THREADED FASTENERS INC. , TF8864 |  |  | 2.39 | 2001-12-11 09:37 | Anjanece | 50 | 0 | N | N
THREADED FASTENERS INC. | TF8864 | Y | THREADED FASTENERS INC. , TF8864 |  |  | 2.45 | 2001-12-11 09:37 | Anjanece | 50 | 0 | N | N
THREADED FASTENERS INC. | TF8864 | Y | THREADED FASTENERS INC. , TF8864 |  |  | 2.46 | 2001-12-11 09:37 | Anjanece | 50 | 0 | N | N
THREADED FASTENERS INC. | TF8864 | Y | THREADED FASTENERS INC. , TF8864 |  |  | 2.53 | 2001-12-11 09:37 | Anjanece | 50 | 0 | N | N
THREADED FASTENERS INC. | TF8864 | Y | THREADED FASTENERS INC. , TF8864 |  |  | 2.59 | 2001-12-11 09:37 | Anjanece | 50 | 0 | N | N
THREADED FASTENERS INC. | TF8864 | Y | THREADED FASTENERS INC. , TF8864 |  |  | 2.61 | 2001-12-11 09:37 | Anjanece | 50 | 0 | N | N
THREADED FASTENERS INC. | TF8864 | Y | THREADED FASTENERS INC. , TF8864 |  |  | 2.68 | 2001-12-11 09:37 | Anjanece | 50 | 0 | N | N
THREADED FASTENERS INC. | TF8864 | Y | THREADED FASTENERS INC. , TF8864 |  |  | 2.71 | 2001-12-11 09:37 | Anjanece | 50 | 0 | N | N
THREADED FASTENERS INC. | TF8864 | Y | THREADED FASTENERS INC. , TF8864 |  |  | 2.73 | 2001-12-11 09:37 | Anjanece | 50 | 0 | N | N
THREADED FASTENERS INC. | TF8864 | Y | THREADED FASTENERS INC. , TF8864 |  |  | 2.74 | 2001-12-11 09:37 | Anjanece | 50 | 0 | N | N
THREADED FASTENERS INC. | TF8864 | Y | THREADED FASTENERS INC. , TF8864 |  |  | 2.83 | 2001-12-11 09:37 | Anjanece | 50 | 0 | N | N
THREADED FASTENERS INC. | TF8864 | Y | THREADED FASTENERS INC. , TF8864 |  |  | 2.9 | 2001-12-11 09:37 | Anjanece | 50 | 0 | N | N
THREADED FASTENERS INC. | TF8864 | Y | THREADED FASTENERS INC. , TF8864 |  |  | 2.91 | 2001-12-11 09:37 | Anjanece | 50 | 0 | N | N
THREADED FASTENERS INC. | TF8864 | Y | THREADED FASTENERS INC. , TF8864 |  |  | 2.93 | 2001-12-11 09:37 | Anjanece | 50 | 0 | N | N
THREADED FASTENERS INC. | TF8864 | Y | THREADED FASTENERS INC. , TF8864 |  | Storm Stores | 0 | 2018-04-16 10:05 | Anjanece |  | 0 | N | N
THREADED FASTENERS INC. | TF8864 | Y | THREADED FASTENERS INC. , TF8864 |  |  | 2.03 | 2018-04-16 10:05 | Anjanece |  | 0 | N | N
THREADED FASTENERS INC. | TF8864 | Y | THREADED FASTENERS INC. , TF8864 |  |  | 2.17 | 2018-04-16 10:05 | Anjanece |  | 0 | N | N
THREADED FASTENERS INC. | TF8864 | Y | THREADED FASTENERS INC. , TF8864 |  |  | 2.22 | 2018-04-16 10:05 | Anjanece |  | 0 | N | N
THREADED FASTENERS INC. | TF8864 | Y | THREADED FASTENERS INC. , TF8864 |  |  | 2.39 | 2018-04-16 10:05 | Anjanece |  | 0 | N | N
THREADED FASTENERS INC. | TF8864 | Y | THREADED FASTENERS INC. , TF8864 |  |  | 2.53 | 2018-04-16 10:05 | Anjanece |  | 0 | N | N
ALLIED BOLT, INC. | 5956 | Y | ALLIED BOLT, INC. , 5956 | JEA OVERHEAD DISTRIBUTION | CSC Stores | 1.49 | 2001-12-11 09:37 | Anjanece | 25 | 1900 | N | N
ALLIED BOLT, INC. | 5956 | Y | ALLIED BOLT, INC. , 5956 |  |  | 1.5 | 2001-12-11 09:37 | Anjanece | 25 | 1900 | N | N
ALLIED BOLT, INC. | 5956 | Y | ALLIED BOLT, INC. , 5956 |  |  | 1.95 | 2001-12-11 09:37 | Anjanece | 25 | 1900 | N | N
ALLIED BOLT, INC. | 5956 | Y | ALLIED BOLT, INC. , 5956 |  |  | 2.17 | 2001-12-11 09:37 | Anjanece | 25 | 1900 | N | N
ALLIED BOLT, INC. | 5956 | Y | ALLIED BOLT, INC. , 5956 |  |  | 2.18 | 2001-12-11 09:37 | Anjanece | 25 | 1900 | N | N
ALLIED BOLT, INC. | 5956 | Y | ALLIED BOLT, INC. , 5956 |  |  | 2.22 | 2001-12-11 09:37 | Anjanece | 25 | 1900 | N | N
ALLIED BOLT, INC. | 5956 | Y | ALLIED BOLT, INC. , 5956 |  |  | 2.23 | 2001-12-11 09:37 | Anjanece | 25 | 1900 | N | N
ALLIED BOLT, INC. | 5956 | Y | ALLIED BOLT, INC. , 5956 |  |  | 2.25 | 2001-12-11 09:37 | Anjanece | 25 | 1900 | N | N
ALLIED BOLT, INC. | 5956 | Y | ALLIED BOLT, INC. , 5956 |  |  | 2.27 | 2001-12-11 09:37 | Anjanece | 25 | 1900 | N | N
ALLIED BOLT, INC. | 5956 | Y | ALLIED BOLT, INC. , 5956 |  |  | 2.28 | 2001-12-11 09:37 | Anjanece | 25 | 1900 | N | N
ALLIED BOLT, INC. | 5956 | Y | ALLIED BOLT, INC. , 5956 |  |  | 2.29 | 2001-12-11 09:37 | Anjanece | 25 | 1900 | N | N
ALLIED BOLT, INC. | 5956 | Y | ALLIED BOLT, INC. , 5956 |  |  | 2.31 | 2001-12-11 09:37 | Anjanece | 25 | 1900 | N | N
ALLIED BOLT, INC. | 5956 | Y | ALLIED BOLT, INC. , 5956 |  |  | 2.32 | 2001-12-11 09:37 | Anjanece | 25 | 1900 | N | N
ALLIED BOLT, INC. | 5956 | Y | ALLIED BOLT, INC. , 5956 |  |  | 2.34 | 2001-12-11 09:37 | Anjanece | 25 | 1900 | N | N
ALLIED BOLT, INC. | 5956 | Y | ALLIED BOLT, INC. , 5956 |  |  | 2.36 | 2001-12-11 09:37 | Anjanece | 25 | 1900 | N | N
ALLIED BOLT, INC. | 5956 | Y | ALLIED BOLT, INC. , 5956 |  |  | 2.39 | 2001-12-11 09:37 | Anjanece | 25 | 1900 | N | N
ALLIED BOLT, INC. | 5956 | Y | ALLIED BOLT, INC. , 5956 |  |  | 2.43 | 2001-12-11 09:37 | Anjanece | 25 | 1900 | N | N
ALLIED BOLT, INC. | 5956 | Y | ALLIED BOLT, INC. , 5956 |  |  | 2.47 | 2001-12-11 09:37 | Anjanece | 25 | 1900 | N | N
ALLIED BOLT, INC. | 5956 | Y | ALLIED BOLT, INC. , 5956 |  |  | 2.48 | 2001-12-11 09:37 | Anjanece | 25 | 1900 | N | N
ALLIED BOLT, INC. | 5956 | Y | ALLIED BOLT, INC. , 5956 |  |  | 2.52 | 2001-12-11 09:37 | Anjanece | 25 | 1900 | N | N
ALLIED BOLT, INC. | 5956 | Y | ALLIED BOLT, INC. , 5956 |  |  | 2.58 | 2001-12-11 09:37 | Anjanece | 25 | 1900 | N | N
ALLIED BOLT, INC. | 5956 | Y | ALLIED BOLT, INC. , 5956 |  |  | 2.62 | 2001-12-11 09:37 | Anjanece | 25 | 1900 | N | N
ALLIED BOLT, INC. | 5956 | Y | ALLIED BOLT, INC. , 5956 |  |  | 2.66 | 2001-12-11 09:37 | Anjanece | 25 | 1900 | N | N
ALLIED BOLT, INC. | 5956 | Y | ALLIED BOLT, INC. , 5956 |  |  | 2.69 | 2001-12-11 09:37 | Anjanece | 25 | 1900 | N | N
ALLIED BOLT, INC. | 5956 | Y | ALLIED BOLT, INC. , 5956 |  |  | 2.71 | 2001-12-11 09:37 | Anjanece | 25 | 1900 | N | N
ALLIED BOLT, INC. | 5956 | Y | ALLIED BOLT, INC. , 5956 |  |  | 2.74 | 2001-12-11 09:37 | Anjanece | 25 | 1900 | N | N
ALLIED BOLT, INC. | 5956 | Y | ALLIED BOLT, INC. , 5956 |  |  | 2.76 | 2001-12-11 09:37 | Anjanece | 25 | 1900 | N | N
ALLIED BOLT, INC. | 5956 | Y | ALLIED BOLT, INC. , 5956 |  |  | 2.78 | 2001-12-11 09:37 | Anjanece | 25 | 1900 | N | N
ALLIED BOLT, INC. | 5956 | Y | ALLIED BOLT, INC. , 5956 |  | Storm Stores | 0 | 2018-04-16 10:05 | Anjanece |  | 1900 | N | N
ALLIED BOLT, INC. | 5956 | Y | ALLIED BOLT, INC. , 5956 |  |  | 2.27 | 2018-04-16 10:05 | Anjanece |  | 1900 | N | N
ALLIED BOLT, INC. | 5956 | Y | ALLIED BOLT, INC. , 5956 |  |  | 2.28 | 2018-04-16 10:05 | Anjanece |  | 1900 | N | N
ALLIED BOLT, INC. | 5956 | Y | ALLIED BOLT, INC. , 5956 |  |  | 2.29 | 2018-04-16 10:05 | Anjanece |  | 1900 | N | N
ALLIED BOLT, INC. | 5956 | Y | ALLIED BOLT, INC. , 5956 |  |  | 2.3 | 2018-04-16 10:05 | Anjanece |  | 1900 | N | N
ALLIED BOLT, INC. | 5956 | Y | ALLIED BOLT, INC. , 5956 |  |  | 2.32 | 2018-04-16 10:05 | Anjanece |  | 1900 | N | N
ALLIED BOLT, INC. | 5956 | Y | ALLIED BOLT, INC. , 5956 |  |  | 2.36 | 2018-04-16 10:05 | Anjanece |  | 1900 | N | N
ALLIED BOLT, INC. | 5956 | Y | ALLIED BOLT, INC. , 5956 |  |  | 2.51 | 2018-04-16 10:05 | Anjanece |  | 1900 | N | N
ALUMA FORM | AF8866 | Y | ALUMA FORM , AF8866 | JEA OVERHEAD DISTRIBUTION | CSC Stores | 1.49 | 2001-12-11 09:37 | Anjanece | 25 | 1900 | N | N
ALUMA FORM | AF8866 | Y | ALUMA FORM , AF8866 |  |  | 1.5 | 2001-12-11 09:37 | Anjanece | 25 | 1900 | N | N
ALUMA FORM | AF8866 | Y | ALUMA FORM , AF8866 |  |  | 1.95 | 2001-12-11 09:37 | Anjanece | 25 | 1900 | N | N
ALUMA FORM | AF8866 | Y | ALUMA FORM , AF8866 |  |  | 2.17 | 2001-12-11 09:37 | Anjanece | 25 | 1900 | N | N
ALUMA FORM | AF8866 | Y | ALUMA FORM , AF8866 |  |  | 2.18 | 2001-12-11 09:37 | Anjanece | 25 | 1900 | N | N
ALUMA FORM | AF8866 | Y | ALUMA FORM , AF8866 |  |  | 2.22 | 2001-12-11 09:37 | Anjanece | 25 | 1900 | N | N
ALUMA FORM | AF8866 | Y | ALUMA FORM , AF8866 |  |  | 2.23 | 2001-12-11 09:37 | Anjanece | 25 | 1900 | N | N
ALUMA FORM | AF8866 | Y | ALUMA FORM , AF8866 |  |  | 2.25 | 2001-12-11 09:37 | Anjanece | 25 | 1900 | N | N
ALUMA FORM | AF8866 | Y | ALUMA FORM , AF8866 |  |  | 2.27 | 2001-12-11 09:37 | Anjanece | 25 | 1900 | N | N
ALUMA FORM | AF8866 | Y | ALUMA FORM , AF8866 |  |  | 2.28 | 2001-12-11 09:37 | Anjanece | 25 | 1900 | N | N
ALUMA FORM | AF8866 | Y | ALUMA FORM , AF8866 |  |  | 2.29 | 2001-12-11 09:37 | Anjanece | 25 | 1900 | N | N
ALUMA FORM | AF8866 | Y | ALUMA FORM , AF8866 |  |  | 2.31 | 2001-12-11 09:37 | Anjanece | 25 | 1900 | N | N
ALUMA FORM | AF8866 | Y | ALUMA FORM , AF8866 |  |  | 2.32 | 2001-12-11 09:37 | Anjanece | 25 | 1900 | N | N
ALUMA FORM | AF8866 | Y | ALUMA FORM , AF8866 |  |  | 2.34 | 2001-12-11 09:37 | Anjanece | 25 | 1900 | N | N
ALUMA FORM | AF8866 | Y | ALUMA FORM , AF8866 |  |  | 2.36 | 2001-12-11 09:37 | Anjanece | 25 | 1900 | N | N
ALUMA FORM | AF8866 | Y | ALUMA FORM , AF8866 |  |  | 2.39 | 2001-12-11 09:37 | Anjanece | 25 | 1900 | N | N
ALUMA FORM | AF8866 | Y | ALUMA FORM , AF8866 |  |  | 2.43 | 2001-12-11 09:37 | Anjanece | 25 | 1900 | N | N
ALUMA FORM | AF8866 | Y | ALUMA FORM , AF8866 |  |  | 2.47 | 2001-12-11 09:37 | Anjanece | 25 | 1900 | N | N
ALUMA FORM | AF8866 | Y | ALUMA FORM , AF8866 |  |  | 2.48 | 2001-12-11 09:37 | Anjanece | 25 | 1900 | N | N
ALUMA FORM | AF8866 | Y | ALUMA FORM , AF8866 |  |  | 2.52 | 2001-12-11 09:37 | Anjanece | 25 | 1900 | N | N
ALUMA FORM | AF8866 | Y | ALUMA FORM , AF8866 |  |  | 2.58 | 2001-12-11 09:37 | Anjanece | 25 | 1900 | N | N
ALUMA FORM | AF8866 | Y | ALUMA FORM , AF8866 |  |  | 2.62 | 2001-12-11 09:37 | Anjanece | 25 | 1900 | N | N
ALUMA FORM | AF8866 | Y | ALUMA FORM , AF8866 |  |  | 2.66 | 2001-12-11 09:37 | Anjanece | 25 | 1900 | N | N
ALUMA FORM | AF8866 | Y | ALUMA FORM , AF8866 |  |  | 2.69 | 2001-12-11 09:37 | Anjanece | 25 | 1900 | N | N
ALUMA FORM | AF8866 | Y | ALUMA FORM , AF8866 |  |  | 2.71 | 2001-12-11 09:37 | Anjanece | 25 | 1900 | N | N
ALUMA FORM | AF8866 | Y | ALUMA FORM , AF8866 |  |  | 2.74 | 2001-12-11 09:37 | Anjanece | 25 | 1900 | N | N
ALUMA FORM | AF8866 | Y | ALUMA FORM , AF8866 |  |  | 2.76 | 2001-12-11 09:37 | Anjanece | 25 | 1900 | N | N
ALUMA FORM | AF8866 | Y | ALUMA FORM , AF8866 |  |  | 2.78 | 2001-12-11 09:37 | Anjanece | 25 | 1900 | N | N
ALUMA FORM | AF8866 | Y | ALUMA FORM , AF8866 |  | Storm Stores | 0 | 2018-04-16 10:05 | Anjanece |  | 1900 | N | N
ALUMA FORM | AF8866 | Y | ALUMA FORM , AF8866 |  |  | 2.27 | 2018-04-16 10:05 | Anjanece |  | 1900 | N | N
ALUMA FORM | AF8866 | Y | ALUMA FORM , AF8866 |  |  | 2.28 | 2018-04-16 10:05 | Anjanece |  | 1900 | N | N
ALUMA FORM | AF8866 | Y | ALUMA FORM , AF8866 |  |  | 2.29 | 2018-04-16 10:05 | Anjanece |  | 1900 | N | N
ALUMA FORM | AF8866 | Y | ALUMA FORM , AF8866 |  |  | 2.3 | 2018-04-16 10:05 | Anjanece |  | 1900 | N | N
ALUMA FORM | AF8866 | Y | ALUMA FORM , AF8866 |  |  | 2.32 | 2018-04-16 10:05 | Anjanece |  | 1900 | N | N
ALUMA FORM | AF8866 | Y | ALUMA FORM , AF8866 |  |  | 2.36 | 2018-04-16 10:05 | Anjanece |  | 1900 | N | N
ALUMA FORM | AF8866 | Y | ALUMA FORM , AF8866 |  |  | 2.51 | 2018-04-16 10:05 | Anjanece |  | 1900 | N | N
CHANCE | 8866 | Y | CHANCE , 8866 | JEA OVERHEAD DISTRIBUTION | CSC Stores | 1.49 | 2001-12-11 09:37 | Anjanece | 25 | 1900 | N | N
CHANCE | 8866 | Y | CHANCE , 8866 |  |  | 1.5 | 2001-12-11 09:37 | Anjanece | 25 | 1900 | N | N
CHANCE | 8866 | Y | CHANCE , 8866 |  |  | 1.95 | 2001-12-11 09:37 | Anjanece | 25 | 1900 | N | N
CHANCE | 8866 | Y | CHANCE , 8866 |  |  | 2.17 | 2001-12-11 09:37 | Anjanece | 25 | 1900 | N | N
CHANCE | 8866 | Y | CHANCE , 8866 |  |  | 2.18 | 2001-12-11 09:37 | Anjanece | 25 | 1900 | N | N
CHANCE | 8866 | Y | CHANCE , 8866 |  |  | 2.22 | 2001-12-11 09:37 | Anjanece | 25 | 1900 | N | N
CHANCE | 8866 | Y | CHANCE , 8866 |  |  | 2.23 | 2001-12-11 09:37 | Anjanece | 25 | 1900 | N | N
CHANCE | 8866 | Y | CHANCE , 8866 |  |  | 2.25 | 2001-12-11 09:37 | Anjanece | 25 | 1900 | N | N
CHANCE | 8866 | Y | CHANCE , 8866 |  |  | 2.27 | 2001-12-11 09:37 | Anjanece | 25 | 1900 | N | N
CHANCE | 8866 | Y | CHANCE , 8866 |  |  | 2.28 | 2001-12-11 09:37 | Anjanece | 25 | 1900 | N | N
CHANCE | 8866 | Y | CHANCE , 8866 |  |  | 2.29 | 2001-12-11 09:37 | Anjanece | 25 | 1900 | N | N
CHANCE | 8866 | Y | CHANCE , 8866 |  |  | 2.31 | 2001-12-11 09:37 | Anjanece | 25 | 1900 | N | N
CHANCE | 8866 | Y | CHANCE , 8866 |  |  | 2.32 | 2001-12-11 09:37 | Anjanece | 25 | 1900 | N | N
CHANCE | 8866 | Y | CHANCE , 8866 |  |  | 2.34 | 2001-12-11 09:37 | Anjanece | 25 | 1900 | N | N
CHANCE | 8866 | Y | CHANCE , 8866 |  |  | 2.36 | 2001-12-11 09:37 | Anjanece | 25 | 1900 | N | N
CHANCE | 8866 | Y | CHANCE , 8866 |  |  | 2.39 | 2001-12-11 09:37 | Anjanece | 25 | 1900 | N | N
CHANCE | 8866 | Y | CHANCE , 8866 |  |  | 2.43 | 2001-12-11 09:37 | Anjanece | 25 | 1900 | N | N
CHANCE | 8866 | Y | CHANCE , 8866 |  |  | 2.47 | 2001-12-11 09:37 | Anjanece | 25 | 1900 | N | N
CHANCE | 8866 | Y | CHANCE , 8866 |  |  | 2.48 | 2001-12-11 09:37 | Anjanece | 25 | 1900 | N | N
CHANCE | 8866 | Y | CHANCE , 8866 |  |  | 2.52 | 2001-12-11 09:37 | Anjanece | 25 | 1900 | N | N
CHANCE | 8866 | Y | CHANCE , 8866 |  |  | 2.58 | 2001-12-11 09:37 | Anjanece | 25 | 1900 | N | N
CHANCE | 8866 | Y | CHANCE , 8866 |  |  | 2.62 | 2001-12-11 09:37 | Anjanece | 25 | 1900 | N | N
CHANCE | 8866 | Y | CHANCE , 8866 |  |  | 2.66 | 2001-12-11 09:37 | Anjanece | 25 | 1900 | N | N
CHANCE | 8866 | Y | CHANCE , 8866 |  |  | 2.69 | 2001-12-11 09:37 | Anjanece | 25 | 1900 | N | N
CHANCE | 8866 | Y | CHANCE , 8866 |  |  | 2.71 | 2001-12-11 09:37 | Anjanece | 25 | 1900 | N | N
CHANCE | 8866 | Y | CHANCE , 8866 |  |  | 2.74 | 2001-12-11 09:37 | Anjanece | 25 | 1900 | N | N
CHANCE | 8866 | Y | CHANCE , 8866 |  |  | 2.76 | 2001-12-11 09:37 | Anjanece | 25 | 1900 | N | N
CHANCE | 8866 | Y | CHANCE , 8866 |  |  | 2.78 | 2001-12-11 09:37 | Anjanece | 25 | 1900 | N | N
CHANCE | 8866 | Y | CHANCE , 8866 |  | Storm Stores | 0 | 2018-04-16 10:05 | Anjanece |  | 1900 | N | N
CHANCE | 8866 | Y | CHANCE , 8866 |  |  | 2.27 | 2018-04-16 10:05 | Anjanece |  | 1900 | N | N
CHANCE | 8866 | Y | CHANCE , 8866 |  |  | 2.28 | 2018-04-16 10:05 | Anjanece |  | 1900 | N | N
CHANCE | 8866 | Y | CHANCE , 8866 |  |  | 2.29 | 2018-04-16 10:05 | Anjanece |  | 1900 | N | N
CHANCE | 8866 | Y | CHANCE , 8866 |  |  | 2.3 | 2018-04-16 10:05 | Anjanece |  | 1900 | N | N
CHANCE | 8866 | Y | CHANCE , 8866 |  |  | 2.32 | 2018-04-16 10:05 | Anjanece |  | 1900 | N | N
CHANCE | 8866 | Y | CHANCE , 8866 |  |  | 2.36 | 2018-04-16 10:05 | Anjanece |  | 1900 | N | N
CHANCE | 8866 | Y | CHANCE , 8866 |  |  | 2.51 | 2018-04-16 10:05 | Anjanece |  | 1900 | N | N
DIXIE ELECTRIC | D8866 | Y | DIXIE ELECTRIC , D8866 | JEA OVERHEAD DISTRIBUTION | CSC Stores | 1.49 | 2001-12-11 09:37 | Anjanece | 25 | 1900 | N | N
DIXIE ELECTRIC | D8866 | Y | DIXIE ELECTRIC , D8866 |  |  | 1.5 | 2001-12-11 09:37 | Anjanece | 25 | 1900 | N | N
DIXIE ELECTRIC | D8866 | Y | DIXIE ELECTRIC , D8866 |  |  | 1.95 | 2001-12-11 09:37 | Anjanece | 25 | 1900 | N | N
DIXIE ELECTRIC | D8866 | Y | DIXIE ELECTRIC , D8866 |  |  | 2.17 | 2001-12-11 09:37 | Anjanece | 25 | 1900 | N | N
DIXIE ELECTRIC | D8866 | Y | DIXIE ELECTRIC , D8866 |  |  | 2.18 | 2001-12-11 09:37 | Anjanece | 25 | 1900 | N | N
DIXIE ELECTRIC | D8866 | Y | DIXIE ELECTRIC , D8866 |  |  | 2.22 | 2001-12-11 09:37 | Anjanece | 25 | 1900 | N | N
DIXIE ELECTRIC | D8866 | Y | DIXIE ELECTRIC , D8866 |  |  | 2.23 | 2001-12-11 09:37 | Anjanece | 25 | 1900 | N | N
DIXIE ELECTRIC | D8866 | Y | DIXIE ELECTRIC , D8866 |  |  | 2.25 | 2001-12-11 09:37 | Anjanece | 25 | 1900 | N | N
DIXIE ELECTRIC | D8866 | Y | DIXIE ELECTRIC , D8866 |  |  | 2.27 | 2001-12-11 09:37 | Anjanece | 25 | 1900 | N | N
DIXIE ELECTRIC | D8866 | Y | DIXIE ELECTRIC , D8866 |  |  | 2.28 | 2001-12-11 09:37 | Anjanece | 25 | 1900 | N | N
DIXIE ELECTRIC | D8866 | Y | DIXIE ELECTRIC , D8866 |  |  | 2.29 | 2001-12-11 09:37 | Anjanece | 25 | 1900 | N | N
DIXIE ELECTRIC | D8866 | Y | DIXIE ELECTRIC , D8866 |  |  | 2.31 | 2001-12-11 09:37 | Anjanece | 25 | 1900 | N | N
DIXIE ELECTRIC | D8866 | Y | DIXIE ELECTRIC , D8866 |  |  | 2.32 | 2001-12-11 09:37 | Anjanece | 25 | 1900 | N | N
DIXIE ELECTRIC | D8866 | Y | DIXIE ELECTRIC , D8866 |  |  | 2.34 | 2001-12-11 09:37 | Anjanece | 25 | 1900 | N | N
DIXIE ELECTRIC | D8866 | Y | DIXIE ELECTRIC , D8866 |  |  | 2.36 | 2001-12-11 09:37 | Anjanece | 25 | 1900 | N | N
DIXIE ELECTRIC | D8866 | Y | DIXIE ELECTRIC , D8866 |  |  | 2.39 | 2001-12-11 09:37 | Anjanece | 25 | 1900 | N | N
DIXIE ELECTRIC | D8866 | Y | DIXIE ELECTRIC , D8866 |  |  | 2.43 | 2001-12-11 09:37 | Anjanece | 25 | 1900 | N | N
DIXIE ELECTRIC | D8866 | Y | DIXIE ELECTRIC , D8866 |  |  | 2.47 | 2001-12-11 09:37 | Anjanece | 25 | 1900 | N | N
DIXIE ELECTRIC | D8866 | Y | DIXIE ELECTRIC , D8866 |  |  | 2.48 | 2001-12-11 09:37 | Anjanece | 25 | 1900 | N | N
DIXIE ELECTRIC | D8866 | Y | DIXIE ELECTRIC , D8866 |  |  | 2.52 | 2001-12-11 09:37 | Anjanece | 25 | 1900 | N | N
DIXIE ELECTRIC | D8866 | Y | DIXIE ELECTRIC , D8866 |  |  | 2.58 | 2001-12-11 09:37 | Anjanece | 25 | 1900 | N | N
DIXIE ELECTRIC | D8866 | Y | DIXIE ELECTRIC , D8866 |  |  | 2.62 | 2001-12-11 09:37 | Anjanece | 25 | 1900 | N | N
DIXIE ELECTRIC | D8866 | Y | DIXIE ELECTRIC , D8866 |  |  | 2.66 | 2001-12-11 09:37 | Anjanece | 25 | 1900 | N | N
DIXIE ELECTRIC | D8866 | Y | DIXIE ELECTRIC , D8866 |  |  | 2.69 | 2001-12-11 09:37 | Anjanece | 25 | 1900 | N | N
DIXIE ELECTRIC | D8866 | Y | DIXIE ELECTRIC , D8866 |  |  | 2.71 | 2001-12-11 09:37 | Anjanece | 25 | 1900 | N | N
DIXIE ELECTRIC | D8866 | Y | DIXIE ELECTRIC , D8866 |  |  | 2.74 | 2001-12-11 09:37 | Anjanece | 25 | 1900 | N | N
DIXIE ELECTRIC | D8866 | Y | DIXIE ELECTRIC , D8866 |  |  | 2.76 | 2001-12-11 09:37 | Anjanece | 25 | 1900 | N | N
DIXIE ELECTRIC | D8866 | Y | DIXIE ELECTRIC , D8866 |  |  | 2.78 | 2001-12-11 09:37 | Anjanece | 25 | 1900 | N | N
DIXIE ELECTRIC | D8866 | Y | DIXIE ELECTRIC , D8866 |  | Storm Stores | 0 | 2018-04-16 10:05 | Anjanece |  | 1900 | N | N
DIXIE ELECTRIC | D8866 | Y | DIXIE ELECTRIC , D8866 |  |  | 2.27 | 2018-04-16 10:05 | Anjanece |  | 1900 | N | N
DIXIE ELECTRIC | D8866 | Y | DIXIE ELECTRIC , D8866 |  |  | 2.28 | 2018-04-16 10:05 | Anjanece |  | 1900 | N | N
DIXIE ELECTRIC | D8866 | Y | DIXIE ELECTRIC , D8866 |  |  | 2.29 | 2018-04-16 10:05 | Anjanece |  | 1900 | N | N
DIXIE ELECTRIC | D8866 | Y | DIXIE ELECTRIC , D8866 |  |  | 2.3 | 2018-04-16 10:05 | Anjanece |  | 1900 | N | N
DIXIE ELECTRIC | D8866 | Y | DIXIE ELECTRIC , D8866 |  |  | 2.32 | 2018-04-16 10:05 | Anjanece |  | 1900 | N | N
DIXIE ELECTRIC | D8866 | Y | DIXIE ELECTRIC , D8866 |  |  | 2.36 | 2018-04-16 10:05 | Anjanece |  | 1900 | N | N
DIXIE ELECTRIC | D8866 | Y | DIXIE ELECTRIC , D8866 |  |  | 2.51 | 2018-04-16 10:05 | Anjanece |  | 1900 | N | N
FLORIDA WIRE AND CABLE | FW8866 | Y | FLORIDA WIRE AND CABLE , FW8866 | JEA OVERHEAD DISTRIBUTION | CSC Stores | 1.49 | 2001-12-11 09:37 | Anjanece | 25 | 1900 | N | N
FLORIDA WIRE AND CABLE | FW8866 | Y | FLORIDA WIRE AND CABLE , FW8866 |  |  | 1.5 | 2001-12-11 09:37 | Anjanece | 25 | 1900 | N | N
FLORIDA WIRE AND CABLE | FW8866 | Y | FLORIDA WIRE AND CABLE , FW8866 |  |  | 1.95 | 2001-12-11 09:37 | Anjanece | 25 | 1900 | N | N
FLORIDA WIRE AND CABLE | FW8866 | Y | FLORIDA WIRE AND CABLE , FW8866 |  |  | 2.17 | 2001-12-11 09:37 | Anjanece | 25 | 1900 | N | N
FLORIDA WIRE AND CABLE | FW8866 | Y | FLORIDA WIRE AND CABLE , FW8866 |  |  | 2.18 | 2001-12-11 09:37 | Anjanece | 25 | 1900 | N | N
FLORIDA WIRE AND CABLE | FW8866 | Y | FLORIDA WIRE AND CABLE , FW8866 |  |  | 2.22 | 2001-12-11 09:37 | Anjanece | 25 | 1900 | N | N
FLORIDA WIRE AND CABLE | FW8866 | Y | FLORIDA WIRE AND CABLE , FW8866 |  |  | 2.23 | 2001-12-11 09:37 | Anjanece | 25 | 1900 | N | N
FLORIDA WIRE AND CABLE | FW8866 | Y | FLORIDA WIRE AND CABLE , FW8866 |  |  | 2.25 | 2001-12-11 09:37 | Anjanece | 25 | 1900 | N | N
FLORIDA WIRE AND CABLE | FW8866 | Y | FLORIDA WIRE AND CABLE , FW8866 |  |  | 2.27 | 2001-12-11 09:37 | Anjanece | 25 | 1900 | N | N
FLORIDA WIRE AND CABLE | FW8866 | Y | FLORIDA WIRE AND CABLE , FW8866 |  |  | 2.28 | 2001-12-11 09:37 | Anjanece | 25 | 1900 | N | N
FLORIDA WIRE AND CABLE | FW8866 | Y | FLORIDA WIRE AND CABLE , FW8866 |  |  | 2.29 | 2001-12-11 09:37 | Anjanece | 25 | 1900 | N | N
FLORIDA WIRE AND CABLE | FW8866 | Y | FLORIDA WIRE AND CABLE , FW8866 |  |  | 2.31 | 2001-12-11 09:37 | Anjanece | 25 | 1900 | N | N
FLORIDA WIRE AND CABLE | FW8866 | Y | FLORIDA WIRE AND CABLE , FW8866 |  |  | 2.32 | 2001-12-11 09:37 | Anjanece | 25 | 1900 | N | N
FLORIDA WIRE AND CABLE | FW8866 | Y | FLORIDA WIRE AND CABLE , FW8866 |  |  | 2.34 | 2001-12-11 09:37 | Anjanece | 25 | 1900 | N | N
FLORIDA WIRE AND CABLE | FW8866 | Y | FLORIDA WIRE AND CABLE , FW8866 |  |  | 2.36 | 2001-12-11 09:37 | Anjanece | 25 | 1900 | N | N
FLORIDA WIRE AND CABLE | FW8866 | Y | FLORIDA WIRE AND CABLE , FW8866 |  |  | 2.39 | 2001-12-11 09:37 | Anjanece | 25 | 1900 | N | N
FLORIDA WIRE AND CABLE | FW8866 | Y | FLORIDA WIRE AND CABLE , FW8866 |  |  | 2.43 | 2001-12-11 09:37 | Anjanece | 25 | 1900 | N | N
FLORIDA WIRE AND CABLE | FW8866 | Y | FLORIDA WIRE AND CABLE , FW8866 |  |  | 2.47 | 2001-12-11 09:37 | Anjanece | 25 | 1900 | N | N
FLORIDA WIRE AND CABLE | FW8866 | Y | FLORIDA WIRE AND CABLE , FW8866 |  |  | 2.48 | 2001-12-11 09:37 | Anjanece | 25 | 1900 | N | N
FLORIDA WIRE AND CABLE | FW8866 | Y | FLORIDA WIRE AND CABLE , FW8866 |  |  | 2.52 | 2001-12-11 09:37 | Anjanece | 25 | 1900 | N | N
FLORIDA WIRE AND CABLE | FW8866 | Y | FLORIDA WIRE AND CABLE , FW8866 |  |  | 2.58 | 2001-12-11 09:37 | Anjanece | 25 | 1900 | N | N
FLORIDA WIRE AND CABLE | FW8866 | Y | FLORIDA WIRE AND CABLE , FW8866 |  |  | 2.62 | 2001-12-11 09:37 | Anjanece | 25 | 1900 | N | N
FLORIDA WIRE AND CABLE | FW8866 | Y | FLORIDA WIRE AND CABLE , FW8866 |  |  | 2.66 | 2001-12-11 09:37 | Anjanece | 25 | 1900 | N | N
FLORIDA WIRE AND CABLE | FW8866 | Y | FLORIDA WIRE AND CABLE , FW8866 |  |  | 2.69 | 2001-12-11 09:37 | Anjanece | 25 | 1900 | N | N
FLORIDA WIRE AND CABLE | FW8866 | Y | FLORIDA WIRE AND CABLE , FW8866 |  |  | 2.71 | 2001-12-11 09:37 | Anjanece | 25 | 1900 | N | N
FLORIDA WIRE AND CABLE | FW8866 | Y | FLORIDA WIRE AND CABLE , FW8866 |  |  | 2.74 | 2001-12-11 09:37 | Anjanece | 25 | 1900 | N | N
FLORIDA WIRE AND CABLE | FW8866 | Y | FLORIDA WIRE AND CABLE , FW8866 |  |  | 2.76 | 2001-12-11 09:37 | Anjanece | 25 | 1900 | N | N
FLORIDA WIRE AND CABLE | FW8866 | Y | FLORIDA WIRE AND CABLE , FW8866 |  |  | 2.78 | 2001-12-11 09:37 | Anjanece | 25 | 1900 | N | N
FLORIDA WIRE AND CABLE | FW8866 | Y | FLORIDA WIRE AND CABLE , FW8866 |  | Storm Stores | 0 | 2018-04-16 10:05 | Anjanece |  | 1900 | N | N
FLORIDA WIRE AND CABLE | FW8866 | Y | FLORIDA WIRE AND CABLE , FW8866 |  |  | 2.27 | 2018-04-16 10:05 | Anjanece |  | 1900 | N | N
FLORIDA WIRE AND CABLE | FW8866 | Y | FLORIDA WIRE AND CABLE , FW8866 |  |  | 2.28 | 2018-04-16 10:05 | Anjanece |  | 1900 | N | N
FLORIDA WIRE AND CABLE | FW8866 | Y | FLORIDA WIRE AND CABLE , FW8866 |  |  | 2.29 | 2018-04-16 10:05 | Anjanece |  | 1900 | N | N
FLORIDA WIRE AND CABLE | FW8866 | Y | FLORIDA WIRE AND CABLE , FW8866 |  |  | 2.3 | 2018-04-16 10:05 | Anjanece |  | 1900 | N | N
FLORIDA WIRE AND CABLE | FW8866 | Y | FLORIDA WIRE AND CABLE , FW8866 |  |  | 2.32 | 2018-04-16 10:05 | Anjanece |  | 1900 | N | N
FLORIDA WIRE AND CABLE | FW8866 | Y | FLORIDA WIRE AND CABLE , FW8866 |  |  | 2.36 | 2018-04-16 10:05 | Anjanece |  | 1900 | N | N
FLORIDA WIRE AND CABLE | FW8866 | Y | FLORIDA WIRE AND CABLE , FW8866 |  |  | 2.51 | 2018-04-16 10:05 | Anjanece |  | 1900 | N | N
HUGHES | TR-616-F | Y | HUGHES , TR-616-F | JEA OVERHEAD DISTRIBUTION | CSC Stores | 1.49 | 2001-12-11 09:37 | Anjanece | 25 | 1900 | N | N
HUGHES | TR-616-F | Y | HUGHES , TR-616-F |  |  | 1.5 | 2001-12-11 09:37 | Anjanece | 25 | 1900 | N | N
HUGHES | TR-616-F | Y | HUGHES , TR-616-F |  |  | 1.95 | 2001-12-11 09:37 | Anjanece | 25 | 1900 | N | N
HUGHES | TR-616-F | Y | HUGHES , TR-616-F |  |  | 2.17 | 2001-12-11 09:37 | Anjanece | 25 | 1900 | N | N
HUGHES | TR-616-F | Y | HUGHES , TR-616-F |  |  | 2.18 | 2001-12-11 09:37 | Anjanece | 25 | 1900 | N | N
HUGHES | TR-616-F | Y | HUGHES , TR-616-F |  |  | 2.22 | 2001-12-11 09:37 | Anjanece | 25 | 1900 | N | N
HUGHES | TR-616-F | Y | HUGHES , TR-616-F |  |  | 2.23 | 2001-12-11 09:37 | Anjanece | 25 | 1900 | N | N
HUGHES | TR-616-F | Y | HUGHES , TR-616-F |  |  | 2.25 | 2001-12-11 09:37 | Anjanece | 25 | 1900 | N | N
HUGHES | TR-616-F | Y | HUGHES , TR-616-F |  |  | 2.27 | 2001-12-11 09:37 | Anjanece | 25 | 1900 | N | N
HUGHES | TR-616-F | Y | HUGHES , TR-616-F |  |  | 2.28 | 2001-12-11 09:37 | Anjanece | 25 | 1900 | N | N
HUGHES | TR-616-F | Y | HUGHES , TR-616-F |  |  | 2.29 | 2001-12-11 09:37 | Anjanece | 25 | 1900 | N | N
HUGHES | TR-616-F | Y | HUGHES , TR-616-F |  |  | 2.31 | 2001-12-11 09:37 | Anjanece | 25 | 1900 | N | N
HUGHES | TR-616-F | Y | HUGHES , TR-616-F |  |  | 2.32 | 2001-12-11 09:37 | Anjanece | 25 | 1900 | N | N
HUGHES | TR-616-F | Y | HUGHES , TR-616-F |  |  | 2.34 | 2001-12-11 09:37 | Anjanece | 25 | 1900 | N | N
HUGHES | TR-616-F | Y | HUGHES , TR-616-F |  |  | 2.36 | 2001-12-11 09:37 | Anjanece | 25 | 1900 | N | N
HUGHES | TR-616-F | Y | HUGHES , TR-616-F |  |  | 2.39 | 2001-12-11 09:37 | Anjanece | 25 | 1900 | N | N
HUGHES | TR-616-F | Y | HUGHES , TR-616-F |  |  | 2.43 | 2001-12-11 09:37 | Anjanece | 25 | 1900 | N | N
HUGHES | TR-616-F | Y | HUGHES , TR-616-F |  |  | 2.47 | 2001-12-11 09:37 | Anjanece | 25 | 1900 | N | N
HUGHES | TR-616-F | Y | HUGHES , TR-616-F |  |  | 2.48 | 2001-12-11 09:37 | Anjanece | 25 | 1900 | N | N
HUGHES | TR-616-F | Y | HUGHES , TR-616-F |  |  | 2.52 | 2001-12-11 09:37 | Anjanece | 25 | 1900 | N | N
HUGHES | TR-616-F | Y | HUGHES , TR-616-F |  |  | 2.58 | 2001-12-11 09:37 | Anjanece | 25 | 1900 | N | N
HUGHES | TR-616-F | Y | HUGHES , TR-616-F |  |  | 2.62 | 2001-12-11 09:37 | Anjanece | 25 | 1900 | N | N
HUGHES | TR-616-F | Y | HUGHES , TR-616-F |  |  | 2.66 | 2001-12-11 09:37 | Anjanece | 25 | 1900 | N | N
HUGHES | TR-616-F | Y | HUGHES , TR-616-F |  |  | 2.69 | 2001-12-11 09:37 | Anjanece | 25 | 1900 | N | N
HUGHES | TR-616-F | Y | HUGHES , TR-616-F |  |  | 2.71 | 2001-12-11 09:37 | Anjanece | 25 | 1900 | N | N
HUGHES | TR-616-F | Y | HUGHES , TR-616-F |  |  | 2.74 | 2001-12-11 09:37 | Anjanece | 25 | 1900 | N | N
HUGHES | TR-616-F | Y | HUGHES , TR-616-F |  |  | 2.76 | 2001-12-11 09:37 | Anjanece | 25 | 1900 | N | N
HUGHES | TR-616-F | Y | HUGHES , TR-616-F |  |  | 2.78 | 2001-12-11 09:37 | Anjanece | 25 | 1900 | N | N
HUGHES | TR-616-F | Y | HUGHES , TR-616-F |  | Storm Stores | 0 | 2018-04-16 10:05 | Anjanece |  | 1900 | N | N
HUGHES | TR-616-F | Y | HUGHES , TR-616-F |  |  | 2.27 | 2018-04-16 10:05 | Anjanece |  | 1900 | N | N
HUGHES | TR-616-F | Y | HUGHES , TR-616-F |  |  | 2.28 | 2018-04-16 10:05 | Anjanece |  | 1900 | N | N
HUGHES | TR-616-F | Y | HUGHES , TR-616-F |  |  | 2.29 | 2018-04-16 10:05 | Anjanece |  | 1900 | N | N
HUGHES | TR-616-F | Y | HUGHES , TR-616-F |  |  | 2.3 | 2018-04-16 10:05 | Anjanece |  | 1900 | N | N
HUGHES | TR-616-F | Y | HUGHES , TR-616-F |  |  | 2.32 | 2018-04-16 10:05 | Anjanece |  | 1900 | N | N
HUGHES | TR-616-F | Y | HUGHES , TR-616-F |  |  | 2.36 | 2018-04-16 10:05 | Anjanece |  | 1900 | N | N
HUGHES | TR-616-F | Y | HUGHES , TR-616-F |  |  | 2.51 | 2018-04-16 10:05 | Anjanece |  | 1900 | N | N
JOSLYN HI-VOLTAGE CORP. | J8866 | Y | JOSLYN HI-VOLTAGE CORP. , J8866 | JEA OVERHEAD DISTRIBUTION | CSC Stores | 1.49 | 2001-12-11 09:37 | Anjanece | 25 | 1900 | N | N
JOSLYN HI-VOLTAGE CORP. | J8866 | Y | JOSLYN HI-VOLTAGE CORP. , J8866 |  |  | 1.5 | 2001-12-11 09:37 | Anjanece | 25 | 1900 | N | N
JOSLYN HI-VOLTAGE CORP. | J8866 | Y | JOSLYN HI-VOLTAGE CORP. , J8866 |  |  | 1.95 | 2001-12-11 09:37 | Anjanece | 25 | 1900 | N | N
JOSLYN HI-VOLTAGE CORP. | J8866 | Y | JOSLYN HI-VOLTAGE CORP. , J8866 |  |  | 2.17 | 2001-12-11 09:37 | Anjanece | 25 | 1900 | N | N
JOSLYN HI-VOLTAGE CORP. | J8866 | Y | JOSLYN HI-VOLTAGE CORP. , J8866 |  |  | 2.18 | 2001-12-11 09:37 | Anjanece | 25 | 1900 | N | N
JOSLYN HI-VOLTAGE CORP. | J8866 | Y | JOSLYN HI-VOLTAGE CORP. , J8866 |  |  | 2.22 | 2001-12-11 09:37 | Anjanece | 25 | 1900 | N | N
JOSLYN HI-VOLTAGE CORP. | J8866 | Y | JOSLYN HI-VOLTAGE CORP. , J8866 |  |  | 2.23 | 2001-12-11 09:37 | Anjanece | 25 | 1900 | N | N
JOSLYN HI-VOLTAGE CORP. | J8866 | Y | JOSLYN HI-VOLTAGE CORP. , J8866 |  |  | 2.25 | 2001-12-11 09:37 | Anjanece | 25 | 1900 | N | N
JOSLYN HI-VOLTAGE CORP. | J8866 | Y | JOSLYN HI-VOLTAGE CORP. , J8866 |  |  | 2.27 | 2001-12-11 09:37 | Anjanece | 25 | 1900 | N | N
JOSLYN HI-VOLTAGE CORP. | J8866 | Y | JOSLYN HI-VOLTAGE CORP. , J8866 |  |  | 2.28 | 2001-12-11 09:37 | Anjanece | 25 | 1900 | N | N
JOSLYN HI-VOLTAGE CORP. | J8866 | Y | JOSLYN HI-VOLTAGE CORP. , J8866 |  |  | 2.29 | 2001-12-11 09:37 | Anjanece | 25 | 1900 | N | N
JOSLYN HI-VOLTAGE CORP. | J8866 | Y | JOSLYN HI-VOLTAGE CORP. , J8866 |  |  | 2.31 | 2001-12-11 09:37 | Anjanece | 25 | 1900 | N | N
JOSLYN HI-VOLTAGE CORP. | J8866 | Y | JOSLYN HI-VOLTAGE CORP. , J8866 |  |  | 2.32 | 2001-12-11 09:37 | Anjanece | 25 | 1900 | N | N
JOSLYN HI-VOLTAGE CORP. | J8866 | Y | JOSLYN HI-VOLTAGE CORP. , J8866 |  |  | 2.34 | 2001-12-11 09:37 | Anjanece | 25 | 1900 | N | N
JOSLYN HI-VOLTAGE CORP. | J8866 | Y | JOSLYN HI-VOLTAGE CORP. , J8866 |  |  | 2.36 | 2001-12-11 09:37 | Anjanece | 25 | 1900 | N | N
JOSLYN HI-VOLTAGE CORP. | J8866 | Y | JOSLYN HI-VOLTAGE CORP. , J8866 |  |  | 2.39 | 2001-12-11 09:37 | Anjanece | 25 | 1900 | N | N
JOSLYN HI-VOLTAGE CORP. | J8866 | Y | JOSLYN HI-VOLTAGE CORP. , J8866 |  |  | 2.43 | 2001-12-11 09:37 | Anjanece | 25 | 1900 | N | N
JOSLYN HI-VOLTAGE CORP. | J8866 | Y | JOSLYN HI-VOLTAGE CORP. , J8866 |  |  | 2.47 | 2001-12-11 09:37 | Anjanece | 25 | 1900 | N | N
JOSLYN HI-VOLTAGE CORP. | J8866 | Y | JOSLYN HI-VOLTAGE CORP. , J8866 |  |  | 2.48 | 2001-12-11 09:37 | Anjanece | 25 | 1900 | N | N
JOSLYN HI-VOLTAGE CORP. | J8866 | Y | JOSLYN HI-VOLTAGE CORP. , J8866 |  |  | 2.52 | 2001-12-11 09:37 | Anjanece | 25 | 1900 | N | N
JOSLYN HI-VOLTAGE CORP. | J8866 | Y | JOSLYN HI-VOLTAGE CORP. , J8866 |  |  | 2.58 | 2001-12-11 09:37 | Anjanece | 25 | 1900 | N | N
JOSLYN HI-VOLTAGE CORP. | J8866 | Y | JOSLYN HI-VOLTAGE CORP. , J8866 |  |  | 2.62 | 2001-12-11 09:37 | Anjanece | 25 | 1900 | N | N
JOSLYN HI-VOLTAGE CORP. | J8866 | Y | JOSLYN HI-VOLTAGE CORP. , J8866 |  |  | 2.66 | 2001-12-11 09:37 | Anjanece | 25 | 1900 | N | N
JOSLYN HI-VOLTAGE CORP. | J8866 | Y | JOSLYN HI-VOLTAGE CORP. , J8866 |  |  | 2.69 | 2001-12-11 09:37 | Anjanece | 25 | 1900 | N | N
JOSLYN HI-VOLTAGE CORP. | J8866 | Y | JOSLYN HI-VOLTAGE CORP. , J8866 |  |  | 2.71 | 2001-12-11 09:37 | Anjanece | 25 | 1900 | N | N
JOSLYN HI-VOLTAGE CORP. | J8866 | Y | JOSLYN HI-VOLTAGE CORP. , J8866 |  |  | 2.74 | 2001-12-11 09:37 | Anjanece | 25 | 1900 | N | N
JOSLYN HI-VOLTAGE CORP. | J8866 | Y | JOSLYN HI-VOLTAGE CORP. , J8866 |  |  | 2.76 | 2001-12-11 09:37 | Anjanece | 25 | 1900 | N | N
JOSLYN HI-VOLTAGE CORP. | J8866 | Y | JOSLYN HI-VOLTAGE CORP. , J8866 |  |  | 2.78 | 2001-12-11 09:37 | Anjanece | 25 | 1900 | N | N
JOSLYN HI-VOLTAGE CORP. | J8866 | Y | JOSLYN HI-VOLTAGE CORP. , J8866 |  | Storm Stores | 0 | 2018-04-16 10:05 | Anjanece |  | 1900 | N | N
JOSLYN HI-VOLTAGE CORP. | J8866 | Y | JOSLYN HI-VOLTAGE CORP. , J8866 |  |  | 2.27 | 2018-04-16 10:05 | Anjanece |  | 1900 | N | N
JOSLYN HI-VOLTAGE CORP. | J8866 | Y | JOSLYN HI-VOLTAGE CORP. , J8866 |  |  | 2.28 | 2018-04-16 10:05 | Anjanece |  | 1900 | N | N
JOSLYN HI-VOLTAGE CORP. | J8866 | Y | JOSLYN HI-VOLTAGE CORP. , J8866 |  |  | 2.29 | 2018-04-16 10:05 | Anjanece |  | 1900 | N | N
JOSLYN HI-VOLTAGE CORP. | J8866 | Y | JOSLYN HI-VOLTAGE CORP. , J8866 |  |  | 2.3 | 2018-04-16 10:05 | Anjanece |  | 1900 | N | N
JOSLYN HI-VOLTAGE CORP. | J8866 | Y | JOSLYN HI-VOLTAGE CORP. , J8866 |  |  | 2.32 | 2018-04-16 10:05 | Anjanece |  | 1900 | N | N
JOSLYN HI-VOLTAGE CORP. | J8866 | Y | JOSLYN HI-VOLTAGE CORP. , J8866 |  |  | 2.36 | 2018-04-16 10:05 | Anjanece |  | 1900 | N | N
JOSLYN HI-VOLTAGE CORP. | J8866 | Y | JOSLYN HI-VOLTAGE CORP. , J8866 |  |  | 2.51 | 2018-04-16 10:05 | Anjanece |  | 1900 | N | N
MC GRAW EDISON | DF2D16 | Y | MC GRAW EDISON , DF2D16 | JEA OVERHEAD DISTRIBUTION | CSC Stores | 1.49 | 2001-12-11 09:37 | Anjanece | 25 | 1900 | N | N
MC GRAW EDISON | DF2D16 | Y | MC GRAW EDISON , DF2D16 |  |  | 1.5 | 2001-12-11 09:37 | Anjanece | 25 | 1900 | N | N
MC GRAW EDISON | DF2D16 | Y | MC GRAW EDISON , DF2D16 |  |  | 1.95 | 2001-12-11 09:37 | Anjanece | 25 | 1900 | N | N
MC GRAW EDISON | DF2D16 | Y | MC GRAW EDISON , DF2D16 |  |  | 2.17 | 2001-12-11 09:37 | Anjanece | 25 | 1900 | N | N
MC GRAW EDISON | DF2D16 | Y | MC GRAW EDISON , DF2D16 |  |  | 2.18 | 2001-12-11 09:37 | Anjanece | 25 | 1900 | N | N
MC GRAW EDISON | DF2D16 | Y | MC GRAW EDISON , DF2D16 |  |  | 2.22 | 2001-12-11 09:37 | Anjanece | 25 | 1900 | N | N
MC GRAW EDISON | DF2D16 | Y | MC GRAW EDISON , DF2D16 |  |  | 2.23 | 2001-12-11 09:37 | Anjanece | 25 | 1900 | N | N
MC GRAW EDISON | DF2D16 | Y | MC GRAW EDISON , DF2D16 |  |  | 2.25 | 2001-12-11 09:37 | Anjanece | 25 | 1900 | N | N
MC GRAW EDISON | DF2D16 | Y | MC GRAW EDISON , DF2D16 |  |  | 2.27 | 2001-12-11 09:37 | Anjanece | 25 | 1900 | N | N
MC GRAW EDISON | DF2D16 | Y | MC GRAW EDISON , DF2D16 |  |  | 2.28 | 2001-12-11 09:37 | Anjanece | 25 | 1900 | N | N
MC GRAW EDISON | DF2D16 | Y | MC GRAW EDISON , DF2D16 |  |  | 2.29 | 2001-12-11 09:37 | Anjanece | 25 | 1900 | N | N
MC GRAW EDISON | DF2D16 | Y | MC GRAW EDISON , DF2D16 |  |  | 2.31 | 2001-12-11 09:37 | Anjanece | 25 | 1900 | N | N
MC GRAW EDISON | DF2D16 | Y | MC GRAW EDISON , DF2D16 |  |  | 2.32 | 2001-12-11 09:37 | Anjanece | 25 | 1900 | N | N
MC GRAW EDISON | DF2D16 | Y | MC GRAW EDISON , DF2D16 |  |  | 2.34 | 2001-12-11 09:37 | Anjanece | 25 | 1900 | N | N
MC GRAW EDISON | DF2D16 | Y | MC GRAW EDISON , DF2D16 |  |  | 2.36 | 2001-12-11 09:37 | Anjanece | 25 | 1900 | N | N
MC GRAW EDISON | DF2D16 | Y | MC GRAW EDISON , DF2D16 |  |  | 2.39 | 2001-12-11 09:37 | Anjanece | 25 | 1900 | N | N
MC GRAW EDISON | DF2D16 | Y | MC GRAW EDISON , DF2D16 |  |  | 2.43 | 2001-12-11 09:37 | Anjanece | 25 | 1900 | N | N
MC GRAW EDISON | DF2D16 | Y | MC GRAW EDISON , DF2D16 |  |  | 2.47 | 2001-12-11 09:37 | Anjanece | 25 | 1900 | N | N
MC GRAW EDISON | DF2D16 | Y | MC GRAW EDISON , DF2D16 |  |  | 2.48 | 2001-12-11 09:37 | Anjanece | 25 | 1900 | N | N
MC GRAW EDISON | DF2D16 | Y | MC GRAW EDISON , DF2D16 |  |  | 2.52 | 2001-12-11 09:37 | Anjanece | 25 | 1900 | N | N
MC GRAW EDISON | DF2D16 | Y | MC GRAW EDISON , DF2D16 |  |  | 2.58 | 2001-12-11 09:37 | Anjanece | 25 | 1900 | N | N
MC GRAW EDISON | DF2D16 | Y | MC GRAW EDISON , DF2D16 |  |  | 2.62 | 2001-12-11 09:37 | Anjanece | 25 | 1900 | N | N
MC GRAW EDISON | DF2D16 | Y | MC GRAW EDISON , DF2D16 |  |  | 2.66 | 2001-12-11 09:37 | Anjanece | 25 | 1900 | N | N
MC GRAW EDISON | DF2D16 | Y | MC GRAW EDISON , DF2D16 |  |  | 2.69 | 2001-12-11 09:37 | Anjanece | 25 | 1900 | N | N
MC GRAW EDISON | DF2D16 | Y | MC GRAW EDISON , DF2D16 |  |  | 2.71 | 2001-12-11 09:37 | Anjanece | 25 | 1900 | N | N
MC GRAW EDISON | DF2D16 | Y | MC GRAW EDISON , DF2D16 |  |  | 2.74 | 2001-12-11 09:37 | Anjanece | 25 | 1900 | N | N
MC GRAW EDISON | DF2D16 | Y | MC GRAW EDISON , DF2D16 |  |  | 2.76 | 2001-12-11 09:37 | Anjanece | 25 | 1900 | N | N
MC GRAW EDISON | DF2D16 | Y | MC GRAW EDISON , DF2D16 |  |  | 2.78 | 2001-12-11 09:37 | Anjanece | 25 | 1900 | N | N
MC GRAW EDISON | DF2D16 | Y | MC GRAW EDISON , DF2D16 |  | Storm Stores | 0 | 2018-04-16 10:05 | Anjanece |  | 1900 | N | N
MC GRAW EDISON | DF2D16 | Y | MC GRAW EDISON , DF2D16 |  |  | 2.27 | 2018-04-16 10:05 | Anjanece |  | 1900 | N | N
MC GRAW EDISON | DF2D16 | Y | MC GRAW EDISON , DF2D16 |  |  | 2.28 | 2018-04-16 10:05 | Anjanece |  | 1900 | N | N
MC GRAW EDISON | DF2D16 | Y | MC GRAW EDISON , DF2D16 |  |  | 2.29 | 2018-04-16 10:05 | Anjanece |  | 1900 | N | N
MC GRAW EDISON | DF2D16 | Y | MC GRAW EDISON , DF2D16 |  |  | 2.3 | 2018-04-16 10:05 | Anjanece |  | 1900 | N | N
MC GRAW EDISON | DF2D16 | Y | MC GRAW EDISON , DF2D16 |  |  | 2.32 | 2018-04-16 10:05 | Anjanece |  | 1900 | N | N
MC GRAW EDISON | DF2D16 | Y | MC GRAW EDISON , DF2D16 |  |  | 2.36 | 2018-04-16 10:05 | Anjanece |  | 1900 | N | N
MC GRAW EDISON | DF2D16 | Y | MC GRAW EDISON , DF2D16 |  |  | 2.51 | 2018-04-16 10:05 | Anjanece |  | 1900 | N | N
POWERLINE HARDWARE CO. | P8866 | Y | POWERLINE HARDWARE CO. , P8866 | JEA OVERHEAD DISTRIBUTION | CSC Stores | 1.49 | 2001-12-11 09:37 | Anjanece | 25 | 1900 | N | N
POWERLINE HARDWARE CO. | P8866 | Y | POWERLINE HARDWARE CO. , P8866 |  |  | 1.5 | 2001-12-11 09:37 | Anjanece | 25 | 1900 | N | N
POWERLINE HARDWARE CO. | P8866 | Y | POWERLINE HARDWARE CO. , P8866 |  |  | 1.95 | 2001-12-11 09:37 | Anjanece | 25 | 1900 | N | N
POWERLINE HARDWARE CO. | P8866 | Y | POWERLINE HARDWARE CO. , P8866 |  |  | 2.17 | 2001-12-11 09:37 | Anjanece | 25 | 1900 | N | N
POWERLINE HARDWARE CO. | P8866 | Y | POWERLINE HARDWARE CO. , P8866 |  |  | 2.18 | 2001-12-11 09:37 | Anjanece | 25 | 1900 | N | N
POWERLINE HARDWARE CO. | P8866 | Y | POWERLINE HARDWARE CO. , P8866 |  |  | 2.22 | 2001-12-11 09:37 | Anjanece | 25 | 1900 | N | N
POWERLINE HARDWARE CO. | P8866 | Y | POWERLINE HARDWARE CO. , P8866 |  |  | 2.23 | 2001-12-11 09:37 | Anjanece | 25 | 1900 | N | N
POWERLINE HARDWARE CO. | P8866 | Y | POWERLINE HARDWARE CO. , P8866 |  |  | 2.25 | 2001-12-11 09:37 | Anjanece | 25 | 1900 | N | N
POWERLINE HARDWARE CO. | P8866 | Y | POWERLINE HARDWARE CO. , P8866 |  |  | 2.27 | 2001-12-11 09:37 | Anjanece | 25 | 1900 | N | N
POWERLINE HARDWARE CO. | P8866 | Y | POWERLINE HARDWARE CO. , P8866 |  |  | 2.28 | 2001-12-11 09:37 | Anjanece | 25 | 1900 | N | N
POWERLINE HARDWARE CO. | P8866 | Y | POWERLINE HARDWARE CO. , P8866 |  |  | 2.29 | 2001-12-11 09:37 | Anjanece | 25 | 1900 | N | N
POWERLINE HARDWARE CO. | P8866 | Y | POWERLINE HARDWARE CO. , P8866 |  |  | 2.31 | 2001-12-11 09:37 | Anjanece | 25 | 1900 | N | N
POWERLINE HARDWARE CO. | P8866 | Y | POWERLINE HARDWARE CO. , P8866 |  |  | 2.32 | 2001-12-11 09:37 | Anjanece | 25 | 1900 | N | N
POWERLINE HARDWARE CO. | P8866 | Y | POWERLINE HARDWARE CO. , P8866 |  |  | 2.34 | 2001-12-11 09:37 | Anjanece | 25 | 1900 | N | N
POWERLINE HARDWARE CO. | P8866 | Y | POWERLINE HARDWARE CO. , P8866 |  |  | 2.36 | 2001-12-11 09:37 | Anjanece | 25 | 1900 | N | N
POWERLINE HARDWARE CO. | P8866 | Y | POWERLINE HARDWARE CO. , P8866 |  |  | 2.39 | 2001-12-11 09:37 | Anjanece | 25 | 1900 | N | N
POWERLINE HARDWARE CO. | P8866 | Y | POWERLINE HARDWARE CO. , P8866 |  |  | 2.43 | 2001-12-11 09:37 | Anjanece | 25 | 1900 | N | N
POWERLINE HARDWARE CO. | P8866 | Y | POWERLINE HARDWARE CO. , P8866 |  |  | 2.47 | 2001-12-11 09:37 | Anjanece | 25 | 1900 | N | N
POWERLINE HARDWARE CO. | P8866 | Y | POWERLINE HARDWARE CO. , P8866 |  |  | 2.48 | 2001-12-11 09:37 | Anjanece | 25 | 1900 | N | N
POWERLINE HARDWARE CO. | P8866 | Y | POWERLINE HARDWARE CO. , P8866 |  |  | 2.52 | 2001-12-11 09:37 | Anjanece | 25 | 1900 | N | N
POWERLINE HARDWARE CO. | P8866 | Y | POWERLINE HARDWARE CO. , P8866 |  |  | 2.58 | 2001-12-11 09:37 | Anjanece | 25 | 1900 | N | N
POWERLINE HARDWARE CO. | P8866 | Y | POWERLINE HARDWARE CO. , P8866 |  |  | 2.62 | 2001-12-11 09:37 | Anjanece | 25 | 1900 | N | N
POWERLINE HARDWARE CO. | P8866 | Y | POWERLINE HARDWARE CO. , P8866 |  |  | 2.66 | 2001-12-11 09:37 | Anjanece | 25 | 1900 | N | N
POWERLINE HARDWARE CO. | P8866 | Y | POWERLINE HARDWARE CO. , P8866 |  |  | 2.69 | 2001-12-11 09:37 | Anjanece | 25 | 1900 | N | N
POWERLINE HARDWARE CO. | P8866 | Y | POWERLINE HARDWARE CO. , P8866 |  |  | 2.71 | 2001-12-11 09:37 | Anjanece | 25 | 1900 | N | N
POWERLINE HARDWARE CO. | P8866 | Y | POWERLINE HARDWARE CO. , P8866 |  |  | 2.74 | 2001-12-11 09:37 | Anjanece | 25 | 1900 | N | N
POWERLINE HARDWARE CO. | P8866 | Y | POWERLINE HARDWARE CO. , P8866 |  |  | 2.76 | 2001-12-11 09:37 | Anjanece | 25 | 1900 | N | N
POWERLINE HARDWARE CO. | P8866 | Y | POWERLINE HARDWARE CO. , P8866 |  |  | 2.78 | 2001-12-11 09:37 | Anjanece | 25 | 1900 | N | N
POWERLINE HARDWARE CO. | P8866 | Y | POWERLINE HARDWARE CO. , P8866 |  | Storm Stores | 0 | 2018-04-16 10:05 | Anjanece |  | 1900 | N | N
POWERLINE HARDWARE CO. | P8866 | Y | POWERLINE HARDWARE CO. , P8866 |  |  | 2.27 | 2018-04-16 10:05 | Anjanece |  | 1900 | N | N
POWERLINE HARDWARE CO. | P8866 | Y | POWERLINE HARDWARE CO. , P8866 |  |  | 2.28 | 2018-04-16 10:05 | Anjanece |  | 1900 | N | N
POWERLINE HARDWARE CO. | P8866 | Y | POWERLINE HARDWARE CO. , P8866 |  |  | 2.29 | 2018-04-16 10:05 | Anjanece |  | 1900 | N | N
POWERLINE HARDWARE CO. | P8866 | Y | POWERLINE HARDWARE CO. , P8866 |  |  | 2.3 | 2018-04-16 10:05 | Anjanece |  | 1900 | N | N
POWERLINE HARDWARE CO. | P8866 | Y | POWERLINE HARDWARE CO. , P8866 |  |  | 2.32 | 2018-04-16 10:05 | Anjanece |  | 1900 | N | N
POWERLINE HARDWARE CO. | P8866 | Y | POWERLINE HARDWARE CO. , P8866 |  |  | 2.36 | 2018-04-16 10:05 | Anjanece |  | 1900 | N | N
POWERLINE HARDWARE CO. | P8866 | Y | POWERLINE HARDWARE CO. , P8866 |  |  | 2.51 | 2018-04-16 10:05 | Anjanece |  | 1900 | N | N
STEEL CITY | SC8866BG | Y | STEEL CITY , SC8866BG | JEA OVERHEAD DISTRIBUTION | CSC Stores | 1.49 | 2001-12-11 09:37 | Anjanece | 25 | 1900 | N | N
STEEL CITY | SC8866BG | Y | STEEL CITY , SC8866BG |  |  | 1.5 | 2001-12-11 09:37 | Anjanece | 25 | 1900 | N | N
STEEL CITY | SC8866BG | Y | STEEL CITY , SC8866BG |  |  | 1.95 | 2001-12-11 09:37 | Anjanece | 25 | 1900 | N | N
STEEL CITY | SC8866BG | Y | STEEL CITY , SC8866BG |  |  | 2.17 | 2001-12-11 09:37 | Anjanece | 25 | 1900 | N | N
STEEL CITY | SC8866BG | Y | STEEL CITY , SC8866BG |  |  | 2.18 | 2001-12-11 09:37 | Anjanece | 25 | 1900 | N | N
STEEL CITY | SC8866BG | Y | STEEL CITY , SC8866BG |  |  | 2.22 | 2001-12-11 09:37 | Anjanece | 25 | 1900 | N | N
STEEL CITY | SC8866BG | Y | STEEL CITY , SC8866BG |  |  | 2.23 | 2001-12-11 09:37 | Anjanece | 25 | 1900 | N | N
STEEL CITY | SC8866BG | Y | STEEL CITY , SC8866BG |  |  | 2.25 | 2001-12-11 09:37 | Anjanece | 25 | 1900 | N | N
STEEL CITY | SC8866BG | Y | STEEL CITY , SC8866BG |  |  | 2.27 | 2001-12-11 09:37 | Anjanece | 25 | 1900 | N | N
STEEL CITY | SC8866BG | Y | STEEL CITY , SC8866BG |  |  | 2.28 | 2001-12-11 09:37 | Anjanece | 25 | 1900 | N | N
STEEL CITY | SC8866BG | Y | STEEL CITY , SC8866BG |  |  | 2.29 | 2001-12-11 09:37 | Anjanece | 25 | 1900 | N | N
STEEL CITY | SC8866BG | Y | STEEL CITY , SC8866BG |  |  | 2.31 | 2001-12-11 09:37 | Anjanece | 25 | 1900 | N | N
STEEL CITY | SC8866BG | Y | STEEL CITY , SC8866BG |  |  | 2.32 | 2001-12-11 09:37 | Anjanece | 25 | 1900 | N | N
STEEL CITY | SC8866BG | Y | STEEL CITY , SC8866BG |  |  | 2.34 | 2001-12-11 09:37 | Anjanece | 25 | 1900 | N | N
STEEL CITY | SC8866BG | Y | STEEL CITY , SC8866BG |  |  | 2.36 | 2001-12-11 09:37 | Anjanece | 25 | 1900 | N | N
STEEL CITY | SC8866BG | Y | STEEL CITY , SC8866BG |  |  | 2.39 | 2001-12-11 09:37 | Anjanece | 25 | 1900 | N | N
STEEL CITY | SC8866BG | Y | STEEL CITY , SC8866BG |  |  | 2.43 | 2001-12-11 09:37 | Anjanece | 25 | 1900 | N | N
STEEL CITY | SC8866BG | Y | STEEL CITY , SC8866BG |  |  | 2.47 | 2001-12-11 09:37 | Anjanece | 25 | 1900 | N | N
STEEL CITY | SC8866BG | Y | STEEL CITY , SC8866BG |  |  | 2.48 | 2001-12-11 09:37 | Anjanece | 25 | 1900 | N | N
STEEL CITY | SC8866BG | Y | STEEL CITY , SC8866BG |  |  | 2.52 | 2001-12-11 09:37 | Anjanece | 25 | 1900 | N | N
STEEL CITY | SC8866BG | Y | STEEL CITY , SC8866BG |  |  | 2.58 | 2001-12-11 09:37 | Anjanece | 25 | 1900 | N | N
STEEL CITY | SC8866BG | Y | STEEL CITY , SC8866BG |  |  | 2.62 | 2001-12-11 09:37 | Anjanece | 25 | 1900 | N | N
STEEL CITY | SC8866BG | Y | STEEL CITY , SC8866BG |  |  | 2.66 | 2001-12-11 09:37 | Anjanece | 25 | 1900 | N | N
STEEL CITY | SC8866BG | Y | STEEL CITY , SC8866BG |  |  | 2.69 | 2001-12-11 09:37 | Anjanece | 25 | 1900 | N | N
STEEL CITY | SC8866BG | Y | STEEL CITY , SC8866BG |  |  | 2.71 | 2001-12-11 09:37 | Anjanece | 25 | 1900 | N | N
STEEL CITY | SC8866BG | Y | STEEL CITY , SC8866BG |  |  | 2.74 | 2001-12-11 09:37 | Anjanece | 25 | 1900 | N | N
STEEL CITY | SC8866BG | Y | STEEL CITY , SC8866BG |  |  | 2.76 | 2001-12-11 09:37 | Anjanece | 25 | 1900 | N | N
STEEL CITY | SC8866BG | Y | STEEL CITY , SC8866BG |  |  | 2.78 | 2001-12-11 09:37 | Anjanece | 25 | 1900 | N | N
STEEL CITY | SC8866BG | Y | STEEL CITY , SC8866BG |  | Storm Stores | 0 | 2018-04-16 10:05 | Anjanece |  | 1900 | N | N
STEEL CITY | SC8866BG | Y | STEEL CITY , SC8866BG |  |  | 2.27 | 2018-04-16 10:05 | Anjanece |  | 1900 | N | N
STEEL CITY | SC8866BG | Y | STEEL CITY , SC8866BG |  |  | 2.28 | 2018-04-16 10:05 | Anjanece |  | 1900 | N | N
STEEL CITY | SC8866BG | Y | STEEL CITY , SC8866BG |  |  | 2.29 | 2018-04-16 10:05 | Anjanece |  | 1900 | N | N
STEEL CITY | SC8866BG | Y | STEEL CITY , SC8866BG |  |  | 2.3 | 2018-04-16 10:05 | Anjanece |  | 1900 | N | N
STEEL CITY | SC8866BG | Y | STEEL CITY , SC8866BG |  |  | 2.32 | 2018-04-16 10:05 | Anjanece |  | 1900 | N | N
STEEL CITY | SC8866BG | Y | STEEL CITY , SC8866BG |  |  | 2.36 | 2018-04-16 10:05 | Anjanece |  | 1900 | N | N
STEEL CITY | SC8866BG | Y | STEEL CITY , SC8866BG |  |  | 2.51 | 2018-04-16 10:05 | Anjanece |  | 1900 | N | N
THREADED FASTENERS INC. | TF8866 | Y | THREADED FASTENERS INC. , TF8866 | JEA OVERHEAD DISTRIBUTION | CSC Stores | 1.49 | 2001-12-11 09:37 | Anjanece | 25 | 1900 | N | N
THREADED FASTENERS INC. | TF8866 | Y | THREADED FASTENERS INC. , TF8866 |  |  | 1.5 | 2001-12-11 09:37 | Anjanece | 25 | 1900 | N | N
THREADED FASTENERS INC. | TF8866 | Y | THREADED FASTENERS INC. , TF8866 |  |  | 1.95 | 2001-12-11 09:37 | Anjanece | 25 | 1900 | N | N
THREADED FASTENERS INC. | TF8866 | Y | THREADED FASTENERS INC. , TF8866 |  |  | 2.17 | 2001-12-11 09:37 | Anjanece | 25 | 1900 | N | N
THREADED FASTENERS INC. | TF8866 | Y | THREADED FASTENERS INC. , TF8866 |  |  | 2.18 | 2001-12-11 09:37 | Anjanece | 25 | 1900 | N | N
THREADED FASTENERS INC. | TF8866 | Y | THREADED FASTENERS INC. , TF8866 |  |  | 2.22 | 2001-12-11 09:37 | Anjanece | 25 | 1900 | N | N
THREADED FASTENERS INC. | TF8866 | Y | THREADED FASTENERS INC. , TF8866 |  |  | 2.23 | 2001-12-11 09:37 | Anjanece | 25 | 1900 | N | N
THREADED FASTENERS INC. | TF8866 | Y | THREADED FASTENERS INC. , TF8866 |  |  | 2.25 | 2001-12-11 09:37 | Anjanece | 25 | 1900 | N | N
THREADED FASTENERS INC. | TF8866 | Y | THREADED FASTENERS INC. , TF8866 |  |  | 2.27 | 2001-12-11 09:37 | Anjanece | 25 | 1900 | N | N
THREADED FASTENERS INC. | TF8866 | Y | THREADED FASTENERS INC. , TF8866 |  |  | 2.28 | 2001-12-11 09:37 | Anjanece | 25 | 1900 | N | N
THREADED FASTENERS INC. | TF8866 | Y | THREADED FASTENERS INC. , TF8866 |  |  | 2.29 | 2001-12-11 09:37 | Anjanece | 25 | 1900 | N | N
THREADED FASTENERS INC. | TF8866 | Y | THREADED FASTENERS INC. , TF8866 |  |  | 2.31 | 2001-12-11 09:37 | Anjanece | 25 | 1900 | N | N
THREADED FASTENERS INC. | TF8866 | Y | THREADED FASTENERS INC. , TF8866 |  |  | 2.32 | 2001-12-11 09:37 | Anjanece | 25 | 1900 | N | N
THREADED FASTENERS INC. | TF8866 | Y | THREADED FASTENERS INC. , TF8866 |  |  | 2.34 | 2001-12-11 09:37 | Anjanece | 25 | 1900 | N | N
THREADED FASTENERS INC. | TF8866 | Y | THREADED FASTENERS INC. , TF8866 |  |  | 2.36 | 2001-12-11 09:37 | Anjanece | 25 | 1900 | N | N
THREADED FASTENERS INC. | TF8866 | Y | THREADED FASTENERS INC. , TF8866 |  |  | 2.39 | 2001-12-11 09:37 | Anjanece | 25 | 1900 | N | N
THREADED FASTENERS INC. | TF8866 | Y | THREADED FASTENERS INC. , TF8866 |  |  | 2.43 | 2001-12-11 09:37 | Anjanece | 25 | 1900 | N | N
THREADED FASTENERS INC. | TF8866 | Y | THREADED FASTENERS INC. , TF8866 |  |  | 2.47 | 2001-12-11 09:37 | Anjanece | 25 | 1900 | N | N
THREADED FASTENERS INC. | TF8866 | Y | THREADED FASTENERS INC. , TF8866 |  |  | 2.48 | 2001-12-11 09:37 | Anjanece | 25 | 1900 | N | N
THREADED FASTENERS INC. | TF8866 | Y | THREADED FASTENERS INC. , TF8866 |  |  | 2.52 | 2001-12-11 09:37 | Anjanece | 25 | 1900 | N | N
THREADED FASTENERS INC. | TF8866 | Y | THREADED FASTENERS INC. , TF8866 |  |  | 2.58 | 2001-12-11 09:37 | Anjanece | 25 | 1900 | N | N
THREADED FASTENERS INC. | TF8866 | Y | THREADED FASTENERS INC. , TF8866 |  |  | 2.62 | 2001-12-11 09:37 | Anjanece | 25 | 1900 | N | N
THREADED FASTENERS INC. | TF8866 | Y | THREADED FASTENERS INC. , TF8866 |  |  | 2.66 | 2001-12-11 09:37 | Anjanece | 25 | 1900 | N | N
THREADED FASTENERS INC. | TF8866 | Y | THREADED FASTENERS INC. , TF8866 |  |  | 2.69 | 2001-12-11 09:37 | Anjanece | 25 | 1900 | N | N
THREADED FASTENERS INC. | TF8866 | Y | THREADED FASTENERS INC. , TF8866 |  |  | 2.71 | 2001-12-11 09:37 | Anjanece | 25 | 1900 | N | N
THREADED FASTENERS INC. | TF8866 | Y | THREADED FASTENERS INC. , TF8866 |  |  | 2.74 | 2001-12-11 09:37 | Anjanece | 25 | 1900 | N | N
THREADED FASTENERS INC. | TF8866 | Y | THREADED FASTENERS INC. , TF8866 |  |  | 2.76 | 2001-12-11 09:37 | Anjanece | 25 | 1900 | N | N
THREADED FASTENERS INC. | TF8866 | Y | THREADED FASTENERS INC. , TF8866 |  |  | 2.78 | 2001-12-11 09:37 | Anjanece | 25 | 1900 | N | N
THREADED FASTENERS INC. | TF8866 | Y | THREADED FASTENERS INC. , TF8866 |  | Storm Stores | 0 | 2018-04-16 10:05 | Anjanece |  | 1900 | N | N
THREADED FASTENERS INC. | TF8866 | Y | THREADED FASTENERS INC. , TF8866 |  |  | 2.27 | 2018-04-16 10:05 | Anjanece |  | 1900 | N | N
THREADED FASTENERS INC. | TF8866 | Y | THREADED FASTENERS INC. , TF8866 |  |  | 2.28 | 2018-04-16 10:05 | Anjanece |  | 1900 | N | N
THREADED FASTENERS INC. | TF8866 | Y | THREADED FASTENERS INC. , TF8866 |  |  | 2.29 | 2018-04-16 10:05 | Anjanece |  | 1900 | N | N
THREADED FASTENERS INC. | TF8866 | Y | THREADED FASTENERS INC. , TF8866 |  |  | 2.3 | 2018-04-16 10:05 | Anjanece |  | 1900 | N | N
THREADED FASTENERS INC. | TF8866 | Y | THREADED FASTENERS INC. , TF8866 |  |  | 2.32 | 2018-04-16 10:05 | Anjanece |  | 1900 | N | N
THREADED FASTENERS INC. | TF8866 | Y | THREADED FASTENERS INC. , TF8866 |  |  | 2.36 | 2018-04-16 10:05 | Anjanece |  | 1900 | N | N
THREADED FASTENERS INC. | TF8866 | Y | THREADED FASTENERS INC. , TF8866 |  |  | 2.51 | 2018-04-16 10:05 | Anjanece |  | 1900 | N | N
ALLIED BOLT, INC. | 5958 | Y | ALLIED BOLT, INC. , 5958 | JEA OVERHEAD DISTRIBUTION | CSC Stores | 1.72 | 2001-12-11 09:37 | Anjanece | 25 | 600 | N | N
ALLIED BOLT, INC. | 5958 | Y | ALLIED BOLT, INC. , 5958 |  |  | 1.73 | 2001-12-11 09:37 | Anjanece | 25 | 600 | N | N
ALLIED BOLT, INC. | 5958 | Y | ALLIED BOLT, INC. , 5958 |  |  | 1.74 | 2001-12-11 09:37 | Anjanece | 25 | 600 | N | N
ALLIED BOLT, INC. | 5958 | Y | ALLIED BOLT, INC. , 5958 |  |  | 1.95 | 2001-12-11 09:37 | Anjanece | 25 | 600 | N | N
ALLIED BOLT, INC. | 5958 | Y | ALLIED BOLT, INC. , 5958 |  |  | 1.99 | 2001-12-11 09:37 | Anjanece | 25 | 600 | N | N
ALLIED BOLT, INC. | 5958 | Y | ALLIED BOLT, INC. , 5958 |  |  | 2.23 | 2001-12-11 09:37 | Anjanece | 25 | 600 | N | N
ALLIED BOLT, INC. | 5958 | Y | ALLIED BOLT, INC. , 5958 |  |  | 2.24 | 2001-12-11 09:37 | Anjanece | 25 | 600 | N | N
ALLIED BOLT, INC. | 5958 | Y | ALLIED BOLT, INC. , 5958 |  |  | 2.25 | 2001-12-11 09:37 | Anjanece | 25 | 600 | N | N
ALLIED BOLT, INC. | 5958 | Y | ALLIED BOLT, INC. , 5958 |  |  | 2.26 | 2001-12-11 09:37 | Anjanece | 25 | 600 | N | N
ALLIED BOLT, INC. | 5958 | Y | ALLIED BOLT, INC. , 5958 |  |  | 2.27 | 2001-12-11 09:37 | Anjanece | 25 | 600 | N | N
ALLIED BOLT, INC. | 5958 | Y | ALLIED BOLT, INC. , 5958 |  |  | 2.29 | 2001-12-11 09:37 | Anjanece | 25 | 600 | N | N
ALLIED BOLT, INC. | 5958 | Y | ALLIED BOLT, INC. , 5958 |  |  | 2.32 | 2001-12-11 09:37 | Anjanece | 25 | 600 | N | N
ALLIED BOLT, INC. | 5958 | Y | ALLIED BOLT, INC. , 5958 |  |  | 2.33 | 2001-12-11 09:37 | Anjanece | 25 | 600 | N | N
ALLIED BOLT, INC. | 5958 | Y | ALLIED BOLT, INC. , 5958 |  |  | 2.38 | 2001-12-11 09:37 | Anjanece | 25 | 600 | N | N
ALLIED BOLT, INC. | 5958 | Y | ALLIED BOLT, INC. , 5958 |  |  | 2.4 | 2001-12-11 09:37 | Anjanece | 25 | 600 | N | N
ALLIED BOLT, INC. | 5958 | Y | ALLIED BOLT, INC. , 5958 |  |  | 2.42 | 2001-12-11 09:37 | Anjanece | 25 | 600 | N | N
ALLIED BOLT, INC. | 5958 | Y | ALLIED BOLT, INC. , 5958 |  |  | 2.54 | 2001-12-11 09:37 | Anjanece | 25 | 600 | N | N
ALLIED BOLT, INC. | 5958 | Y | ALLIED BOLT, INC. , 5958 |  |  | 2.56 | 2001-12-11 09:37 | Anjanece | 25 | 600 | N | N
ALLIED BOLT, INC. | 5958 | Y | ALLIED BOLT, INC. , 5958 |  |  | 2.68 | 2001-12-11 09:37 | Anjanece | 25 | 600 | N | N
ALLIED BOLT, INC. | 5958 | Y | ALLIED BOLT, INC. , 5958 |  |  | 2.69 | 2001-12-11 09:37 | Anjanece | 25 | 600 | N | N
ALLIED BOLT, INC. | 5958 | Y | ALLIED BOLT, INC. , 5958 |  |  | 2.72 | 2001-12-11 09:37 | Anjanece | 25 | 600 | N | N
ALLIED BOLT, INC. | 5958 | Y | ALLIED BOLT, INC. , 5958 |  |  | 2.74 | 2001-12-11 09:37 | Anjanece | 25 | 600 | N | N
ALLIED BOLT, INC. | 5958 | Y | ALLIED BOLT, INC. , 5958 |  |  | 3.44 | 2001-12-11 09:37 | Anjanece | 25 | 600 | N | N
ALLIED BOLT, INC. | 5958 | Y | ALLIED BOLT, INC. , 5958 |  |  | 3.76 | 2001-12-11 09:37 | Anjanece | 25 | 600 | N | N
ALLIED BOLT, INC. | 5958 | Y | ALLIED BOLT, INC. , 5958 |  |  | 3.86 | 2001-12-11 09:37 | Anjanece | 25 | 600 | N | N
ALLIED BOLT, INC. | 5958 | Y | ALLIED BOLT, INC. , 5958 |  |  | 3.92 | 2001-12-11 09:37 | Anjanece | 25 | 600 | N | N
ALLIED BOLT, INC. | 5958 | Y | ALLIED BOLT, INC. , 5958 |  |  | 6.04 | 2001-12-11 09:37 | Anjanece | 25 | 600 | N | N
ALLIED BOLT, INC. | 5958 | Y | ALLIED BOLT, INC. , 5958 |  |  | 8.89 | 2001-12-11 09:37 | Anjanece | 25 | 600 | N | N
ALLIED BOLT, INC. | 5958 | Y | ALLIED BOLT, INC. , 5958 |  | Storm Stores | 0 | 2018-04-16 10:06 | Anjanece |  | 600 | N | N
ALLIED BOLT, INC. | 5958 | Y | ALLIED BOLT, INC. , 5958 |  |  | 2.24 | 2018-04-16 10:06 | Anjanece |  | 600 | N | N
ALLIED BOLT, INC. | 5958 | Y | ALLIED BOLT, INC. , 5958 |  |  | 3.44 | 2018-04-16 10:06 | Anjanece |  | 600 | N | N
ALLIED BOLT, INC. | 5958 | Y | ALLIED BOLT, INC. , 5958 |  |  | 3.69 | 2018-04-16 10:06 | Anjanece |  | 600 | N | N
ALLIED BOLT, INC. | 5958 | Y | ALLIED BOLT, INC. , 5958 |  |  | 3.92 | 2018-04-16 10:06 | Anjanece |  | 600 | N | N
ALLIED BOLT, INC. | 5958 | Y | ALLIED BOLT, INC. , 5958 |  |  | 4.13 | 2018-04-16 10:06 | Anjanece |  | 600 | N | N
ALLIED BOLT, INC. | 5958 | Y | ALLIED BOLT, INC. , 5958 |  |  | 4.17 | 2018-04-16 10:06 | Anjanece |  | 600 | N | N
ALLIED BOLT, INC. | 5958 | Y | ALLIED BOLT, INC. , 5958 |  |  | 4.27 | 2018-04-16 10:06 | Anjanece |  | 600 | N | N
ALUMA FORM | AF8868 | Y | ALUMA FORM , AF8868 | JEA OVERHEAD DISTRIBUTION | CSC Stores | 1.72 | 2001-12-11 09:37 | Anjanece | 25 | 600 | N | N
ALUMA FORM | AF8868 | Y | ALUMA FORM , AF8868 |  |  | 1.73 | 2001-12-11 09:37 | Anjanece | 25 | 600 | N | N
ALUMA FORM | AF8868 | Y | ALUMA FORM , AF8868 |  |  | 1.74 | 2001-12-11 09:37 | Anjanece | 25 | 600 | N | N
ALUMA FORM | AF8868 | Y | ALUMA FORM , AF8868 |  |  | 1.95 | 2001-12-11 09:37 | Anjanece | 25 | 600 | N | N
ALUMA FORM | AF8868 | Y | ALUMA FORM , AF8868 |  |  | 1.99 | 2001-12-11 09:37 | Anjanece | 25 | 600 | N | N
ALUMA FORM | AF8868 | Y | ALUMA FORM , AF8868 |  |  | 2.23 | 2001-12-11 09:37 | Anjanece | 25 | 600 | N | N
ALUMA FORM | AF8868 | Y | ALUMA FORM , AF8868 |  |  | 2.24 | 2001-12-11 09:37 | Anjanece | 25 | 600 | N | N
ALUMA FORM | AF8868 | Y | ALUMA FORM , AF8868 |  |  | 2.25 | 2001-12-11 09:37 | Anjanece | 25 | 600 | N | N
ALUMA FORM | AF8868 | Y | ALUMA FORM , AF8868 |  |  | 2.26 | 2001-12-11 09:37 | Anjanece | 25 | 600 | N | N
ALUMA FORM | AF8868 | Y | ALUMA FORM , AF8868 |  |  | 2.27 | 2001-12-11 09:37 | Anjanece | 25 | 600 | N | N
ALUMA FORM | AF8868 | Y | ALUMA FORM , AF8868 |  |  | 2.29 | 2001-12-11 09:37 | Anjanece | 25 | 600 | N | N
ALUMA FORM | AF8868 | Y | ALUMA FORM , AF8868 |  |  | 2.32 | 2001-12-11 09:37 | Anjanece | 25 | 600 | N | N
ALUMA FORM | AF8868 | Y | ALUMA FORM , AF8868 |  |  | 2.33 | 2001-12-11 09:37 | Anjanece | 25 | 600 | N | N
ALUMA FORM | AF8868 | Y | ALUMA FORM , AF8868 |  |  | 2.38 | 2001-12-11 09:37 | Anjanece | 25 | 600 | N | N
ALUMA FORM | AF8868 | Y | ALUMA FORM , AF8868 |  |  | 2.4 | 2001-12-11 09:37 | Anjanece | 25 | 600 | N | N
ALUMA FORM | AF8868 | Y | ALUMA FORM , AF8868 |  |  | 2.42 | 2001-12-11 09:37 | Anjanece | 25 | 600 | N | N
ALUMA FORM | AF8868 | Y | ALUMA FORM , AF8868 |  |  | 2.54 | 2001-12-11 09:37 | Anjanece | 25 | 600 | N | N
ALUMA FORM | AF8868 | Y | ALUMA FORM , AF8868 |  |  | 2.56 | 2001-12-11 09:37 | Anjanece | 25 | 600 | N | N
ALUMA FORM | AF8868 | Y | ALUMA FORM , AF8868 |  |  | 2.68 | 2001-12-11 09:37 | Anjanece | 25 | 600 | N | N
ALUMA FORM | AF8868 | Y | ALUMA FORM , AF8868 |  |  | 2.69 | 2001-12-11 09:37 | Anjanece | 25 | 600 | N | N
ALUMA FORM | AF8868 | Y | ALUMA FORM , AF8868 |  |  | 2.72 | 2001-12-11 09:37 | Anjanece | 25 | 600 | N | N
ALUMA FORM | AF8868 | Y | ALUMA FORM , AF8868 |  |  | 2.74 | 2001-12-11 09:37 | Anjanece | 25 | 600 | N | N
ALUMA FORM | AF8868 | Y | ALUMA FORM , AF8868 |  |  | 3.44 | 2001-12-11 09:37 | Anjanece | 25 | 600 | N | N
ALUMA FORM | AF8868 | Y | ALUMA FORM , AF8868 |  |  | 3.76 | 2001-12-11 09:37 | Anjanece | 25 | 600 | N | N
ALUMA FORM | AF8868 | Y | ALUMA FORM , AF8868 |  |  | 3.86 | 2001-12-11 09:37 | Anjanece | 25 | 600 | N | N
ALUMA FORM | AF8868 | Y | ALUMA FORM , AF8868 |  |  | 3.92 | 2001-12-11 09:37 | Anjanece | 25 | 600 | N | N
ALUMA FORM | AF8868 | Y | ALUMA FORM , AF8868 |  |  | 6.04 | 2001-12-11 09:37 | Anjanece | 25 | 600 | N | N
ALUMA FORM | AF8868 | Y | ALUMA FORM , AF8868 |  |  | 8.89 | 2001-12-11 09:37 | Anjanece | 25 | 600 | N | N
ALUMA FORM | AF8868 | Y | ALUMA FORM , AF8868 |  | Storm Stores | 0 | 2018-04-16 10:06 | Anjanece |  | 600 | N | N
ALUMA FORM | AF8868 | Y | ALUMA FORM , AF8868 |  |  | 2.24 | 2018-04-16 10:06 | Anjanece |  | 600 | N | N
ALUMA FORM | AF8868 | Y | ALUMA FORM , AF8868 |  |  | 3.44 | 2018-04-16 10:06 | Anjanece |  | 600 | N | N
ALUMA FORM | AF8868 | Y | ALUMA FORM , AF8868 |  |  | 3.69 | 2018-04-16 10:06 | Anjanece |  | 600 | N | N
ALUMA FORM | AF8868 | Y | ALUMA FORM , AF8868 |  |  | 3.92 | 2018-04-16 10:06 | Anjanece |  | 600 | N | N
ALUMA FORM | AF8868 | Y | ALUMA FORM , AF8868 |  |  | 4.13 | 2018-04-16 10:06 | Anjanece |  | 600 | N | N
ALUMA FORM | AF8868 | Y | ALUMA FORM , AF8868 |  |  | 4.17 | 2018-04-16 10:06 | Anjanece |  | 600 | N | N
ALUMA FORM | AF8868 | Y | ALUMA FORM , AF8868 |  |  | 4.27 | 2018-04-16 10:06 | Anjanece |  | 600 | N | N
CHANCE | 8868 | Y | CHANCE , 8868 | JEA OVERHEAD DISTRIBUTION | CSC Stores | 1.72 | 2001-12-11 09:37 | Anjanece | 25 | 600 | N | N
CHANCE | 8868 | Y | CHANCE , 8868 |  |  | 1.73 | 2001-12-11 09:37 | Anjanece | 25 | 600 | N | N
CHANCE | 8868 | Y | CHANCE , 8868 |  |  | 1.74 | 2001-12-11 09:37 | Anjanece | 25 | 600 | N | N
CHANCE | 8868 | Y | CHANCE , 8868 |  |  | 1.95 | 2001-12-11 09:37 | Anjanece | 25 | 600 | N | N
CHANCE | 8868 | Y | CHANCE , 8868 |  |  | 1.99 | 2001-12-11 09:37 | Anjanece | 25 | 600 | N | N
CHANCE | 8868 | Y | CHANCE , 8868 |  |  | 2.23 | 2001-12-11 09:37 | Anjanece | 25 | 600 | N | N
CHANCE | 8868 | Y | CHANCE , 8868 |  |  | 2.24 | 2001-12-11 09:37 | Anjanece | 25 | 600 | N | N
CHANCE | 8868 | Y | CHANCE , 8868 |  |  | 2.25 | 2001-12-11 09:37 | Anjanece | 25 | 600 | N | N
CHANCE | 8868 | Y | CHANCE , 8868 |  |  | 2.26 | 2001-12-11 09:37 | Anjanece | 25 | 600 | N | N
CHANCE | 8868 | Y | CHANCE , 8868 |  |  | 2.27 | 2001-12-11 09:37 | Anjanece | 25 | 600 | N | N
CHANCE | 8868 | Y | CHANCE , 8868 |  |  | 2.29 | 2001-12-11 09:37 | Anjanece | 25 | 600 | N | N
CHANCE | 8868 | Y | CHANCE , 8868 |  |  | 2.32 | 2001-12-11 09:37 | Anjanece | 25 | 600 | N | N
CHANCE | 8868 | Y | CHANCE , 8868 |  |  | 2.33 | 2001-12-11 09:37 | Anjanece | 25 | 600 | N | N
CHANCE | 8868 | Y | CHANCE , 8868 |  |  | 2.38 | 2001-12-11 09:37 | Anjanece | 25 | 600 | N | N
CHANCE | 8868 | Y | CHANCE , 8868 |  |  | 2.4 | 2001-12-11 09:37 | Anjanece | 25 | 600 | N | N
CHANCE | 8868 | Y | CHANCE , 8868 |  |  | 2.42 | 2001-12-11 09:37 | Anjanece | 25 | 600 | N | N
CHANCE | 8868 | Y | CHANCE , 8868 |  |  | 2.54 | 2001-12-11 09:37 | Anjanece | 25 | 600 | N | N
CHANCE | 8868 | Y | CHANCE , 8868 |  |  | 2.56 | 2001-12-11 09:37 | Anjanece | 25 | 600 | N | N
CHANCE | 8868 | Y | CHANCE , 8868 |  |  | 2.68 | 2001-12-11 09:37 | Anjanece | 25 | 600 | N | N
CHANCE | 8868 | Y | CHANCE , 8868 |  |  | 2.69 | 2001-12-11 09:37 | Anjanece | 25 | 600 | N | N
CHANCE | 8868 | Y | CHANCE , 8868 |  |  | 2.72 | 2001-12-11 09:37 | Anjanece | 25 | 600 | N | N
CHANCE | 8868 | Y | CHANCE , 8868 |  |  | 2.74 | 2001-12-11 09:37 | Anjanece | 25 | 600 | N | N
CHANCE | 8868 | Y | CHANCE , 8868 |  |  | 3.44 | 2001-12-11 09:37 | Anjanece | 25 | 600 | N | N
CHANCE | 8868 | Y | CHANCE , 8868 |  |  | 3.76 | 2001-12-11 09:37 | Anjanece | 25 | 600 | N | N
CHANCE | 8868 | Y | CHANCE , 8868 |  |  | 3.86 | 2001-12-11 09:37 | Anjanece | 25 | 600 | N | N
CHANCE | 8868 | Y | CHANCE , 8868 |  |  | 3.92 | 2001-12-11 09:37 | Anjanece | 25 | 600 | N | N
CHANCE | 8868 | Y | CHANCE , 8868 |  |  | 6.04 | 2001-12-11 09:37 | Anjanece | 25 | 600 | N | N
CHANCE | 8868 | Y | CHANCE , 8868 |  |  | 8.89 | 2001-12-11 09:37 | Anjanece | 25 | 600 | N | N
CHANCE | 8868 | Y | CHANCE , 8868 |  | Storm Stores | 0 | 2018-04-16 10:06 | Anjanece |  | 600 | N | N
CHANCE | 8868 | Y | CHANCE , 8868 |  |  | 2.24 | 2018-04-16 10:06 | Anjanece |  | 600 | N | N
CHANCE | 8868 | Y | CHANCE , 8868 |  |  | 3.44 | 2018-04-16 10:06 | Anjanece |  | 600 | N | N
CHANCE | 8868 | Y | CHANCE , 8868 |  |  | 3.69 | 2018-04-16 10:06 | Anjanece |  | 600 | N | N
CHANCE | 8868 | Y | CHANCE , 8868 |  |  | 3.92 | 2018-04-16 10:06 | Anjanece |  | 600 | N | N
CHANCE | 8868 | Y | CHANCE , 8868 |  |  | 4.13 | 2018-04-16 10:06 | Anjanece |  | 600 | N | N
CHANCE | 8868 | Y | CHANCE , 8868 |  |  | 4.17 | 2018-04-16 10:06 | Anjanece |  | 600 | N | N
CHANCE | 8868 | Y | CHANCE , 8868 |  |  | 4.27 | 2018-04-16 10:06 | Anjanece |  | 600 | N | N
DIXIE ELECTRIC | D8868 | Y | DIXIE ELECTRIC , D8868 | JEA OVERHEAD DISTRIBUTION | CSC Stores | 1.72 | 2001-12-11 09:37 | Anjanece | 25 | 600 | N | N
DIXIE ELECTRIC | D8868 | Y | DIXIE ELECTRIC , D8868 |  |  | 1.73 | 2001-12-11 09:37 | Anjanece | 25 | 600 | N | N
DIXIE ELECTRIC | D8868 | Y | DIXIE ELECTRIC , D8868 |  |  | 1.74 | 2001-12-11 09:37 | Anjanece | 25 | 600 | N | N
DIXIE ELECTRIC | D8868 | Y | DIXIE ELECTRIC , D8868 |  |  | 1.95 | 2001-12-11 09:37 | Anjanece | 25 | 600 | N | N
DIXIE ELECTRIC | D8868 | Y | DIXIE ELECTRIC , D8868 |  |  | 1.99 | 2001-12-11 09:37 | Anjanece | 25 | 600 | N | N
DIXIE ELECTRIC | D8868 | Y | DIXIE ELECTRIC , D8868 |  |  | 2.23 | 2001-12-11 09:37 | Anjanece | 25 | 600 | N | N
DIXIE ELECTRIC | D8868 | Y | DIXIE ELECTRIC , D8868 |  |  | 2.24 | 2001-12-11 09:37 | Anjanece | 25 | 600 | N | N
DIXIE ELECTRIC | D8868 | Y | DIXIE ELECTRIC , D8868 |  |  | 2.25 | 2001-12-11 09:37 | Anjanece | 25 | 600 | N | N
DIXIE ELECTRIC | D8868 | Y | DIXIE ELECTRIC , D8868 |  |  | 2.26 | 2001-12-11 09:37 | Anjanece | 25 | 600 | N | N
DIXIE ELECTRIC | D8868 | Y | DIXIE ELECTRIC , D8868 |  |  | 2.27 | 2001-12-11 09:37 | Anjanece | 25 | 600 | N | N
DIXIE ELECTRIC | D8868 | Y | DIXIE ELECTRIC , D8868 |  |  | 2.29 | 2001-12-11 09:37 | Anjanece | 25 | 600 | N | N
DIXIE ELECTRIC | D8868 | Y | DIXIE ELECTRIC , D8868 |  |  | 2.32 | 2001-12-11 09:37 | Anjanece | 25 | 600 | N | N
DIXIE ELECTRIC | D8868 | Y | DIXIE ELECTRIC , D8868 |  |  | 2.33 | 2001-12-11 09:37 | Anjanece | 25 | 600 | N | N
DIXIE ELECTRIC | D8868 | Y | DIXIE ELECTRIC , D8868 |  |  | 2.38 | 2001-12-11 09:37 | Anjanece | 25 | 600 | N | N
DIXIE ELECTRIC | D8868 | Y | DIXIE ELECTRIC , D8868 |  |  | 2.4 | 2001-12-11 09:37 | Anjanece | 25 | 600 | N | N
DIXIE ELECTRIC | D8868 | Y | DIXIE ELECTRIC , D8868 |  |  | 2.42 | 2001-12-11 09:37 | Anjanece | 25 | 600 | N | N
DIXIE ELECTRIC | D8868 | Y | DIXIE ELECTRIC , D8868 |  |  | 2.54 | 2001-12-11 09:37 | Anjanece | 25 | 600 | N | N
DIXIE ELECTRIC | D8868 | Y | DIXIE ELECTRIC , D8868 |  |  | 2.56 | 2001-12-11 09:37 | Anjanece | 25 | 600 | N | N
DIXIE ELECTRIC | D8868 | Y | DIXIE ELECTRIC , D8868 |  |  | 2.68 | 2001-12-11 09:37 | Anjanece | 25 | 600 | N | N
DIXIE ELECTRIC | D8868 | Y | DIXIE ELECTRIC , D8868 |  |  | 2.69 | 2001-12-11 09:37 | Anjanece | 25 | 600 | N | N
DIXIE ELECTRIC | D8868 | Y | DIXIE ELECTRIC , D8868 |  |  | 2.72 | 2001-12-11 09:37 | Anjanece | 25 | 600 | N | N
DIXIE ELECTRIC | D8868 | Y | DIXIE ELECTRIC , D8868 |  |  | 2.74 | 2001-12-11 09:37 | Anjanece | 25 | 600 | N | N
DIXIE ELECTRIC | D8868 | Y | DIXIE ELECTRIC , D8868 |  |  | 3.44 | 2001-12-11 09:37 | Anjanece | 25 | 600 | N | N
DIXIE ELECTRIC | D8868 | Y | DIXIE ELECTRIC , D8868 |  |  | 3.76 | 2001-12-11 09:37 | Anjanece | 25 | 600 | N | N
DIXIE ELECTRIC | D8868 | Y | DIXIE ELECTRIC , D8868 |  |  | 3.86 | 2001-12-11 09:37 | Anjanece | 25 | 600 | N | N
DIXIE ELECTRIC | D8868 | Y | DIXIE ELECTRIC , D8868 |  |  | 3.92 | 2001-12-11 09:37 | Anjanece | 25 | 600 | N | N
DIXIE ELECTRIC | D8868 | Y | DIXIE ELECTRIC , D8868 |  |  | 6.04 | 2001-12-11 09:37 | Anjanece | 25 | 600 | N | N
DIXIE ELECTRIC | D8868 | Y | DIXIE ELECTRIC , D8868 |  |  | 8.89 | 2001-12-11 09:37 | Anjanece | 25 | 600 | N | N
DIXIE ELECTRIC | D8868 | Y | DIXIE ELECTRIC , D8868 |  | Storm Stores | 0 | 2018-04-16 10:06 | Anjanece |  | 600 | N | N
DIXIE ELECTRIC | D8868 | Y | DIXIE ELECTRIC , D8868 |  |  | 2.24 | 2018-04-16 10:06 | Anjanece |  | 600 | N | N
DIXIE ELECTRIC | D8868 | Y | DIXIE ELECTRIC , D8868 |  |  | 3.44 | 2018-04-16 10:06 | Anjanece |  | 600 | N | N
DIXIE ELECTRIC | D8868 | Y | DIXIE ELECTRIC , D8868 |  |  | 3.69 | 2018-04-16 10:06 | Anjanece |  | 600 | N | N
DIXIE ELECTRIC | D8868 | Y | DIXIE ELECTRIC , D8868 |  |  | 3.92 | 2018-04-16 10:06 | Anjanece |  | 600 | N | N
DIXIE ELECTRIC | D8868 | Y | DIXIE ELECTRIC , D8868 |  |  | 4.13 | 2018-04-16 10:06 | Anjanece |  | 600 | N | N
DIXIE ELECTRIC | D8868 | Y | DIXIE ELECTRIC , D8868 |  |  | 4.17 | 2018-04-16 10:06 | Anjanece |  | 600 | N | N
DIXIE ELECTRIC | D8868 | Y | DIXIE ELECTRIC , D8868 |  |  | 4.27 | 2018-04-16 10:06 | Anjanece |  | 600 | N | N
FLORIDA WIRE AND CABLE | FW8868 | Y | FLORIDA WIRE AND CABLE , FW8868 | JEA OVERHEAD DISTRIBUTION | CSC Stores | 1.72 | 2001-12-11 09:37 | Anjanece | 25 | 600 | N | N
FLORIDA WIRE AND CABLE | FW8868 | Y | FLORIDA WIRE AND CABLE , FW8868 |  |  | 1.73 | 2001-12-11 09:37 | Anjanece | 25 | 600 | N | N
FLORIDA WIRE AND CABLE | FW8868 | Y | FLORIDA WIRE AND CABLE , FW8868 |  |  | 1.74 | 2001-12-11 09:37 | Anjanece | 25 | 600 | N | N
FLORIDA WIRE AND CABLE | FW8868 | Y | FLORIDA WIRE AND CABLE , FW8868 |  |  | 1.95 | 2001-12-11 09:37 | Anjanece | 25 | 600 | N | N
FLORIDA WIRE AND CABLE | FW8868 | Y | FLORIDA WIRE AND CABLE , FW8868 |  |  | 1.99 | 2001-12-11 09:37 | Anjanece | 25 | 600 | N | N
FLORIDA WIRE AND CABLE | FW8868 | Y | FLORIDA WIRE AND CABLE , FW8868 |  |  | 2.23 | 2001-12-11 09:37 | Anjanece | 25 | 600 | N | N
FLORIDA WIRE AND CABLE | FW8868 | Y | FLORIDA WIRE AND CABLE , FW8868 |  |  | 2.24 | 2001-12-11 09:37 | Anjanece | 25 | 600 | N | N
FLORIDA WIRE AND CABLE | FW8868 | Y | FLORIDA WIRE AND CABLE , FW8868 |  |  | 2.25 | 2001-12-11 09:37 | Anjanece | 25 | 600 | N | N
FLORIDA WIRE AND CABLE | FW8868 | Y | FLORIDA WIRE AND CABLE , FW8868 |  |  | 2.26 | 2001-12-11 09:37 | Anjanece | 25 | 600 | N | N
FLORIDA WIRE AND CABLE | FW8868 | Y | FLORIDA WIRE AND CABLE , FW8868 |  |  | 2.27 | 2001-12-11 09:37 | Anjanece | 25 | 600 | N | N
FLORIDA WIRE AND CABLE | FW8868 | Y | FLORIDA WIRE AND CABLE , FW8868 |  |  | 2.29 | 2001-12-11 09:37 | Anjanece | 25 | 600 | N | N
FLORIDA WIRE AND CABLE | FW8868 | Y | FLORIDA WIRE AND CABLE , FW8868 |  |  | 2.32 | 2001-12-11 09:37 | Anjanece | 25 | 600 | N | N
FLORIDA WIRE AND CABLE | FW8868 | Y | FLORIDA WIRE AND CABLE , FW8868 |  |  | 2.33 | 2001-12-11 09:37 | Anjanece | 25 | 600 | N | N
FLORIDA WIRE AND CABLE | FW8868 | Y | FLORIDA WIRE AND CABLE , FW8868 |  |  | 2.38 | 2001-12-11 09:37 | Anjanece | 25 | 600 | N | N
FLORIDA WIRE AND CABLE | FW8868 | Y | FLORIDA WIRE AND CABLE , FW8868 |  |  | 2.4 | 2001-12-11 09:37 | Anjanece | 25 | 600 | N | N
FLORIDA WIRE AND CABLE | FW8868 | Y | FLORIDA WIRE AND CABLE , FW8868 |  |  | 2.42 | 2001-12-11 09:37 | Anjanece | 25 | 600 | N | N
FLORIDA WIRE AND CABLE | FW8868 | Y | FLORIDA WIRE AND CABLE , FW8868 |  |  | 2.54 | 2001-12-11 09:37 | Anjanece | 25 | 600 | N | N
FLORIDA WIRE AND CABLE | FW8868 | Y | FLORIDA WIRE AND CABLE , FW8868 |  |  | 2.56 | 2001-12-11 09:37 | Anjanece | 25 | 600 | N | N
FLORIDA WIRE AND CABLE | FW8868 | Y | FLORIDA WIRE AND CABLE , FW8868 |  |  | 2.68 | 2001-12-11 09:37 | Anjanece | 25 | 600 | N | N
FLORIDA WIRE AND CABLE | FW8868 | Y | FLORIDA WIRE AND CABLE , FW8868 |  |  | 2.69 | 2001-12-11 09:37 | Anjanece | 25 | 600 | N | N
FLORIDA WIRE AND CABLE | FW8868 | Y | FLORIDA WIRE AND CABLE , FW8868 |  |  | 2.72 | 2001-12-11 09:37 | Anjanece | 25 | 600 | N | N
FLORIDA WIRE AND CABLE | FW8868 | Y | FLORIDA WIRE AND CABLE , FW8868 |  |  | 2.74 | 2001-12-11 09:37 | Anjanece | 25 | 600 | N | N
FLORIDA WIRE AND CABLE | FW8868 | Y | FLORIDA WIRE AND CABLE , FW8868 |  |  | 3.44 | 2001-12-11 09:37 | Anjanece | 25 | 600 | N | N
FLORIDA WIRE AND CABLE | FW8868 | Y | FLORIDA WIRE AND CABLE , FW8868 |  |  | 3.76 | 2001-12-11 09:37 | Anjanece | 25 | 600 | N | N
FLORIDA WIRE AND CABLE | FW8868 | Y | FLORIDA WIRE AND CABLE , FW8868 |  |  | 3.86 | 2001-12-11 09:37 | Anjanece | 25 | 600 | N | N
FLORIDA WIRE AND CABLE | FW8868 | Y | FLORIDA WIRE AND CABLE , FW8868 |  |  | 3.92 | 2001-12-11 09:37 | Anjanece | 25 | 600 | N | N
FLORIDA WIRE AND CABLE | FW8868 | Y | FLORIDA WIRE AND CABLE , FW8868 |  |  | 6.04 | 2001-12-11 09:37 | Anjanece | 25 | 600 | N | N
FLORIDA WIRE AND CABLE | FW8868 | Y | FLORIDA WIRE AND CABLE , FW8868 |  |  | 8.89 | 2001-12-11 09:37 | Anjanece | 25 | 600 | N | N
FLORIDA WIRE AND CABLE | FW8868 | Y | FLORIDA WIRE AND CABLE , FW8868 |  | Storm Stores | 0 | 2018-04-16 10:06 | Anjanece |  | 600 | N | N
FLORIDA WIRE AND CABLE | FW8868 | Y | FLORIDA WIRE AND CABLE , FW8868 |  |  | 2.24 | 2018-04-16 10:06 | Anjanece |  | 600 | N | N
FLORIDA WIRE AND CABLE | FW8868 | Y | FLORIDA WIRE AND CABLE , FW8868 |  |  | 3.44 | 2018-04-16 10:06 | Anjanece |  | 600 | N | N
FLORIDA WIRE AND CABLE | FW8868 | Y | FLORIDA WIRE AND CABLE , FW8868 |  |  | 3.69 | 2018-04-16 10:06 | Anjanece |  | 600 | N | N
FLORIDA WIRE AND CABLE | FW8868 | Y | FLORIDA WIRE AND CABLE , FW8868 |  |  | 3.92 | 2018-04-16 10:06 | Anjanece |  | 600 | N | N
FLORIDA WIRE AND CABLE | FW8868 | Y | FLORIDA WIRE AND CABLE , FW8868 |  |  | 4.13 | 2018-04-16 10:06 | Anjanece |  | 600 | N | N
FLORIDA WIRE AND CABLE | FW8868 | Y | FLORIDA WIRE AND CABLE , FW8868 |  |  | 4.17 | 2018-04-16 10:06 | Anjanece |  | 600 | N | N
FLORIDA WIRE AND CABLE | FW8868 | Y | FLORIDA WIRE AND CABLE , FW8868 |  |  | 4.27 | 2018-04-16 10:06 | Anjanece |  | 600 | N | N
HUGHES | TR-618-F | Y | HUGHES , TR-618-F | JEA OVERHEAD DISTRIBUTION | CSC Stores | 1.72 | 2001-12-11 09:37 | Anjanece | 25 | 600 | N | N
HUGHES | TR-618-F | Y | HUGHES , TR-618-F |  |  | 1.73 | 2001-12-11 09:37 | Anjanece | 25 | 600 | N | N
HUGHES | TR-618-F | Y | HUGHES , TR-618-F |  |  | 1.74 | 2001-12-11 09:37 | Anjanece | 25 | 600 | N | N
HUGHES | TR-618-F | Y | HUGHES , TR-618-F |  |  | 1.95 | 2001-12-11 09:37 | Anjanece | 25 | 600 | N | N
HUGHES | TR-618-F | Y | HUGHES , TR-618-F |  |  | 1.99 | 2001-12-11 09:37 | Anjanece | 25 | 600 | N | N
HUGHES | TR-618-F | Y | HUGHES , TR-618-F |  |  | 2.23 | 2001-12-11 09:37 | Anjanece | 25 | 600 | N | N
HUGHES | TR-618-F | Y | HUGHES , TR-618-F |  |  | 2.24 | 2001-12-11 09:37 | Anjanece | 25 | 600 | N | N
HUGHES | TR-618-F | Y | HUGHES , TR-618-F |  |  | 2.25 | 2001-12-11 09:37 | Anjanece | 25 | 600 | N | N
HUGHES | TR-618-F | Y | HUGHES , TR-618-F |  |  | 2.26 | 2001-12-11 09:37 | Anjanece | 25 | 600 | N | N
HUGHES | TR-618-F | Y | HUGHES , TR-618-F |  |  | 2.27 | 2001-12-11 09:37 | Anjanece | 25 | 600 | N | N
HUGHES | TR-618-F | Y | HUGHES , TR-618-F |  |  | 2.29 | 2001-12-11 09:37 | Anjanece | 25 | 600 | N | N
HUGHES | TR-618-F | Y | HUGHES , TR-618-F |  |  | 2.32 | 2001-12-11 09:37 | Anjanece | 25 | 600 | N | N
HUGHES | TR-618-F | Y | HUGHES , TR-618-F |  |  | 2.33 | 2001-12-11 09:37 | Anjanece | 25 | 600 | N | N
HUGHES | TR-618-F | Y | HUGHES , TR-618-F |  |  | 2.38 | 2001-12-11 09:37 | Anjanece | 25 | 600 | N | N
HUGHES | TR-618-F | Y | HUGHES , TR-618-F |  |  | 2.4 | 2001-12-11 09:37 | Anjanece | 25 | 600 | N | N
HUGHES | TR-618-F | Y | HUGHES , TR-618-F |  |  | 2.42 | 2001-12-11 09:37 | Anjanece | 25 | 600 | N | N
HUGHES | TR-618-F | Y | HUGHES , TR-618-F |  |  | 2.54 | 2001-12-11 09:37 | Anjanece | 25 | 600 | N | N
HUGHES | TR-618-F | Y | HUGHES , TR-618-F |  |  | 2.56 | 2001-12-11 09:37 | Anjanece | 25 | 600 | N | N
HUGHES | TR-618-F | Y | HUGHES , TR-618-F |  |  | 2.68 | 2001-12-11 09:37 | Anjanece | 25 | 600 | N | N
HUGHES | TR-618-F | Y | HUGHES , TR-618-F |  |  | 2.69 | 2001-12-11 09:37 | Anjanece | 25 | 600 | N | N
HUGHES | TR-618-F | Y | HUGHES , TR-618-F |  |  | 2.72 | 2001-12-11 09:37 | Anjanece | 25 | 600 | N | N
HUGHES | TR-618-F | Y | HUGHES , TR-618-F |  |  | 2.74 | 2001-12-11 09:37 | Anjanece | 25 | 600 | N | N
HUGHES | TR-618-F | Y | HUGHES , TR-618-F |  |  | 3.44 | 2001-12-11 09:37 | Anjanece | 25 | 600 | N | N
HUGHES | TR-618-F | Y | HUGHES , TR-618-F |  |  | 3.76 | 2001-12-11 09:37 | Anjanece | 25 | 600 | N | N
HUGHES | TR-618-F | Y | HUGHES , TR-618-F |  |  | 3.86 | 2001-12-11 09:37 | Anjanece | 25 | 600 | N | N
HUGHES | TR-618-F | Y | HUGHES , TR-618-F |  |  | 3.92 | 2001-12-11 09:37 | Anjanece | 25 | 600 | N | N
HUGHES | TR-618-F | Y | HUGHES , TR-618-F |  |  | 6.04 | 2001-12-11 09:37 | Anjanece | 25 | 600 | N | N
HUGHES | TR-618-F | Y | HUGHES , TR-618-F |  |  | 8.89 | 2001-12-11 09:37 | Anjanece | 25 | 600 | N | N
HUGHES | TR-618-F | Y | HUGHES , TR-618-F |  | Storm Stores | 0 | 2018-04-16 10:06 | Anjanece |  | 600 | N | N
HUGHES | TR-618-F | Y | HUGHES , TR-618-F |  |  | 2.24 | 2018-04-16 10:06 | Anjanece |  | 600 | N | N
HUGHES | TR-618-F | Y | HUGHES , TR-618-F |  |  | 3.44 | 2018-04-16 10:06 | Anjanece |  | 600 | N | N
HUGHES | TR-618-F | Y | HUGHES , TR-618-F |  |  | 3.69 | 2018-04-16 10:06 | Anjanece |  | 600 | N | N
HUGHES | TR-618-F | Y | HUGHES , TR-618-F |  |  | 3.92 | 2018-04-16 10:06 | Anjanece |  | 600 | N | N
HUGHES | TR-618-F | Y | HUGHES , TR-618-F |  |  | 4.13 | 2018-04-16 10:06 | Anjanece |  | 600 | N | N
HUGHES | TR-618-F | Y | HUGHES , TR-618-F |  |  | 4.17 | 2018-04-16 10:06 | Anjanece |  | 600 | N | N
HUGHES | TR-618-F | Y | HUGHES , TR-618-F |  |  | 4.27 | 2018-04-16 10:06 | Anjanece |  | 600 | N | N
JOSLYN HI-VOLTAGE CORP. | J8868 | Y | JOSLYN HI-VOLTAGE CORP. , J8868 | JEA OVERHEAD DISTRIBUTION | CSC Stores | 1.72 | 2001-12-11 09:37 | Anjanece | 25 | 600 | N | N
JOSLYN HI-VOLTAGE CORP. | J8868 | Y | JOSLYN HI-VOLTAGE CORP. , J8868 |  |  | 1.73 | 2001-12-11 09:37 | Anjanece | 25 | 600 | N | N
JOSLYN HI-VOLTAGE CORP. | J8868 | Y | JOSLYN HI-VOLTAGE CORP. , J8868 |  |  | 1.74 | 2001-12-11 09:37 | Anjanece | 25 | 600 | N | N
JOSLYN HI-VOLTAGE CORP. | J8868 | Y | JOSLYN HI-VOLTAGE CORP. , J8868 |  |  | 1.95 | 2001-12-11 09:37 | Anjanece | 25 | 600 | N | N
JOSLYN HI-VOLTAGE CORP. | J8868 | Y | JOSLYN HI-VOLTAGE CORP. , J8868 |  |  | 1.99 | 2001-12-11 09:37 | Anjanece | 25 | 600 | N | N
JOSLYN HI-VOLTAGE CORP. | J8868 | Y | JOSLYN HI-VOLTAGE CORP. , J8868 |  |  | 2.23 | 2001-12-11 09:37 | Anjanece | 25 | 600 | N | N
JOSLYN HI-VOLTAGE CORP. | J8868 | Y | JOSLYN HI-VOLTAGE CORP. , J8868 |  |  | 2.24 | 2001-12-11 09:37 | Anjanece | 25 | 600 | N | N
JOSLYN HI-VOLTAGE CORP. | J8868 | Y | JOSLYN HI-VOLTAGE CORP. , J8868 |  |  | 2.25 | 2001-12-11 09:37 | Anjanece | 25 | 600 | N | N
JOSLYN HI-VOLTAGE CORP. | J8868 | Y | JOSLYN HI-VOLTAGE CORP. , J8868 |  |  | 2.26 | 2001-12-11 09:37 | Anjanece | 25 | 600 | N | N
JOSLYN HI-VOLTAGE CORP. | J8868 | Y | JOSLYN HI-VOLTAGE CORP. , J8868 |  |  | 2.27 | 2001-12-11 09:37 | Anjanece | 25 | 600 | N | N
JOSLYN HI-VOLTAGE CORP. | J8868 | Y | JOSLYN HI-VOLTAGE CORP. , J8868 |  |  | 2.29 | 2001-12-11 09:37 | Anjanece | 25 | 600 | N | N
JOSLYN HI-VOLTAGE CORP. | J8868 | Y | JOSLYN HI-VOLTAGE CORP. , J8868 |  |  | 2.32 | 2001-12-11 09:37 | Anjanece | 25 | 600 | N | N
JOSLYN HI-VOLTAGE CORP. | J8868 | Y | JOSLYN HI-VOLTAGE CORP. , J8868 |  |  | 2.33 | 2001-12-11 09:37 | Anjanece | 25 | 600 | N | N
JOSLYN HI-VOLTAGE CORP. | J8868 | Y | JOSLYN HI-VOLTAGE CORP. , J8868 |  |  | 2.38 | 2001-12-11 09:37 | Anjanece | 25 | 600 | N | N
JOSLYN HI-VOLTAGE CORP. | J8868 | Y | JOSLYN HI-VOLTAGE CORP. , J8868 |  |  | 2.4 | 2001-12-11 09:37 | Anjanece | 25 | 600 | N | N
JOSLYN HI-VOLTAGE CORP. | J8868 | Y | JOSLYN HI-VOLTAGE CORP. , J8868 |  |  | 2.42 | 2001-12-11 09:37 | Anjanece | 25 | 600 | N | N
JOSLYN HI-VOLTAGE CORP. | J8868 | Y | JOSLYN HI-VOLTAGE CORP. , J8868 |  |  | 2.54 | 2001-12-11 09:37 | Anjanece | 25 | 600 | N | N
JOSLYN HI-VOLTAGE CORP. | J8868 | Y | JOSLYN HI-VOLTAGE CORP. , J8868 |  |  | 2.56 | 2001-12-11 09:37 | Anjanece | 25 | 600 | N | N
JOSLYN HI-VOLTAGE CORP. | J8868 | Y | JOSLYN HI-VOLTAGE CORP. , J8868 |  |  | 2.68 | 2001-12-11 09:37 | Anjanece | 25 | 600 | N | N
JOSLYN HI-VOLTAGE CORP. | J8868 | Y | JOSLYN HI-VOLTAGE CORP. , J8868 |  |  | 2.69 | 2001-12-11 09:37 | Anjanece | 25 | 600 | N | N
JOSLYN HI-VOLTAGE CORP. | J8868 | Y | JOSLYN HI-VOLTAGE CORP. , J8868 |  |  | 2.72 | 2001-12-11 09:37 | Anjanece | 25 | 600 | N | N
JOSLYN HI-VOLTAGE CORP. | J8868 | Y | JOSLYN HI-VOLTAGE CORP. , J8868 |  |  | 2.74 | 2001-12-11 09:37 | Anjanece | 25 | 600 | N | N
JOSLYN HI-VOLTAGE CORP. | J8868 | Y | JOSLYN HI-VOLTAGE CORP. , J8868 |  |  | 3.44 | 2001-12-11 09:37 | Anjanece | 25 | 600 | N | N
JOSLYN HI-VOLTAGE CORP. | J8868 | Y | JOSLYN HI-VOLTAGE CORP. , J8868 |  |  | 3.76 | 2001-12-11 09:37 | Anjanece | 25 | 600 | N | N
JOSLYN HI-VOLTAGE CORP. | J8868 | Y | JOSLYN HI-VOLTAGE CORP. , J8868 |  |  | 3.86 | 2001-12-11 09:37 | Anjanece | 25 | 600 | N | N
JOSLYN HI-VOLTAGE CORP. | J8868 | Y | JOSLYN HI-VOLTAGE CORP. , J8868 |  |  | 3.92 | 2001-12-11 09:37 | Anjanece | 25 | 600 | N | N
JOSLYN HI-VOLTAGE CORP. | J8868 | Y | JOSLYN HI-VOLTAGE CORP. , J8868 |  |  | 6.04 | 2001-12-11 09:37 | Anjanece | 25 | 600 | N | N
JOSLYN HI-VOLTAGE CORP. | J8868 | Y | JOSLYN HI-VOLTAGE CORP. , J8868 |  |  | 8.89 | 2001-12-11 09:37 | Anjanece | 25 | 600 | N | N
JOSLYN HI-VOLTAGE CORP. | J8868 | Y | JOSLYN HI-VOLTAGE CORP. , J8868 |  | Storm Stores | 0 | 2018-04-16 10:06 | Anjanece |  | 600 | N | N
JOSLYN HI-VOLTAGE CORP. | J8868 | Y | JOSLYN HI-VOLTAGE CORP. , J8868 |  |  | 2.24 | 2018-04-16 10:06 | Anjanece |  | 600 | N | N
JOSLYN HI-VOLTAGE CORP. | J8868 | Y | JOSLYN HI-VOLTAGE CORP. , J8868 |  |  | 3.44 | 2018-04-16 10:06 | Anjanece |  | 600 | N | N
JOSLYN HI-VOLTAGE CORP. | J8868 | Y | JOSLYN HI-VOLTAGE CORP. , J8868 |  |  | 3.69 | 2018-04-16 10:06 | Anjanece |  | 600 | N | N
JOSLYN HI-VOLTAGE CORP. | J8868 | Y | JOSLYN HI-VOLTAGE CORP. , J8868 |  |  | 3.92 | 2018-04-16 10:06 | Anjanece |  | 600 | N | N
JOSLYN HI-VOLTAGE CORP. | J8868 | Y | JOSLYN HI-VOLTAGE CORP. , J8868 |  |  | 4.13 | 2018-04-16 10:06 | Anjanece |  | 600 | N | N
JOSLYN HI-VOLTAGE CORP. | J8868 | Y | JOSLYN HI-VOLTAGE CORP. , J8868 |  |  | 4.17 | 2018-04-16 10:06 | Anjanece |  | 600 | N | N
JOSLYN HI-VOLTAGE CORP. | J8868 | Y | JOSLYN HI-VOLTAGE CORP. , J8868 |  |  | 4.27 | 2018-04-16 10:06 | Anjanece |  | 600 | N | N
MC GRAW EDISON | DF2D18 | Y | MC GRAW EDISON , DF2D18 | JEA OVERHEAD DISTRIBUTION | CSC Stores | 1.72 | 2001-12-11 09:37 | Anjanece | 25 | 600 | N | N
MC GRAW EDISON | DF2D18 | Y | MC GRAW EDISON , DF2D18 |  |  | 1.73 | 2001-12-11 09:37 | Anjanece | 25 | 600 | N | N
MC GRAW EDISON | DF2D18 | Y | MC GRAW EDISON , DF2D18 |  |  | 1.74 | 2001-12-11 09:37 | Anjanece | 25 | 600 | N | N
MC GRAW EDISON | DF2D18 | Y | MC GRAW EDISON , DF2D18 |  |  | 1.95 | 2001-12-11 09:37 | Anjanece | 25 | 600 | N | N
MC GRAW EDISON | DF2D18 | Y | MC GRAW EDISON , DF2D18 |  |  | 1.99 | 2001-12-11 09:37 | Anjanece | 25 | 600 | N | N
MC GRAW EDISON | DF2D18 | Y | MC GRAW EDISON , DF2D18 |  |  | 2.23 | 2001-12-11 09:37 | Anjanece | 25 | 600 | N | N
MC GRAW EDISON | DF2D18 | Y | MC GRAW EDISON , DF2D18 |  |  | 2.24 | 2001-12-11 09:37 | Anjanece | 25 | 600 | N | N
MC GRAW EDISON | DF2D18 | Y | MC GRAW EDISON , DF2D18 |  |  | 2.25 | 2001-12-11 09:37 | Anjanece | 25 | 600 | N | N
MC GRAW EDISON | DF2D18 | Y | MC GRAW EDISON , DF2D18 |  |  | 2.26 | 2001-12-11 09:37 | Anjanece | 25 | 600 | N | N
MC GRAW EDISON | DF2D18 | Y | MC GRAW EDISON , DF2D18 |  |  | 2.27 | 2001-12-11 09:37 | Anjanece | 25 | 600 | N | N
MC GRAW EDISON | DF2D18 | Y | MC GRAW EDISON , DF2D18 |  |  | 2.29 | 2001-12-11 09:37 | Anjanece | 25 | 600 | N | N
MC GRAW EDISON | DF2D18 | Y | MC GRAW EDISON , DF2D18 |  |  | 2.32 | 2001-12-11 09:37 | Anjanece | 25 | 600 | N | N
MC GRAW EDISON | DF2D18 | Y | MC GRAW EDISON , DF2D18 |  |  | 2.33 | 2001-12-11 09:37 | Anjanece | 25 | 600 | N | N
MC GRAW EDISON | DF2D18 | Y | MC GRAW EDISON , DF2D18 |  |  | 2.38 | 2001-12-11 09:37 | Anjanece | 25 | 600 | N | N
MC GRAW EDISON | DF2D18 | Y | MC GRAW EDISON , DF2D18 |  |  | 2.4 | 2001-12-11 09:37 | Anjanece | 25 | 600 | N | N
MC GRAW EDISON | DF2D18 | Y | MC GRAW EDISON , DF2D18 |  |  | 2.42 | 2001-12-11 09:37 | Anjanece | 25 | 600 | N | N
MC GRAW EDISON | DF2D18 | Y | MC GRAW EDISON , DF2D18 |  |  | 2.54 | 2001-12-11 09:37 | Anjanece | 25 | 600 | N | N
MC GRAW EDISON | DF2D18 | Y | MC GRAW EDISON , DF2D18 |  |  | 2.56 | 2001-12-11 09:37 | Anjanece | 25 | 600 | N | N
MC GRAW EDISON | DF2D18 | Y | MC GRAW EDISON , DF2D18 |  |  | 2.68 | 2001-12-11 09:37 | Anjanece | 25 | 600 | N | N
MC GRAW EDISON | DF2D18 | Y | MC GRAW EDISON , DF2D18 |  |  | 2.69 | 2001-12-11 09:37 | Anjanece | 25 | 600 | N | N
MC GRAW EDISON | DF2D18 | Y | MC GRAW EDISON , DF2D18 |  |  | 2.72 | 2001-12-11 09:37 | Anjanece | 25 | 600 | N | N
MC GRAW EDISON | DF2D18 | Y | MC GRAW EDISON , DF2D18 |  |  | 2.74 | 2001-12-11 09:37 | Anjanece | 25 | 600 | N | N
MC GRAW EDISON | DF2D18 | Y | MC GRAW EDISON , DF2D18 |  |  | 3.44 | 2001-12-11 09:37 | Anjanece | 25 | 600 | N | N
MC GRAW EDISON | DF2D18 | Y | MC GRAW EDISON , DF2D18 |  |  | 3.76 | 2001-12-11 09:37 | Anjanece | 25 | 600 | N | N
MC GRAW EDISON | DF2D18 | Y | MC GRAW EDISON , DF2D18 |  |  | 3.86 | 2001-12-11 09:37 | Anjanece | 25 | 600 | N | N
MC GRAW EDISON | DF2D18 | Y | MC GRAW EDISON , DF2D18 |  |  | 3.92 | 2001-12-11 09:37 | Anjanece | 25 | 600 | N | N
MC GRAW EDISON | DF2D18 | Y | MC GRAW EDISON , DF2D18 |  |  | 6.04 | 2001-12-11 09:37 | Anjanece | 25 | 600 | N | N
MC GRAW EDISON | DF2D18 | Y | MC GRAW EDISON , DF2D18 |  |  | 8.89 | 2001-12-11 09:37 | Anjanece | 25 | 600 | N | N
MC GRAW EDISON | DF2D18 | Y | MC GRAW EDISON , DF2D18 |  | Storm Stores | 0 | 2018-04-16 10:06 | Anjanece |  | 600 | N | N
MC GRAW EDISON | DF2D18 | Y | MC GRAW EDISON , DF2D18 |  |  | 2.24 | 2018-04-16 10:06 | Anjanece |  | 600 | N | N
MC GRAW EDISON | DF2D18 | Y | MC GRAW EDISON , DF2D18 |  |  | 3.44 | 2018-04-16 10:06 | Anjanece |  | 600 | N | N
MC GRAW EDISON | DF2D18 | Y | MC GRAW EDISON , DF2D18 |  |  | 3.69 | 2018-04-16 10:06 | Anjanece |  | 600 | N | N
MC GRAW EDISON | DF2D18 | Y | MC GRAW EDISON , DF2D18 |  |  | 3.92 | 2018-04-16 10:06 | Anjanece |  | 600 | N | N
MC GRAW EDISON | DF2D18 | Y | MC GRAW EDISON , DF2D18 |  |  | 4.13 | 2018-04-16 10:06 | Anjanece |  | 600 | N | N
MC GRAW EDISON | DF2D18 | Y | MC GRAW EDISON , DF2D18 |  |  | 4.17 | 2018-04-16 10:06 | Anjanece |  | 600 | N | N
MC GRAW EDISON | DF2D18 | Y | MC GRAW EDISON , DF2D18 |  |  | 4.27 | 2018-04-16 10:06 | Anjanece |  | 600 | N | N
POWERLINE HARDWARE CO. | P8868 | Y | POWERLINE HARDWARE CO. , P8868 | JEA OVERHEAD DISTRIBUTION | CSC Stores | 1.72 | 2001-12-11 09:37 | Anjanece | 25 | 600 | N | N
POWERLINE HARDWARE CO. | P8868 | Y | POWERLINE HARDWARE CO. , P8868 |  |  | 1.73 | 2001-12-11 09:37 | Anjanece | 25 | 600 | N | N
POWERLINE HARDWARE CO. | P8868 | Y | POWERLINE HARDWARE CO. , P8868 |  |  | 1.74 | 2001-12-11 09:37 | Anjanece | 25 | 600 | N | N
POWERLINE HARDWARE CO. | P8868 | Y | POWERLINE HARDWARE CO. , P8868 |  |  | 1.95 | 2001-12-11 09:37 | Anjanece | 25 | 600 | N | N
POWERLINE HARDWARE CO. | P8868 | Y | POWERLINE HARDWARE CO. , P8868 |  |  | 1.99 | 2001-12-11 09:37 | Anjanece | 25 | 600 | N | N
POWERLINE HARDWARE CO. | P8868 | Y | POWERLINE HARDWARE CO. , P8868 |  |  | 2.23 | 2001-12-11 09:37 | Anjanece | 25 | 600 | N | N
POWERLINE HARDWARE CO. | P8868 | Y | POWERLINE HARDWARE CO. , P8868 |  |  | 2.24 | 2001-12-11 09:37 | Anjanece | 25 | 600 | N | N
POWERLINE HARDWARE CO. | P8868 | Y | POWERLINE HARDWARE CO. , P8868 |  |  | 2.25 | 2001-12-11 09:37 | Anjanece | 25 | 600 | N | N
POWERLINE HARDWARE CO. | P8868 | Y | POWERLINE HARDWARE CO. , P8868 |  |  | 2.26 | 2001-12-11 09:37 | Anjanece | 25 | 600 | N | N
POWERLINE HARDWARE CO. | P8868 | Y | POWERLINE HARDWARE CO. , P8868 |  |  | 2.27 | 2001-12-11 09:37 | Anjanece | 25 | 600 | N | N
POWERLINE HARDWARE CO. | P8868 | Y | POWERLINE HARDWARE CO. , P8868 |  |  | 2.29 | 2001-12-11 09:37 | Anjanece | 25 | 600 | N | N
POWERLINE HARDWARE CO. | P8868 | Y | POWERLINE HARDWARE CO. , P8868 |  |  | 2.32 | 2001-12-11 09:37 | Anjanece | 25 | 600 | N | N
POWERLINE HARDWARE CO. | P8868 | Y | POWERLINE HARDWARE CO. , P8868 |  |  | 2.33 | 2001-12-11 09:37 | Anjanece | 25 | 600 | N | N
POWERLINE HARDWARE CO. | P8868 | Y | POWERLINE HARDWARE CO. , P8868 |  |  | 2.38 | 2001-12-11 09:37 | Anjanece | 25 | 600 | N | N
POWERLINE HARDWARE CO. | P8868 | Y | POWERLINE HARDWARE CO. , P8868 |  |  | 2.4 | 2001-12-11 09:37 | Anjanece | 25 | 600 | N | N
POWERLINE HARDWARE CO. | P8868 | Y | POWERLINE HARDWARE CO. , P8868 |  |  | 2.42 | 2001-12-11 09:37 | Anjanece | 25 | 600 | N | N
POWERLINE HARDWARE CO. | P8868 | Y | POWERLINE HARDWARE CO. , P8868 |  |  | 2.54 | 2001-12-11 09:37 | Anjanece | 25 | 600 | N | N
POWERLINE HARDWARE CO. | P8868 | Y | POWERLINE HARDWARE CO. , P8868 |  |  | 2.56 | 2001-12-11 09:37 | Anjanece | 25 | 600 | N | N
POWERLINE HARDWARE CO. | P8868 | Y | POWERLINE HARDWARE CO. , P8868 |  |  | 2.68 | 2001-12-11 09:37 | Anjanece | 25 | 600 | N | N
POWERLINE HARDWARE CO. | P8868 | Y | POWERLINE HARDWARE CO. , P8868 |  |  | 2.69 | 2001-12-11 09:37 | Anjanece | 25 | 600 | N | N
POWERLINE HARDWARE CO. | P8868 | Y | POWERLINE HARDWARE CO. , P8868 |  |  | 2.72 | 2001-12-11 09:37 | Anjanece | 25 | 600 | N | N
POWERLINE HARDWARE CO. | P8868 | Y | POWERLINE HARDWARE CO. , P8868 |  |  | 2.74 | 2001-12-11 09:37 | Anjanece | 25 | 600 | N | N
POWERLINE HARDWARE CO. | P8868 | Y | POWERLINE HARDWARE CO. , P8868 |  |  | 3.44 | 2001-12-11 09:37 | Anjanece | 25 | 600 | N | N
POWERLINE HARDWARE CO. | P8868 | Y | POWERLINE HARDWARE CO. , P8868 |  |  | 3.76 | 2001-12-11 09:37 | Anjanece | 25 | 600 | N | N
POWERLINE HARDWARE CO. | P8868 | Y | POWERLINE HARDWARE CO. , P8868 |  |  | 3.86 | 2001-12-11 09:37 | Anjanece | 25 | 600 | N | N
POWERLINE HARDWARE CO. | P8868 | Y | POWERLINE HARDWARE CO. , P8868 |  |  | 3.92 | 2001-12-11 09:37 | Anjanece | 25 | 600 | N | N
POWERLINE HARDWARE CO. | P8868 | Y | POWERLINE HARDWARE CO. , P8868 |  |  | 6.04 | 2001-12-11 09:37 | Anjanece | 25 | 600 | N | N
POWERLINE HARDWARE CO. | P8868 | Y | POWERLINE HARDWARE CO. , P8868 |  |  | 8.89 | 2001-12-11 09:37 | Anjanece | 25 | 600 | N | N
POWERLINE HARDWARE CO. | P8868 | Y | POWERLINE HARDWARE CO. , P8868 |  | Storm Stores | 0 | 2018-04-16 10:06 | Anjanece |  | 600 | N | N
POWERLINE HARDWARE CO. | P8868 | Y | POWERLINE HARDWARE CO. , P8868 |  |  | 2.24 | 2018-04-16 10:06 | Anjanece |  | 600 | N | N
POWERLINE HARDWARE CO. | P8868 | Y | POWERLINE HARDWARE CO. , P8868 |  |  | 3.44 | 2018-04-16 10:06 | Anjanece |  | 600 | N | N
POWERLINE HARDWARE CO. | P8868 | Y | POWERLINE HARDWARE CO. , P8868 |  |  | 3.69 | 2018-04-16 10:06 | Anjanece |  | 600 | N | N
POWERLINE HARDWARE CO. | P8868 | Y | POWERLINE HARDWARE CO. , P8868 |  |  | 3.92 | 2018-04-16 10:06 | Anjanece |  | 600 | N | N
POWERLINE HARDWARE CO. | P8868 | Y | POWERLINE HARDWARE CO. , P8868 |  |  | 4.13 | 2018-04-16 10:06 | Anjanece |  | 600 | N | N
POWERLINE HARDWARE CO. | P8868 | Y | POWERLINE HARDWARE CO. , P8868 |  |  | 4.17 | 2018-04-16 10:06 | Anjanece |  | 600 | N | N
POWERLINE HARDWARE CO. | P8868 | Y | POWERLINE HARDWARE CO. , P8868 |  |  | 4.27 | 2018-04-16 10:06 | Anjanece |  | 600 | N | N
STEEL CITY | SC8868BG | Y | STEEL CITY , SC8868BG | JEA OVERHEAD DISTRIBUTION | CSC Stores | 1.72 | 2001-12-11 09:37 | Anjanece | 25 | 600 | N | N
STEEL CITY | SC8868BG | Y | STEEL CITY , SC8868BG |  |  | 1.73 | 2001-12-11 09:37 | Anjanece | 25 | 600 | N | N
STEEL CITY | SC8868BG | Y | STEEL CITY , SC8868BG |  |  | 1.74 | 2001-12-11 09:37 | Anjanece | 25 | 600 | N | N
STEEL CITY | SC8868BG | Y | STEEL CITY , SC8868BG |  |  | 1.95 | 2001-12-11 09:37 | Anjanece | 25 | 600 | N | N
STEEL CITY | SC8868BG | Y | STEEL CITY , SC8868BG |  |  | 1.99 | 2001-12-11 09:37 | Anjanece | 25 | 600 | N | N
STEEL CITY | SC8868BG | Y | STEEL CITY , SC8868BG |  |  | 2.23 | 2001-12-11 09:37 | Anjanece | 25 | 600 | N | N
STEEL CITY | SC8868BG | Y | STEEL CITY , SC8868BG |  |  | 2.24 | 2001-12-11 09:37 | Anjanece | 25 | 600 | N | N
STEEL CITY | SC8868BG | Y | STEEL CITY , SC8868BG |  |  | 2.25 | 2001-12-11 09:37 | Anjanece | 25 | 600 | N | N
STEEL CITY | SC8868BG | Y | STEEL CITY , SC8868BG |  |  | 2.26 | 2001-12-11 09:37 | Anjanece | 25 | 600 | N | N
STEEL CITY | SC8868BG | Y | STEEL CITY , SC8868BG |  |  | 2.27 | 2001-12-11 09:37 | Anjanece | 25 | 600 | N | N
STEEL CITY | SC8868BG | Y | STEEL CITY , SC8868BG |  |  | 2.29 | 2001-12-11 09:37 | Anjanece | 25 | 600 | N | N
STEEL CITY | SC8868BG | Y | STEEL CITY , SC8868BG |  |  | 2.32 | 2001-12-11 09:37 | Anjanece | 25 | 600 | N | N
STEEL CITY | SC8868BG | Y | STEEL CITY , SC8868BG |  |  | 2.33 | 2001-12-11 09:37 | Anjanece | 25 | 600 | N | N
STEEL CITY | SC8868BG | Y | STEEL CITY , SC8868BG |  |  | 2.38 | 2001-12-11 09:37 | Anjanece | 25 | 600 | N | N
STEEL CITY | SC8868BG | Y | STEEL CITY , SC8868BG |  |  | 2.4 | 2001-12-11 09:37 | Anjanece | 25 | 600 | N | N
STEEL CITY | SC8868BG | Y | STEEL CITY , SC8868BG |  |  | 2.42 | 2001-12-11 09:37 | Anjanece | 25 | 600 | N | N
STEEL CITY | SC8868BG | Y | STEEL CITY , SC8868BG |  |  | 2.54 | 2001-12-11 09:37 | Anjanece | 25 | 600 | N | N
STEEL CITY | SC8868BG | Y | STEEL CITY , SC8868BG |  |  | 2.56 | 2001-12-11 09:37 | Anjanece | 25 | 600 | N | N
STEEL CITY | SC8868BG | Y | STEEL CITY , SC8868BG |  |  | 2.68 | 2001-12-11 09:37 | Anjanece | 25 | 600 | N | N
STEEL CITY | SC8868BG | Y | STEEL CITY , SC8868BG |  |  | 2.69 | 2001-12-11 09:37 | Anjanece | 25 | 600 | N | N
STEEL CITY | SC8868BG | Y | STEEL CITY , SC8868BG |  |  | 2.72 | 2001-12-11 09:37 | Anjanece | 25 | 600 | N | N
STEEL CITY | SC8868BG | Y | STEEL CITY , SC8868BG |  |  | 2.74 | 2001-12-11 09:37 | Anjanece | 25 | 600 | N | N
STEEL CITY | SC8868BG | Y | STEEL CITY , SC8868BG |  |  | 3.44 | 2001-12-11 09:37 | Anjanece | 25 | 600 | N | N
STEEL CITY | SC8868BG | Y | STEEL CITY , SC8868BG |  |  | 3.76 | 2001-12-11 09:37 | Anjanece | 25 | 600 | N | N
STEEL CITY | SC8868BG | Y | STEEL CITY , SC8868BG |  |  | 3.86 | 2001-12-11 09:37 | Anjanece | 25 | 600 | N | N
STEEL CITY | SC8868BG | Y | STEEL CITY , SC8868BG |  |  | 3.92 | 2001-12-11 09:37 | Anjanece | 25 | 600 | N | N
STEEL CITY | SC8868BG | Y | STEEL CITY , SC8868BG |  |  | 6.04 | 2001-12-11 09:37 | Anjanece | 25 | 600 | N | N
STEEL CITY | SC8868BG | Y | STEEL CITY , SC8868BG |  |  | 8.89 | 2001-12-11 09:37 | Anjanece | 25 | 600 | N | N
STEEL CITY | SC8868BG | Y | STEEL CITY , SC8868BG |  | Storm Stores | 0 | 2018-04-16 10:06 | Anjanece |  | 600 | N | N
STEEL CITY | SC8868BG | Y | STEEL CITY , SC8868BG |  |  | 2.24 | 2018-04-16 10:06 | Anjanece |  | 600 | N | N
STEEL CITY | SC8868BG | Y | STEEL CITY , SC8868BG |  |  | 3.44 | 2018-04-16 10:06 | Anjanece |  | 600 | N | N
STEEL CITY | SC8868BG | Y | STEEL CITY , SC8868BG |  |  | 3.69 | 2018-04-16 10:06 | Anjanece |  | 600 | N | N
STEEL CITY | SC8868BG | Y | STEEL CITY , SC8868BG |  |  | 3.92 | 2018-04-16 10:06 | Anjanece |  | 600 | N | N
STEEL CITY | SC8868BG | Y | STEEL CITY , SC8868BG |  |  | 4.13 | 2018-04-16 10:06 | Anjanece |  | 600 | N | N
STEEL CITY | SC8868BG | Y | STEEL CITY , SC8868BG |  |  | 4.17 | 2018-04-16 10:06 | Anjanece |  | 600 | N | N
STEEL CITY | SC8868BG | Y | STEEL CITY , SC8868BG |  |  | 4.27 | 2018-04-16 10:06 | Anjanece |  | 600 | N | N
THREADED FASTENERS INC. | TF8868 | Y | THREADED FASTENERS INC. , TF8868 | JEA OVERHEAD DISTRIBUTION | CSC Stores | 1.72 | 2001-12-11 09:37 | Anjanece | 25 | 600 | N | N
THREADED FASTENERS INC. | TF8868 | Y | THREADED FASTENERS INC. , TF8868 |  |  | 1.73 | 2001-12-11 09:37 | Anjanece | 25 | 600 | N | N
THREADED FASTENERS INC. | TF8868 | Y | THREADED FASTENERS INC. , TF8868 |  |  | 1.74 | 2001-12-11 09:37 | Anjanece | 25 | 600 | N | N
THREADED FASTENERS INC. | TF8868 | Y | THREADED FASTENERS INC. , TF8868 |  |  | 1.95 | 2001-12-11 09:37 | Anjanece | 25 | 600 | N | N
THREADED FASTENERS INC. | TF8868 | Y | THREADED FASTENERS INC. , TF8868 |  |  | 1.99 | 2001-12-11 09:37 | Anjanece | 25 | 600 | N | N
THREADED FASTENERS INC. | TF8868 | Y | THREADED FASTENERS INC. , TF8868 |  |  | 2.23 | 2001-12-11 09:37 | Anjanece | 25 | 600 | N | N
THREADED FASTENERS INC. | TF8868 | Y | THREADED FASTENERS INC. , TF8868 |  |  | 2.24 | 2001-12-11 09:37 | Anjanece | 25 | 600 | N | N
THREADED FASTENERS INC. | TF8868 | Y | THREADED FASTENERS INC. , TF8868 |  |  | 2.25 | 2001-12-11 09:37 | Anjanece | 25 | 600 | N | N
THREADED FASTENERS INC. | TF8868 | Y | THREADED FASTENERS INC. , TF8868 |  |  | 2.26 | 2001-12-11 09:37 | Anjanece | 25 | 600 | N | N
THREADED FASTENERS INC. | TF8868 | Y | THREADED FASTENERS INC. , TF8868 |  |  | 2.27 | 2001-12-11 09:37 | Anjanece | 25 | 600 | N | N
THREADED FASTENERS INC. | TF8868 | Y | THREADED FASTENERS INC. , TF8868 |  |  | 2.29 | 2001-12-11 09:37 | Anjanece | 25 | 600 | N | N
THREADED FASTENERS INC. | TF8868 | Y | THREADED FASTENERS INC. , TF8868 |  |  | 2.32 | 2001-12-11 09:37 | Anjanece | 25 | 600 | N | N
THREADED FASTENERS INC. | TF8868 | Y | THREADED FASTENERS INC. , TF8868 |  |  | 2.33 | 2001-12-11 09:37 | Anjanece | 25 | 600 | N | N
THREADED FASTENERS INC. | TF8868 | Y | THREADED FASTENERS INC. , TF8868 |  |  | 2.38 | 2001-12-11 09:37 | Anjanece | 25 | 600 | N | N
THREADED FASTENERS INC. | TF8868 | Y | THREADED FASTENERS INC. , TF8868 |  |  | 2.4 | 2001-12-11 09:37 | Anjanece | 25 | 600 | N | N
THREADED FASTENERS INC. | TF8868 | Y | THREADED FASTENERS INC. , TF8868 |  |  | 2.42 | 2001-12-11 09:37 | Anjanece | 25 | 600 | N | N
THREADED FASTENERS INC. | TF8868 | Y | THREADED FASTENERS INC. , TF8868 |  |  | 2.54 | 2001-12-11 09:37 | Anjanece | 25 | 600 | N | N
THREADED FASTENERS INC. | TF8868 | Y | THREADED FASTENERS INC. , TF8868 |  |  | 2.56 | 2001-12-11 09:37 | Anjanece | 25 | 600 | N | N
THREADED FASTENERS INC. | TF8868 | Y | THREADED FASTENERS INC. , TF8868 |  |  | 2.68 | 2001-12-11 09:37 | Anjanece | 25 | 600 | N | N
THREADED FASTENERS INC. | TF8868 | Y | THREADED FASTENERS INC. , TF8868 |  |  | 2.69 | 2001-12-11 09:37 | Anjanece | 25 | 600 | N | N
THREADED FASTENERS INC. | TF8868 | Y | THREADED FASTENERS INC. , TF8868 |  |  | 2.72 | 2001-12-11 09:37 | Anjanece | 25 | 600 | N | N
THREADED FASTENERS INC. | TF8868 | Y | THREADED FASTENERS INC. , TF8868 |  |  | 2.74 | 2001-12-11 09:37 | Anjanece | 25 | 600 | N | N
THREADED FASTENERS INC. | TF8868 | Y | THREADED FASTENERS INC. , TF8868 |  |  | 3.44 | 2001-12-11 09:37 | Anjanece | 25 | 600 | N | N
THREADED FASTENERS INC. | TF8868 | Y | THREADED FASTENERS INC. , TF8868 |  |  | 3.76 | 2001-12-11 09:37 | Anjanece | 25 | 600 | N | N
THREADED FASTENERS INC. | TF8868 | Y | THREADED FASTENERS INC. , TF8868 |  |  | 3.86 | 2001-12-11 09:37 | Anjanece | 25 | 600 | N | N
THREADED FASTENERS INC. | TF8868 | Y | THREADED FASTENERS INC. , TF8868 |  |  | 3.92 | 2001-12-11 09:37 | Anjanece | 25 | 600 | N | N
THREADED FASTENERS INC. | TF8868 | Y | THREADED FASTENERS INC. , TF8868 |  |  | 6.04 | 2001-12-11 09:37 | Anjanece | 25 | 600 | N | N
THREADED FASTENERS INC. | TF8868 | Y | THREADED FASTENERS INC. , TF8868 |  |  | 8.89 | 2001-12-11 09:37 | Anjanece | 25 | 600 | N | N
THREADED FASTENERS INC. | TF8868 | Y | THREADED FASTENERS INC. , TF8868 |  | Storm Stores | 0 | 2018-04-16 10:06 | Anjanece |  | 600 | N | N
THREADED FASTENERS INC. | TF8868 | Y | THREADED FASTENERS INC. , TF8868 |  |  | 2.24 | 2018-04-16 10:06 | Anjanece |  | 600 | N | N
THREADED FASTENERS INC. | TF8868 | Y | THREADED FASTENERS INC. , TF8868 |  |  | 3.44 | 2018-04-16 10:06 | Anjanece |  | 600 | N | N
THREADED FASTENERS INC. | TF8868 | Y | THREADED FASTENERS INC. , TF8868 |  |  | 3.69 | 2018-04-16 10:06 | Anjanece |  | 600 | N | N
THREADED FASTENERS INC. | TF8868 | Y | THREADED FASTENERS INC. , TF8868 |  |  | 3.92 | 2018-04-16 10:06 | Anjanece |  | 600 | N | N
THREADED FASTENERS INC. | TF8868 | Y | THREADED FASTENERS INC. , TF8868 |  |  | 4.13 | 2018-04-16 10:06 | Anjanece |  | 600 | N | N
THREADED FASTENERS INC. | TF8868 | Y | THREADED FASTENERS INC. , TF8868 |  |  | 4.17 | 2018-04-16 10:06 | Anjanece |  | 600 | N | N
THREADED FASTENERS INC. | TF8868 | Y | THREADED FASTENERS INC. , TF8868 |  |  | 4.27 | 2018-04-16 10:06 | Anjanece |  | 600 | N | N
UTILITIES SERVICE | 5079 | Y | UTILITIES SERVICE , 5079 | JEA OVERHEAD DISTRIBUTION | CSC Stores | 1.72 | 2001-12-11 09:37 | Anjanece | 25 | 600 | N | N
UTILITIES SERVICE | 5079 | Y | UTILITIES SERVICE , 5079 |  |  | 1.73 | 2001-12-11 09:37 | Anjanece | 25 | 600 | N | N
UTILITIES SERVICE | 5079 | Y | UTILITIES SERVICE , 5079 |  |  | 1.74 | 2001-12-11 09:37 | Anjanece | 25 | 600 | N | N
UTILITIES SERVICE | 5079 | Y | UTILITIES SERVICE , 5079 |  |  | 1.95 | 2001-12-11 09:37 | Anjanece | 25 | 600 | N | N
UTILITIES SERVICE | 5079 | Y | UTILITIES SERVICE , 5079 |  |  | 1.99 | 2001-12-11 09:37 | Anjanece | 25 | 600 | N | N
UTILITIES SERVICE | 5079 | Y | UTILITIES SERVICE , 5079 |  |  | 2.23 | 2001-12-11 09:37 | Anjanece | 25 | 600 | N | N
UTILITIES SERVICE | 5079 | Y | UTILITIES SERVICE , 5079 |  |  | 2.24 | 2001-12-11 09:37 | Anjanece | 25 | 600 | N | N
UTILITIES SERVICE | 5079 | Y | UTILITIES SERVICE , 5079 |  |  | 2.25 | 2001-12-11 09:37 | Anjanece | 25 | 600 | N | N
UTILITIES SERVICE | 5079 | Y | UTILITIES SERVICE , 5079 |  |  | 2.26 | 2001-12-11 09:37 | Anjanece | 25 | 600 | N | N
UTILITIES SERVICE | 5079 | Y | UTILITIES SERVICE , 5079 |  |  | 2.27 | 2001-12-11 09:37 | Anjanece | 25 | 600 | N | N
UTILITIES SERVICE | 5079 | Y | UTILITIES SERVICE , 5079 |  |  | 2.29 | 2001-12-11 09:37 | Anjanece | 25 | 600 | N | N
UTILITIES SERVICE | 5079 | Y | UTILITIES SERVICE , 5079 |  |  | 2.32 | 2001-12-11 09:37 | Anjanece | 25 | 600 | N | N
UTILITIES SERVICE | 5079 | Y | UTILITIES SERVICE , 5079 |  |  | 2.33 | 2001-12-11 09:37 | Anjanece | 25 | 600 | N | N
UTILITIES SERVICE | 5079 | Y | UTILITIES SERVICE , 5079 |  |  | 2.38 | 2001-12-11 09:37 | Anjanece | 25 | 600 | N | N
UTILITIES SERVICE | 5079 | Y | UTILITIES SERVICE , 5079 |  |  | 2.4 | 2001-12-11 09:37 | Anjanece | 25 | 600 | N | N
UTILITIES SERVICE | 5079 | Y | UTILITIES SERVICE , 5079 |  |  | 2.42 | 2001-12-11 09:37 | Anjanece | 25 | 600 | N | N
UTILITIES SERVICE | 5079 | Y | UTILITIES SERVICE , 5079 |  |  | 2.54 | 2001-12-11 09:37 | Anjanece | 25 | 600 | N | N
UTILITIES SERVICE | 5079 | Y | UTILITIES SERVICE , 5079 |  |  | 2.56 | 2001-12-11 09:37 | Anjanece | 25 | 600 | N | N
UTILITIES SERVICE | 5079 | Y | UTILITIES SERVICE , 5079 |  |  | 2.68 | 2001-12-11 09:37 | Anjanece | 25 | 600 | N | N
UTILITIES SERVICE | 5079 | Y | UTILITIES SERVICE , 5079 |  |  | 2.69 | 2001-12-11 09:37 | Anjanece | 25 | 600 | N | N
UTILITIES SERVICE | 5079 | Y | UTILITIES SERVICE , 5079 |  |  | 2.72 | 2001-12-11 09:37 | Anjanece | 25 | 600 | N | N
UTILITIES SERVICE | 5079 | Y | UTILITIES SERVICE , 5079 |  |  | 2.74 | 2001-12-11 09:37 | Anjanece | 25 | 600 | N | N
UTILITIES SERVICE | 5079 | Y | UTILITIES SERVICE , 5079 |  |  | 3.44 | 2001-12-11 09:37 | Anjanece | 25 | 600 | N | N
UTILITIES SERVICE | 5079 | Y | UTILITIES SERVICE , 5079 |  |  | 3.76 | 2001-12-11 09:37 | Anjanece | 25 | 600 | N | N
UTILITIES SERVICE | 5079 | Y | UTILITIES SERVICE , 5079 |  |  | 3.86 | 2001-12-11 09:37 | Anjanece | 25 | 600 | N | N
UTILITIES SERVICE | 5079 | Y | UTILITIES SERVICE , 5079 |  |  | 3.92 | 2001-12-11 09:37 | Anjanece | 25 | 600 | N | N
UTILITIES SERVICE | 5079 | Y | UTILITIES SERVICE , 5079 |  |  | 6.04 | 2001-12-11 09:37 | Anjanece | 25 | 600 | N | N
UTILITIES SERVICE | 5079 | Y | UTILITIES SERVICE , 5079 |  |  | 8.89 | 2001-12-11 09:37 | Anjanece | 25 | 600 | N | N
UTILITIES SERVICE | 5079 | Y | UTILITIES SERVICE , 5079 |  | Storm Stores | 0 | 2018-04-16 10:06 | Anjanece |  | 600 | N | N
UTILITIES SERVICE | 5079 | Y | UTILITIES SERVICE , 5079 |  |  | 2.24 | 2018-04-16 10:06 | Anjanece |  | 600 | N | N
UTILITIES SERVICE | 5079 | Y | UTILITIES SERVICE , 5079 |  |  | 3.44 | 2018-04-16 10:06 | Anjanece |  | 600 | N | N
UTILITIES SERVICE | 5079 | Y | UTILITIES SERVICE , 5079 |  |  | 3.69 | 2018-04-16 10:06 | Anjanece |  | 600 | N | N
UTILITIES SERVICE | 5079 | Y | UTILITIES SERVICE , 5079 |  |  | 3.92 | 2018-04-16 10:06 | Anjanece |  | 600 | N | N
UTILITIES SERVICE | 5079 | Y | UTILITIES SERVICE , 5079 |  |  | 4.13 | 2018-04-16 10:06 | Anjanece |  | 600 | N | N
UTILITIES SERVICE | 5079 | Y | UTILITIES SERVICE , 5079 |  |  | 4.17 | 2018-04-16 10:06 | Anjanece |  | 600 | N | N
UTILITIES SERVICE | 5079 | Y | UTILITIES SERVICE , 5079 |  |  | 4.27 | 2018-04-16 10:06 | Anjanece |  | 600 | N | N
ALLIED BOLT, INC. | 5960 | Y | ALLIED BOLT, INC. , 5960 | JEA OVERHEAD DISTRIBUTION | CSC Stores | 1.17 | 2002-03-12 16:52 | Anjanece | 25 | 0 | N | N
ALLIED BOLT, INC. | 5960 | Y | ALLIED BOLT, INC. , 5960 |  |  | 1.18 | 2002-03-12 16:52 | Anjanece | 25 | 0 | N | N
ALLIED BOLT, INC. | 5960 | Y | ALLIED BOLT, INC. , 5960 |  |  | 1.19 | 2002-03-12 16:52 | Anjanece | 25 | 0 | N | N
ALLIED BOLT, INC. | 5960 | Y | ALLIED BOLT, INC. , 5960 |  |  | 1.21 | 2002-03-12 16:52 | Anjanece | 25 | 0 | N | N
ALLIED BOLT, INC. | 5960 | Y | ALLIED BOLT, INC. , 5960 |  |  | 1.28 | 2002-03-12 16:52 | Anjanece | 25 | 0 | N | N
ALLIED BOLT, INC. | 5960 | Y | ALLIED BOLT, INC. , 5960 |  |  | 1.42 | 2002-03-12 16:52 | Anjanece | 25 | 0 | N | N
ALLIED BOLT, INC. | 5960 | Y | ALLIED BOLT, INC. , 5960 |  |  | 1.47 | 2002-03-12 16:52 | Anjanece | 25 | 0 | N | N
ALLIED BOLT, INC. | 5960 | Y | ALLIED BOLT, INC. , 5960 |  |  | 1.52 | 2002-03-12 16:52 | Anjanece | 25 | 0 | N | N
ALLIED BOLT, INC. | 5960 | Y | ALLIED BOLT, INC. , 5960 |  |  | 1.75 | 2002-03-12 16:52 | Anjanece | 25 | 0 | N | N
ALLIED BOLT, INC. | 5960 | Y | ALLIED BOLT, INC. , 5960 |  |  | 1.87 | 2002-03-12 16:52 | Anjanece | 25 | 0 | N | N
ALLIED BOLT, INC. | 5960 | Y | ALLIED BOLT, INC. , 5960 |  |  | 2.42 | 2002-03-12 16:52 | Anjanece | 25 | 0 | N | N
ALLIED BOLT, INC. | 5960 | Y | ALLIED BOLT, INC. , 5960 |  |  | 2.45 | 2002-03-12 16:52 | Anjanece | 25 | 0 | N | N
ALLIED BOLT, INC. | 5960 | Y | ALLIED BOLT, INC. , 5960 |  |  | 2.46 | 2002-03-12 16:52 | Anjanece | 25 | 0 | N | N
ALLIED BOLT, INC. | 5960 | Y | ALLIED BOLT, INC. , 5960 |  |  | 2.47 | 2002-03-12 16:52 | Anjanece | 25 | 0 | N | N
ALLIED BOLT, INC. | 5960 | Y | ALLIED BOLT, INC. , 5960 |  |  | 2.57 | 2002-03-12 16:52 | Anjanece | 25 | 0 | N | N
ALLIED BOLT, INC. | 5960 | Y | ALLIED BOLT, INC. , 5960 |  |  | 2.7 | 2002-03-12 16:52 | Anjanece | 25 | 0 | N | N
ALLIED BOLT, INC. | 5960 | Y | ALLIED BOLT, INC. , 5960 |  |  | 2.84 | 2002-03-12 16:52 | Anjanece | 25 | 0 | N | N
ALLIED BOLT, INC. | 5960 | Y | ALLIED BOLT, INC. , 5960 |  |  | 2.87 | 2002-03-12 16:52 | Anjanece | 25 | 0 | N | N
ALLIED BOLT, INC. | 5960 | Y | ALLIED BOLT, INC. , 5960 |  |  | 2.91 | 2002-03-12 16:52 | Anjanece | 25 | 0 | N | N
ALLIED BOLT, INC. | 5960 | Y | ALLIED BOLT, INC. , 5960 |  |  | 2.92 | 2002-03-12 16:52 | Anjanece | 25 | 0 | N | N
ALLIED BOLT, INC. | 5960 | Y | ALLIED BOLT, INC. , 5960 |  |  | 2.93 | 2002-03-12 16:52 | Anjanece | 25 | 0 | N | N
ALLIED BOLT, INC. | 5960 | Y | ALLIED BOLT, INC. , 5960 |  |  | 2.94 | 2002-03-12 16:52 | Anjanece | 25 | 0 | N | N
ALLIED BOLT, INC. | 5960 | Y | ALLIED BOLT, INC. , 5960 |  |  | 2.98 | 2002-03-12 16:52 | Anjanece | 25 | 0 | N | N
ALLIED BOLT, INC. | 5960 | Y | ALLIED BOLT, INC. , 5960 |  |  | 4.23 | 2002-03-12 16:52 | Anjanece | 25 | 0 | N | N
ALLIED BOLT, INC. | 5960 | Y | ALLIED BOLT, INC. , 5960 |  |  | 4.88 | 2002-03-12 16:52 | Anjanece | 25 | 0 | N | N
ALUMA FORM | AF8870 | Y | ALUMA FORM , AF8870 | JEA OVERHEAD DISTRIBUTION | CSC Stores | 1.17 | 2002-03-12 16:52 | Anjanece | 25 | 0 | N | N
ALUMA FORM | AF8870 | Y | ALUMA FORM , AF8870 |  |  | 1.18 | 2002-03-12 16:52 | Anjanece | 25 | 0 | N | N
ALUMA FORM | AF8870 | Y | ALUMA FORM , AF8870 |  |  | 1.19 | 2002-03-12 16:52 | Anjanece | 25 | 0 | N | N
ALUMA FORM | AF8870 | Y | ALUMA FORM , AF8870 |  |  | 1.21 | 2002-03-12 16:52 | Anjanece | 25 | 0 | N | N
ALUMA FORM | AF8870 | Y | ALUMA FORM , AF8870 |  |  | 1.28 | 2002-03-12 16:52 | Anjanece | 25 | 0 | N | N
ALUMA FORM | AF8870 | Y | ALUMA FORM , AF8870 |  |  | 1.42 | 2002-03-12 16:52 | Anjanece | 25 | 0 | N | N
ALUMA FORM | AF8870 | Y | ALUMA FORM , AF8870 |  |  | 1.47 | 2002-03-12 16:52 | Anjanece | 25 | 0 | N | N
ALUMA FORM | AF8870 | Y | ALUMA FORM , AF8870 |  |  | 1.52 | 2002-03-12 16:52 | Anjanece | 25 | 0 | N | N
ALUMA FORM | AF8870 | Y | ALUMA FORM , AF8870 |  |  | 1.75 | 2002-03-12 16:52 | Anjanece | 25 | 0 | N | N
ALUMA FORM | AF8870 | Y | ALUMA FORM , AF8870 |  |  | 1.87 | 2002-03-12 16:52 | Anjanece | 25 | 0 | N | N
ALUMA FORM | AF8870 | Y | ALUMA FORM , AF8870 |  |  | 2.42 | 2002-03-12 16:52 | Anjanece | 25 | 0 | N | N
ALUMA FORM | AF8870 | Y | ALUMA FORM , AF8870 |  |  | 2.45 | 2002-03-12 16:52 | Anjanece | 25 | 0 | N | N
ALUMA FORM | AF8870 | Y | ALUMA FORM , AF8870 |  |  | 2.46 | 2002-03-12 16:52 | Anjanece | 25 | 0 | N | N
ALUMA FORM | AF8870 | Y | ALUMA FORM , AF8870 |  |  | 2.47 | 2002-03-12 16:52 | Anjanece | 25 | 0 | N | N
ALUMA FORM | AF8870 | Y | ALUMA FORM , AF8870 |  |  | 2.57 | 2002-03-12 16:52 | Anjanece | 25 | 0 | N | N
ALUMA FORM | AF8870 | Y | ALUMA FORM , AF8870 |  |  | 2.7 | 2002-03-12 16:52 | Anjanece | 25 | 0 | N | N
ALUMA FORM | AF8870 | Y | ALUMA FORM , AF8870 |  |  | 2.84 | 2002-03-12 16:52 | Anjanece | 25 | 0 | N | N
ALUMA FORM | AF8870 | Y | ALUMA FORM , AF8870 |  |  | 2.87 | 2002-03-12 16:52 | Anjanece | 25 | 0 | N | N
ALUMA FORM | AF8870 | Y | ALUMA FORM , AF8870 |  |  | 2.91 | 2002-03-12 16:52 | Anjanece | 25 | 0 | N | N
ALUMA FORM | AF8870 | Y | ALUMA FORM , AF8870 |  |  | 2.92 | 2002-03-12 16:52 | Anjanece | 25 | 0 | N | N
ALUMA FORM | AF8870 | Y | ALUMA FORM , AF8870 |  |  | 2.93 | 2002-03-12 16:52 | Anjanece | 25 | 0 | N | N
ALUMA FORM | AF8870 | Y | ALUMA FORM , AF8870 |  |  | 2.94 | 2002-03-12 16:52 | Anjanece | 25 | 0 | N | N
ALUMA FORM | AF8870 | Y | ALUMA FORM , AF8870 |  |  | 2.98 | 2002-03-12 16:52 | Anjanece | 25 | 0 | N | N
ALUMA FORM | AF8870 | Y | ALUMA FORM , AF8870 |  |  | 4.23 | 2002-03-12 16:52 | Anjanece | 25 | 0 | N | N
ALUMA FORM | AF8870 | Y | ALUMA FORM , AF8870 |  |  | 4.88 | 2002-03-12 16:52 | Anjanece | 25 | 0 | N | N
CHANCE | 8870 | Y | CHANCE , 8870 | JEA OVERHEAD DISTRIBUTION | CSC Stores | 1.17 | 2002-03-12 16:52 | Anjanece | 25 | 0 | N | N
CHANCE | 8870 | Y | CHANCE , 8870 |  |  | 1.18 | 2002-03-12 16:52 | Anjanece | 25 | 0 | N | N
CHANCE | 8870 | Y | CHANCE , 8870 |  |  | 1.19 | 2002-03-12 16:52 | Anjanece | 25 | 0 | N | N
CHANCE | 8870 | Y | CHANCE , 8870 |  |  | 1.21 | 2002-03-12 16:52 | Anjanece | 25 | 0 | N | N
CHANCE | 8870 | Y | CHANCE , 8870 |  |  | 1.28 | 2002-03-12 16:52 | Anjanece | 25 | 0 | N | N
CHANCE | 8870 | Y | CHANCE , 8870 |  |  | 1.42 | 2002-03-12 16:52 | Anjanece | 25 | 0 | N | N
CHANCE | 8870 | Y | CHANCE , 8870 |  |  | 1.47 | 2002-03-12 16:52 | Anjanece | 25 | 0 | N | N
CHANCE | 8870 | Y | CHANCE , 8870 |  |  | 1.52 | 2002-03-12 16:52 | Anjanece | 25 | 0 | N | N
CHANCE | 8870 | Y | CHANCE , 8870 |  |  | 1.75 | 2002-03-12 16:52 | Anjanece | 25 | 0 | N | N
CHANCE | 8870 | Y | CHANCE , 8870 |  |  | 1.87 | 2002-03-12 16:52 | Anjanece | 25 | 0 | N | N
CHANCE | 8870 | Y | CHANCE , 8870 |  |  | 2.42 | 2002-03-12 16:52 | Anjanece | 25 | 0 | N | N
CHANCE | 8870 | Y | CHANCE , 8870 |  |  | 2.45 | 2002-03-12 16:52 | Anjanece | 25 | 0 | N | N
CHANCE | 8870 | Y | CHANCE , 8870 |  |  | 2.46 | 2002-03-12 16:52 | Anjanece | 25 | 0 | N | N
CHANCE | 8870 | Y | CHANCE , 8870 |  |  | 2.47 | 2002-03-12 16:52 | Anjanece | 25 | 0 | N | N
CHANCE | 8870 | Y | CHANCE , 8870 |  |  | 2.57 | 2002-03-12 16:52 | Anjanece | 25 | 0 | N | N
CHANCE | 8870 | Y | CHANCE , 8870 |  |  | 2.7 | 2002-03-12 16:52 | Anjanece | 25 | 0 | N | N
CHANCE | 8870 | Y | CHANCE , 8870 |  |  | 2.84 | 2002-03-12 16:52 | Anjanece | 25 | 0 | N | N
CHANCE | 8870 | Y | CHANCE , 8870 |  |  | 2.87 | 2002-03-12 16:52 | Anjanece | 25 | 0 | N | N
CHANCE | 8870 | Y | CHANCE , 8870 |  |  | 2.91 | 2002-03-12 16:52 | Anjanece | 25 | 0 | N | N
CHANCE | 8870 | Y | CHANCE , 8870 |  |  | 2.92 | 2002-03-12 16:52 | Anjanece | 25 | 0 | N | N
CHANCE | 8870 | Y | CHANCE , 8870 |  |  | 2.93 | 2002-03-12 16:52 | Anjanece | 25 | 0 | N | N
CHANCE | 8870 | Y | CHANCE , 8870 |  |  | 2.94 | 2002-03-12 16:52 | Anjanece | 25 | 0 | N | N
CHANCE | 8870 | Y | CHANCE , 8870 |  |  | 2.98 | 2002-03-12 16:52 | Anjanece | 25 | 0 | N | N
CHANCE | 8870 | Y | CHANCE , 8870 |  |  | 4.23 | 2002-03-12 16:52 | Anjanece | 25 | 0 | N | N
CHANCE | 8870 | Y | CHANCE , 8870 |  |  | 4.88 | 2002-03-12 16:52 | Anjanece | 25 | 0 | N | N
DIXIE ELECTRIC | D8870 | Y | DIXIE ELECTRIC , D8870 | JEA OVERHEAD DISTRIBUTION | CSC Stores | 1.17 | 2002-03-12 16:52 | Anjanece | 25 | 0 | N | N
DIXIE ELECTRIC | D8870 | Y | DIXIE ELECTRIC , D8870 |  |  | 1.18 | 2002-03-12 16:52 | Anjanece | 25 | 0 | N | N
DIXIE ELECTRIC | D8870 | Y | DIXIE ELECTRIC , D8870 |  |  | 1.19 | 2002-03-12 16:52 | Anjanece | 25 | 0 | N | N
DIXIE ELECTRIC | D8870 | Y | DIXIE ELECTRIC , D8870 |  |  | 1.21 | 2002-03-12 16:52 | Anjanece | 25 | 0 | N | N
DIXIE ELECTRIC | D8870 | Y | DIXIE ELECTRIC , D8870 |  |  | 1.28 | 2002-03-12 16:52 | Anjanece | 25 | 0 | N | N
DIXIE ELECTRIC | D8870 | Y | DIXIE ELECTRIC , D8870 |  |  | 1.42 | 2002-03-12 16:52 | Anjanece | 25 | 0 | N | N
DIXIE ELECTRIC | D8870 | Y | DIXIE ELECTRIC , D8870 |  |  | 1.47 | 2002-03-12 16:52 | Anjanece | 25 | 0 | N | N
DIXIE ELECTRIC | D8870 | Y | DIXIE ELECTRIC , D8870 |  |  | 1.52 | 2002-03-12 16:52 | Anjanece | 25 | 0 | N | N
DIXIE ELECTRIC | D8870 | Y | DIXIE ELECTRIC , D8870 |  |  | 1.75 | 2002-03-12 16:52 | Anjanece | 25 | 0 | N | N
DIXIE ELECTRIC | D8870 | Y | DIXIE ELECTRIC , D8870 |  |  | 1.87 | 2002-03-12 16:52 | Anjanece | 25 | 0 | N | N
DIXIE ELECTRIC | D8870 | Y | DIXIE ELECTRIC , D8870 |  |  | 2.42 | 2002-03-12 16:52 | Anjanece | 25 | 0 | N | N
DIXIE ELECTRIC | D8870 | Y | DIXIE ELECTRIC , D8870 |  |  | 2.45 | 2002-03-12 16:52 | Anjanece | 25 | 0 | N | N
DIXIE ELECTRIC | D8870 | Y | DIXIE ELECTRIC , D8870 |  |  | 2.46 | 2002-03-12 16:52 | Anjanece | 25 | 0 | N | N
DIXIE ELECTRIC | D8870 | Y | DIXIE ELECTRIC , D8870 |  |  | 2.47 | 2002-03-12 16:52 | Anjanece | 25 | 0 | N | N
DIXIE ELECTRIC | D8870 | Y | DIXIE ELECTRIC , D8870 |  |  | 2.57 | 2002-03-12 16:52 | Anjanece | 25 | 0 | N | N
DIXIE ELECTRIC | D8870 | Y | DIXIE ELECTRIC , D8870 |  |  | 2.7 | 2002-03-12 16:52 | Anjanece | 25 | 0 | N | N
DIXIE ELECTRIC | D8870 | Y | DIXIE ELECTRIC , D8870 |  |  | 2.84 | 2002-03-12 16:52 | Anjanece | 25 | 0 | N | N
DIXIE ELECTRIC | D8870 | Y | DIXIE ELECTRIC , D8870 |  |  | 2.87 | 2002-03-12 16:52 | Anjanece | 25 | 0 | N | N
DIXIE ELECTRIC | D8870 | Y | DIXIE ELECTRIC , D8870 |  |  | 2.91 | 2002-03-12 16:52 | Anjanece | 25 | 0 | N | N
DIXIE ELECTRIC | D8870 | Y | DIXIE ELECTRIC , D8870 |  |  | 2.92 | 2002-03-12 16:52 | Anjanece | 25 | 0 | N | N
DIXIE ELECTRIC | D8870 | Y | DIXIE ELECTRIC , D8870 |  |  | 2.93 | 2002-03-12 16:52 | Anjanece | 25 | 0 | N | N
DIXIE ELECTRIC | D8870 | Y | DIXIE ELECTRIC , D8870 |  |  | 2.94 | 2002-03-12 16:52 | Anjanece | 25 | 0 | N | N
DIXIE ELECTRIC | D8870 | Y | DIXIE ELECTRIC , D8870 |  |  | 2.98 | 2002-03-12 16:52 | Anjanece | 25 | 0 | N | N
DIXIE ELECTRIC | D8870 | Y | DIXIE ELECTRIC , D8870 |  |  | 4.23 | 2002-03-12 16:52 | Anjanece | 25 | 0 | N | N
DIXIE ELECTRIC | D8870 | Y | DIXIE ELECTRIC , D8870 |  |  | 4.88 | 2002-03-12 16:52 | Anjanece | 25 | 0 | N | N
FLORIDA WIRE AND CABLE | FW8870 | Y | FLORIDA WIRE AND CABLE , FW8870 | JEA OVERHEAD DISTRIBUTION | CSC Stores | 1.17 | 2002-03-12 16:52 | Anjanece | 25 | 0 | N | N
FLORIDA WIRE AND CABLE | FW8870 | Y | FLORIDA WIRE AND CABLE , FW8870 |  |  | 1.18 | 2002-03-12 16:52 | Anjanece | 25 | 0 | N | N
FLORIDA WIRE AND CABLE | FW8870 | Y | FLORIDA WIRE AND CABLE , FW8870 |  |  | 1.19 | 2002-03-12 16:52 | Anjanece | 25 | 0 | N | N
FLORIDA WIRE AND CABLE | FW8870 | Y | FLORIDA WIRE AND CABLE , FW8870 |  |  | 1.21 | 2002-03-12 16:52 | Anjanece | 25 | 0 | N | N
FLORIDA WIRE AND CABLE | FW8870 | Y | FLORIDA WIRE AND CABLE , FW8870 |  |  | 1.28 | 2002-03-12 16:52 | Anjanece | 25 | 0 | N | N
FLORIDA WIRE AND CABLE | FW8870 | Y | FLORIDA WIRE AND CABLE , FW8870 |  |  | 1.42 | 2002-03-12 16:52 | Anjanece | 25 | 0 | N | N
FLORIDA WIRE AND CABLE | FW8870 | Y | FLORIDA WIRE AND CABLE , FW8870 |  |  | 1.47 | 2002-03-12 16:52 | Anjanece | 25 | 0 | N | N
FLORIDA WIRE AND CABLE | FW8870 | Y | FLORIDA WIRE AND CABLE , FW8870 |  |  | 1.52 | 2002-03-12 16:52 | Anjanece | 25 | 0 | N | N
FLORIDA WIRE AND CABLE | FW8870 | Y | FLORIDA WIRE AND CABLE , FW8870 |  |  | 1.75 | 2002-03-12 16:52 | Anjanece | 25 | 0 | N | N
FLORIDA WIRE AND CABLE | FW8870 | Y | FLORIDA WIRE AND CABLE , FW8870 |  |  | 1.87 | 2002-03-12 16:52 | Anjanece | 25 | 0 | N | N
FLORIDA WIRE AND CABLE | FW8870 | Y | FLORIDA WIRE AND CABLE , FW8870 |  |  | 2.42 | 2002-03-12 16:52 | Anjanece | 25 | 0 | N | N
FLORIDA WIRE AND CABLE | FW8870 | Y | FLORIDA WIRE AND CABLE , FW8870 |  |  | 2.45 | 2002-03-12 16:52 | Anjanece | 25 | 0 | N | N
FLORIDA WIRE AND CABLE | FW8870 | Y | FLORIDA WIRE AND CABLE , FW8870 |  |  | 2.46 | 2002-03-12 16:52 | Anjanece | 25 | 0 | N | N
FLORIDA WIRE AND CABLE | FW8870 | Y | FLORIDA WIRE AND CABLE , FW8870 |  |  | 2.47 | 2002-03-12 16:52 | Anjanece | 25 | 0 | N | N
FLORIDA WIRE AND CABLE | FW8870 | Y | FLORIDA WIRE AND CABLE , FW8870 |  |  | 2.57 | 2002-03-12 16:52 | Anjanece | 25 | 0 | N | N
FLORIDA WIRE AND CABLE | FW8870 | Y | FLORIDA WIRE AND CABLE , FW8870 |  |  | 2.7 | 2002-03-12 16:52 | Anjanece | 25 | 0 | N | N
FLORIDA WIRE AND CABLE | FW8870 | Y | FLORIDA WIRE AND CABLE , FW8870 |  |  | 2.84 | 2002-03-12 16:52 | Anjanece | 25 | 0 | N | N
FLORIDA WIRE AND CABLE | FW8870 | Y | FLORIDA WIRE AND CABLE , FW8870 |  |  | 2.87 | 2002-03-12 16:52 | Anjanece | 25 | 0 | N | N
FLORIDA WIRE AND CABLE | FW8870 | Y | FLORIDA WIRE AND CABLE , FW8870 |  |  | 2.91 | 2002-03-12 16:52 | Anjanece | 25 | 0 | N | N
FLORIDA WIRE AND CABLE | FW8870 | Y | FLORIDA WIRE AND CABLE , FW8870 |  |  | 2.92 | 2002-03-12 16:52 | Anjanece | 25 | 0 | N | N
FLORIDA WIRE AND CABLE | FW8870 | Y | FLORIDA WIRE AND CABLE , FW8870 |  |  | 2.93 | 2002-03-12 16:52 | Anjanece | 25 | 0 | N | N
FLORIDA WIRE AND CABLE | FW8870 | Y | FLORIDA WIRE AND CABLE , FW8870 |  |  | 2.94 | 2002-03-12 16:52 | Anjanece | 25 | 0 | N | N
FLORIDA WIRE AND CABLE | FW8870 | Y | FLORIDA WIRE AND CABLE , FW8870 |  |  | 2.98 | 2002-03-12 16:52 | Anjanece | 25 | 0 | N | N
FLORIDA WIRE AND CABLE | FW8870 | Y | FLORIDA WIRE AND CABLE , FW8870 |  |  | 4.23 | 2002-03-12 16:52 | Anjanece | 25 | 0 | N | N
FLORIDA WIRE AND CABLE | FW8870 | Y | FLORIDA WIRE AND CABLE , FW8870 |  |  | 4.88 | 2002-03-12 16:52 | Anjanece | 25 | 0 | N | N
HUGHES | TR-620-F | Y | HUGHES , TR-620-F | JEA OVERHEAD DISTRIBUTION | CSC Stores | 1.17 | 2002-03-12 16:52 | Anjanece | 25 | 0 | N | N
HUGHES | TR-620-F | Y | HUGHES , TR-620-F |  |  | 1.18 | 2002-03-12 16:52 | Anjanece | 25 | 0 | N | N
HUGHES | TR-620-F | Y | HUGHES , TR-620-F |  |  | 1.19 | 2002-03-12 16:52 | Anjanece | 25 | 0 | N | N
HUGHES | TR-620-F | Y | HUGHES , TR-620-F |  |  | 1.21 | 2002-03-12 16:52 | Anjanece | 25 | 0 | N | N
HUGHES | TR-620-F | Y | HUGHES , TR-620-F |  |  | 1.28 | 2002-03-12 16:52 | Anjanece | 25 | 0 | N | N
HUGHES | TR-620-F | Y | HUGHES , TR-620-F |  |  | 1.42 | 2002-03-12 16:52 | Anjanece | 25 | 0 | N | N
HUGHES | TR-620-F | Y | HUGHES , TR-620-F |  |  | 1.47 | 2002-03-12 16:52 | Anjanece | 25 | 0 | N | N
HUGHES | TR-620-F | Y | HUGHES , TR-620-F |  |  | 1.52 | 2002-03-12 16:52 | Anjanece | 25 | 0 | N | N
HUGHES | TR-620-F | Y | HUGHES , TR-620-F |  |  | 1.75 | 2002-03-12 16:52 | Anjanece | 25 | 0 | N | N
HUGHES | TR-620-F | Y | HUGHES , TR-620-F |  |  | 1.87 | 2002-03-12 16:52 | Anjanece | 25 | 0 | N | N
HUGHES | TR-620-F | Y | HUGHES , TR-620-F |  |  | 2.42 | 2002-03-12 16:52 | Anjanece | 25 | 0 | N | N
HUGHES | TR-620-F | Y | HUGHES , TR-620-F |  |  | 2.45 | 2002-03-12 16:52 | Anjanece | 25 | 0 | N | N
HUGHES | TR-620-F | Y | HUGHES , TR-620-F |  |  | 2.46 | 2002-03-12 16:52 | Anjanece | 25 | 0 | N | N
HUGHES | TR-620-F | Y | HUGHES , TR-620-F |  |  | 2.47 | 2002-03-12 16:52 | Anjanece | 25 | 0 | N | N
HUGHES | TR-620-F | Y | HUGHES , TR-620-F |  |  | 2.57 | 2002-03-12 16:52 | Anjanece | 25 | 0 | N | N
HUGHES | TR-620-F | Y | HUGHES , TR-620-F |  |  | 2.7 | 2002-03-12 16:52 | Anjanece | 25 | 0 | N | N
HUGHES | TR-620-F | Y | HUGHES , TR-620-F |  |  | 2.84 | 2002-03-12 16:52 | Anjanece | 25 | 0 | N | N
HUGHES | TR-620-F | Y | HUGHES , TR-620-F |  |  | 2.87 | 2002-03-12 16:52 | Anjanece | 25 | 0 | N | N
HUGHES | TR-620-F | Y | HUGHES , TR-620-F |  |  | 2.91 | 2002-03-12 16:52 | Anjanece | 25 | 0 | N | N
HUGHES | TR-620-F | Y | HUGHES , TR-620-F |  |  | 2.92 | 2002-03-12 16:52 | Anjanece | 25 | 0 | N | N
HUGHES | TR-620-F | Y | HUGHES , TR-620-F |  |  | 2.93 | 2002-03-12 16:52 | Anjanece | 25 | 0 | N | N
HUGHES | TR-620-F | Y | HUGHES , TR-620-F |  |  | 2.94 | 2002-03-12 16:52 | Anjanece | 25 | 0 | N | N
HUGHES | TR-620-F | Y | HUGHES , TR-620-F |  |  | 2.98 | 2002-03-12 16:52 | Anjanece | 25 | 0 | N | N
HUGHES | TR-620-F | Y | HUGHES , TR-620-F |  |  | 4.23 | 2002-03-12 16:52 | Anjanece | 25 | 0 | N | N
HUGHES | TR-620-F | Y | HUGHES , TR-620-F |  |  | 4.88 | 2002-03-12 16:52 | Anjanece | 25 | 0 | N | N
JOSLYN HI-VOLTAGE CORP. | J8870 | Y | JOSLYN HI-VOLTAGE CORP. , J8870 | JEA OVERHEAD DISTRIBUTION | CSC Stores | 1.17 | 2002-03-12 16:52 | Anjanece | 25 | 0 | N | N
JOSLYN HI-VOLTAGE CORP. | J8870 | Y | JOSLYN HI-VOLTAGE CORP. , J8870 |  |  | 1.18 | 2002-03-12 16:52 | Anjanece | 25 | 0 | N | N
JOSLYN HI-VOLTAGE CORP. | J8870 | Y | JOSLYN HI-VOLTAGE CORP. , J8870 |  |  | 1.19 | 2002-03-12 16:52 | Anjanece | 25 | 0 | N | N
JOSLYN HI-VOLTAGE CORP. | J8870 | Y | JOSLYN HI-VOLTAGE CORP. , J8870 |  |  | 1.21 | 2002-03-12 16:52 | Anjanece | 25 | 0 | N | N
JOSLYN HI-VOLTAGE CORP. | J8870 | Y | JOSLYN HI-VOLTAGE CORP. , J8870 |  |  | 1.28 | 2002-03-12 16:52 | Anjanece | 25 | 0 | N | N
JOSLYN HI-VOLTAGE CORP. | J8870 | Y | JOSLYN HI-VOLTAGE CORP. , J8870 |  |  | 1.42 | 2002-03-12 16:52 | Anjanece | 25 | 0 | N | N
JOSLYN HI-VOLTAGE CORP. | J8870 | Y | JOSLYN HI-VOLTAGE CORP. , J8870 |  |  | 1.47 | 2002-03-12 16:52 | Anjanece | 25 | 0 | N | N
JOSLYN HI-VOLTAGE CORP. | J8870 | Y | JOSLYN HI-VOLTAGE CORP. , J8870 |  |  | 1.52 | 2002-03-12 16:52 | Anjanece | 25 | 0 | N | N
JOSLYN HI-VOLTAGE CORP. | J8870 | Y | JOSLYN HI-VOLTAGE CORP. , J8870 |  |  | 1.75 | 2002-03-12 16:52 | Anjanece | 25 | 0 | N | N
JOSLYN HI-VOLTAGE CORP. | J8870 | Y | JOSLYN HI-VOLTAGE CORP. , J8870 |  |  | 1.87 | 2002-03-12 16:52 | Anjanece | 25 | 0 | N | N
JOSLYN HI-VOLTAGE CORP. | J8870 | Y | JOSLYN HI-VOLTAGE CORP. , J8870 |  |  | 2.42 | 2002-03-12 16:52 | Anjanece | 25 | 0 | N | N
JOSLYN HI-VOLTAGE CORP. | J8870 | Y | JOSLYN HI-VOLTAGE CORP. , J8870 |  |  | 2.45 | 2002-03-12 16:52 | Anjanece | 25 | 0 | N | N
JOSLYN HI-VOLTAGE CORP. | J8870 | Y | JOSLYN HI-VOLTAGE CORP. , J8870 |  |  | 2.46 | 2002-03-12 16:52 | Anjanece | 25 | 0 | N | N
JOSLYN HI-VOLTAGE CORP. | J8870 | Y | JOSLYN HI-VOLTAGE CORP. , J8870 |  |  | 2.47 | 2002-03-12 16:52 | Anjanece | 25 | 0 | N | N
JOSLYN HI-VOLTAGE CORP. | J8870 | Y | JOSLYN HI-VOLTAGE CORP. , J8870 |  |  | 2.57 | 2002-03-12 16:52 | Anjanece | 25 | 0 | N | N
JOSLYN HI-VOLTAGE CORP. | J8870 | Y | JOSLYN HI-VOLTAGE CORP. , J8870 |  |  | 2.7 | 2002-03-12 16:52 | Anjanece | 25 | 0 | N | N
JOSLYN HI-VOLTAGE CORP. | J8870 | Y | JOSLYN HI-VOLTAGE CORP. , J8870 |  |  | 2.84 | 2002-03-12 16:52 | Anjanece | 25 | 0 | N | N
JOSLYN HI-VOLTAGE CORP. | J8870 | Y | JOSLYN HI-VOLTAGE CORP. , J8870 |  |  | 2.87 | 2002-03-12 16:52 | Anjanece | 25 | 0 | N | N
JOSLYN HI-VOLTAGE CORP. | J8870 | Y | JOSLYN HI-VOLTAGE CORP. , J8870 |  |  | 2.91 | 2002-03-12 16:52 | Anjanece | 25 | 0 | N | N
JOSLYN HI-VOLTAGE CORP. | J8870 | Y | JOSLYN HI-VOLTAGE CORP. , J8870 |  |  | 2.92 | 2002-03-12 16:52 | Anjanece | 25 | 0 | N | N
JOSLYN HI-VOLTAGE CORP. | J8870 | Y | JOSLYN HI-VOLTAGE CORP. , J8870 |  |  | 2.93 | 2002-03-12 16:52 | Anjanece | 25 | 0 | N | N
JOSLYN HI-VOLTAGE CORP. | J8870 | Y | JOSLYN HI-VOLTAGE CORP. , J8870 |  |  | 2.94 | 2002-03-12 16:52 | Anjanece | 25 | 0 | N | N
JOSLYN HI-VOLTAGE CORP. | J8870 | Y | JOSLYN HI-VOLTAGE CORP. , J8870 |  |  | 2.98 | 2002-03-12 16:52 | Anjanece | 25 | 0 | N | N
JOSLYN HI-VOLTAGE CORP. | J8870 | Y | JOSLYN HI-VOLTAGE CORP. , J8870 |  |  | 4.23 | 2002-03-12 16:52 | Anjanece | 25 | 0 | N | N
JOSLYN HI-VOLTAGE CORP. | J8870 | Y | JOSLYN HI-VOLTAGE CORP. , J8870 |  |  | 4.88 | 2002-03-12 16:52 | Anjanece | 25 | 0 | N | N
MC GRAW EDISON | DF2D20 | Y | MC GRAW EDISON , DF2D20 | JEA OVERHEAD DISTRIBUTION | CSC Stores | 1.17 | 2002-03-12 16:52 | Anjanece | 25 | 0 | N | N
MC GRAW EDISON | DF2D20 | Y | MC GRAW EDISON , DF2D20 |  |  | 1.18 | 2002-03-12 16:52 | Anjanece | 25 | 0 | N | N
MC GRAW EDISON | DF2D20 | Y | MC GRAW EDISON , DF2D20 |  |  | 1.19 | 2002-03-12 16:52 | Anjanece | 25 | 0 | N | N
MC GRAW EDISON | DF2D20 | Y | MC GRAW EDISON , DF2D20 |  |  | 1.21 | 2002-03-12 16:52 | Anjanece | 25 | 0 | N | N
MC GRAW EDISON | DF2D20 | Y | MC GRAW EDISON , DF2D20 |  |  | 1.28 | 2002-03-12 16:52 | Anjanece | 25 | 0 | N | N
MC GRAW EDISON | DF2D20 | Y | MC GRAW EDISON , DF2D20 |  |  | 1.42 | 2002-03-12 16:52 | Anjanece | 25 | 0 | N | N
MC GRAW EDISON | DF2D20 | Y | MC GRAW EDISON , DF2D20 |  |  | 1.47 | 2002-03-12 16:52 | Anjanece | 25 | 0 | N | N
MC GRAW EDISON | DF2D20 | Y | MC GRAW EDISON , DF2D20 |  |  | 1.52 | 2002-03-12 16:52 | Anjanece | 25 | 0 | N | N
MC GRAW EDISON | DF2D20 | Y | MC GRAW EDISON , DF2D20 |  |  | 1.75 | 2002-03-12 16:52 | Anjanece | 25 | 0 | N | N
MC GRAW EDISON | DF2D20 | Y | MC GRAW EDISON , DF2D20 |  |  | 1.87 | 2002-03-12 16:52 | Anjanece | 25 | 0 | N | N
MC GRAW EDISON | DF2D20 | Y | MC GRAW EDISON , DF2D20 |  |  | 2.42 | 2002-03-12 16:52 | Anjanece | 25 | 0 | N | N
MC GRAW EDISON | DF2D20 | Y | MC GRAW EDISON , DF2D20 |  |  | 2.45 | 2002-03-12 16:52 | Anjanece | 25 | 0 | N | N
MC GRAW EDISON | DF2D20 | Y | MC GRAW EDISON , DF2D20 |  |  | 2.46 | 2002-03-12 16:52 | Anjanece | 25 | 0 | N | N
MC GRAW EDISON | DF2D20 | Y | MC GRAW EDISON , DF2D20 |  |  | 2.47 | 2002-03-12 16:52 | Anjanece | 25 | 0 | N | N
MC GRAW EDISON | DF2D20 | Y | MC GRAW EDISON , DF2D20 |  |  | 2.57 | 2002-03-12 16:52 | Anjanece | 25 | 0 | N | N
MC GRAW EDISON | DF2D20 | Y | MC GRAW EDISON , DF2D20 |  |  | 2.7 | 2002-03-12 16:52 | Anjanece | 25 | 0 | N | N
MC GRAW EDISON | DF2D20 | Y | MC GRAW EDISON , DF2D20 |  |  | 2.84 | 2002-03-12 16:52 | Anjanece | 25 | 0 | N | N
MC GRAW EDISON | DF2D20 | Y | MC GRAW EDISON , DF2D20 |  |  | 2.87 | 2002-03-12 16:52 | Anjanece | 25 | 0 | N | N
MC GRAW EDISON | DF2D20 | Y | MC GRAW EDISON , DF2D20 |  |  | 2.91 | 2002-03-12 16:52 | Anjanece | 25 | 0 | N | N
MC GRAW EDISON | DF2D20 | Y | MC GRAW EDISON , DF2D20 |  |  | 2.92 | 2002-03-12 16:52 | Anjanece | 25 | 0 | N | N
MC GRAW EDISON | DF2D20 | Y | MC GRAW EDISON , DF2D20 |  |  | 2.93 | 2002-03-12 16:52 | Anjanece | 25 | 0 | N | N
MC GRAW EDISON | DF2D20 | Y | MC GRAW EDISON , DF2D20 |  |  | 2.94 | 2002-03-12 16:52 | Anjanece | 25 | 0 | N | N
MC GRAW EDISON | DF2D20 | Y | MC GRAW EDISON , DF2D20 |  |  | 2.98 | 2002-03-12 16:52 | Anjanece | 25 | 0 | N | N
MC GRAW EDISON | DF2D20 | Y | MC GRAW EDISON , DF2D20 |  |  | 4.23 | 2002-03-12 16:52 | Anjanece | 25 | 0 | N | N
MC GRAW EDISON | DF2D20 | Y | MC GRAW EDISON , DF2D20 |  |  | 4.88 | 2002-03-12 16:52 | Anjanece | 25 | 0 | N | N
POWERLINE HARDWARE CO. | P8870 | Y | POWERLINE HARDWARE CO. , P8870 | JEA OVERHEAD DISTRIBUTION | CSC Stores | 1.17 | 2002-03-12 16:52 | Anjanece | 25 | 0 | N | N
POWERLINE HARDWARE CO. | P8870 | Y | POWERLINE HARDWARE CO. , P8870 |  |  | 1.18 | 2002-03-12 16:52 | Anjanece | 25 | 0 | N | N
POWERLINE HARDWARE CO. | P8870 | Y | POWERLINE HARDWARE CO. , P8870 |  |  | 1.19 | 2002-03-12 16:52 | Anjanece | 25 | 0 | N | N
POWERLINE HARDWARE CO. | P8870 | Y | POWERLINE HARDWARE CO. , P8870 |  |  | 1.21 | 2002-03-12 16:52 | Anjanece | 25 | 0 | N | N
POWERLINE HARDWARE CO. | P8870 | Y | POWERLINE HARDWARE CO. , P8870 |  |  | 1.28 | 2002-03-12 16:52 | Anjanece | 25 | 0 | N | N
POWERLINE HARDWARE CO. | P8870 | Y | POWERLINE HARDWARE CO. , P8870 |  |  | 1.42 | 2002-03-12 16:52 | Anjanece | 25 | 0 | N | N
POWERLINE HARDWARE CO. | P8870 | Y | POWERLINE HARDWARE CO. , P8870 |  |  | 1.47 | 2002-03-12 16:52 | Anjanece | 25 | 0 | N | N
POWERLINE HARDWARE CO. | P8870 | Y | POWERLINE HARDWARE CO. , P8870 |  |  | 1.52 | 2002-03-12 16:52 | Anjanece | 25 | 0 | N | N
POWERLINE HARDWARE CO. | P8870 | Y | POWERLINE HARDWARE CO. , P8870 |  |  | 1.75 | 2002-03-12 16:52 | Anjanece | 25 | 0 | N | N
POWERLINE HARDWARE CO. | P8870 | Y | POWERLINE HARDWARE CO. , P8870 |  |  | 1.87 | 2002-03-12 16:52 | Anjanece | 25 | 0 | N | N
POWERLINE HARDWARE CO. | P8870 | Y | POWERLINE HARDWARE CO. , P8870 |  |  | 2.42 | 2002-03-12 16:52 | Anjanece | 25 | 0 | N | N
POWERLINE HARDWARE CO. | P8870 | Y | POWERLINE HARDWARE CO. , P8870 |  |  | 2.45 | 2002-03-12 16:52 | Anjanece | 25 | 0 | N | N
POWERLINE HARDWARE CO. | P8870 | Y | POWERLINE HARDWARE CO. , P8870 |  |  | 2.46 | 2002-03-12 16:52 | Anjanece | 25 | 0 | N | N
POWERLINE HARDWARE CO. | P8870 | Y | POWERLINE HARDWARE CO. , P8870 |  |  | 2.47 | 2002-03-12 16:52 | Anjanece | 25 | 0 | N | N
POWERLINE HARDWARE CO. | P8870 | Y | POWERLINE HARDWARE CO. , P8870 |  |  | 2.57 | 2002-03-12 16:52 | Anjanece | 25 | 0 | N | N
POWERLINE HARDWARE CO. | P8870 | Y | POWERLINE HARDWARE CO. , P8870 |  |  | 2.7 | 2002-03-12 16:52 | Anjanece | 25 | 0 | N | N
POWERLINE HARDWARE CO. | P8870 | Y | POWERLINE HARDWARE CO. , P8870 |  |  | 2.84 | 2002-03-12 16:52 | Anjanece | 25 | 0 | N | N
POWERLINE HARDWARE CO. | P8870 | Y | POWERLINE HARDWARE CO. , P8870 |  |  | 2.87 | 2002-03-12 16:52 | Anjanece | 25 | 0 | N | N
POWERLINE HARDWARE CO. | P8870 | Y | POWERLINE HARDWARE CO. , P8870 |  |  | 2.91 | 2002-03-12 16:52 | Anjanece | 25 | 0 | N | N
POWERLINE HARDWARE CO. | P8870 | Y | POWERLINE HARDWARE CO. , P8870 |  |  | 2.92 | 2002-03-12 16:52 | Anjanece | 25 | 0 | N | N
POWERLINE HARDWARE CO. | P8870 | Y | POWERLINE HARDWARE CO. , P8870 |  |  | 2.93 | 2002-03-12 16:52 | Anjanece | 25 | 0 | N | N
POWERLINE HARDWARE CO. | P8870 | Y | POWERLINE HARDWARE CO. , P8870 |  |  | 2.94 | 2002-03-12 16:52 | Anjanece | 25 | 0 | N | N
POWERLINE HARDWARE CO. | P8870 | Y | POWERLINE HARDWARE CO. , P8870 |  |  | 2.98 | 2002-03-12 16:52 | Anjanece | 25 | 0 | N | N
POWERLINE HARDWARE CO. | P8870 | Y | POWERLINE HARDWARE CO. , P8870 |  |  | 4.23 | 2002-03-12 16:52 | Anjanece | 25 | 0 | N | N
POWERLINE HARDWARE CO. | P8870 | Y | POWERLINE HARDWARE CO. , P8870 |  |  | 4.88 | 2002-03-12 16:52 | Anjanece | 25 | 0 | N | N
STEEL CITY | SC8870BG | Y | STEEL CITY , SC8870BG | JEA OVERHEAD DISTRIBUTION | CSC Stores | 1.17 | 2002-03-12 16:52 | Anjanece | 25 | 0 | N | N
STEEL CITY | SC8870BG | Y | STEEL CITY , SC8870BG |  |  | 1.18 | 2002-03-12 16:52 | Anjanece | 25 | 0 | N | N
STEEL CITY | SC8870BG | Y | STEEL CITY , SC8870BG |  |  | 1.19 | 2002-03-12 16:52 | Anjanece | 25 | 0 | N | N
STEEL CITY | SC8870BG | Y | STEEL CITY , SC8870BG |  |  | 1.21 | 2002-03-12 16:52 | Anjanece | 25 | 0 | N | N
STEEL CITY | SC8870BG | Y | STEEL CITY , SC8870BG |  |  | 1.28 | 2002-03-12 16:52 | Anjanece | 25 | 0 | N | N
STEEL CITY | SC8870BG | Y | STEEL CITY , SC8870BG |  |  | 1.42 | 2002-03-12 16:52 | Anjanece | 25 | 0 | N | N
STEEL CITY | SC8870BG | Y | STEEL CITY , SC8870BG |  |  | 1.47 | 2002-03-12 16:52 | Anjanece | 25 | 0 | N | N
STEEL CITY | SC8870BG | Y | STEEL CITY , SC8870BG |  |  | 1.52 | 2002-03-12 16:52 | Anjanece | 25 | 0 | N | N
STEEL CITY | SC8870BG | Y | STEEL CITY , SC8870BG |  |  | 1.75 | 2002-03-12 16:52 | Anjanece | 25 | 0 | N | N
STEEL CITY | SC8870BG | Y | STEEL CITY , SC8870BG |  |  | 1.87 | 2002-03-12 16:52 | Anjanece | 25 | 0 | N | N
STEEL CITY | SC8870BG | Y | STEEL CITY , SC8870BG |  |  | 2.42 | 2002-03-12 16:52 | Anjanece | 25 | 0 | N | N
STEEL CITY | SC8870BG | Y | STEEL CITY , SC8870BG |  |  | 2.45 | 2002-03-12 16:52 | Anjanece | 25 | 0 | N | N
STEEL CITY | SC8870BG | Y | STEEL CITY , SC8870BG |  |  | 2.46 | 2002-03-12 16:52 | Anjanece | 25 | 0 | N | N
STEEL CITY | SC8870BG | Y | STEEL CITY , SC8870BG |  |  | 2.47 | 2002-03-12 16:52 | Anjanece | 25 | 0 | N | N
STEEL CITY | SC8870BG | Y | STEEL CITY , SC8870BG |  |  | 2.57 | 2002-03-12 16:52 | Anjanece | 25 | 0 | N | N
STEEL CITY | SC8870BG | Y | STEEL CITY , SC8870BG |  |  | 2.7 | 2002-03-12 16:52 | Anjanece | 25 | 0 | N | N
STEEL CITY | SC8870BG | Y | STEEL CITY , SC8870BG |  |  | 2.84 | 2002-03-12 16:52 | Anjanece | 25 | 0 | N | N
STEEL CITY | SC8870BG | Y | STEEL CITY , SC8870BG |  |  | 2.87 | 2002-03-12 16:52 | Anjanece | 25 | 0 | N | N
STEEL CITY | SC8870BG | Y | STEEL CITY , SC8870BG |  |  | 2.91 | 2002-03-12 16:52 | Anjanece | 25 | 0 | N | N
STEEL CITY | SC8870BG | Y | STEEL CITY , SC8870BG |  |  | 2.92 | 2002-03-12 16:52 | Anjanece | 25 | 0 | N | N
STEEL CITY | SC8870BG | Y | STEEL CITY , SC8870BG |  |  | 2.93 | 2002-03-12 16:52 | Anjanece | 25 | 0 | N | N
STEEL CITY | SC8870BG | Y | STEEL CITY , SC8870BG |  |  | 2.94 | 2002-03-12 16:52 | Anjanece | 25 | 0 | N | N
STEEL CITY | SC8870BG | Y | STEEL CITY , SC8870BG |  |  | 2.98 | 2002-03-12 16:52 | Anjanece | 25 | 0 | N | N
STEEL CITY | SC8870BG | Y | STEEL CITY , SC8870BG |  |  | 4.23 | 2002-03-12 16:52 | Anjanece | 25 | 0 | N | N
STEEL CITY | SC8870BG | Y | STEEL CITY , SC8870BG |  |  | 4.88 | 2002-03-12 16:52 | Anjanece | 25 | 0 | N | N
THREADED FASTENERS INC. | TF8870 | Y | THREADED FASTENERS INC. , TF8870 | JEA OVERHEAD DISTRIBUTION | CSC Stores | 1.17 | 2002-03-12 16:52 | Anjanece | 25 | 0 | N | N
THREADED FASTENERS INC. | TF8870 | Y | THREADED FASTENERS INC. , TF8870 |  |  | 1.18 | 2002-03-12 16:52 | Anjanece | 25 | 0 | N | N
THREADED FASTENERS INC. | TF8870 | Y | THREADED FASTENERS INC. , TF8870 |  |  | 1.19 | 2002-03-12 16:52 | Anjanece | 25 | 0 | N | N
THREADED FASTENERS INC. | TF8870 | Y | THREADED FASTENERS INC. , TF8870 |  |  | 1.21 | 2002-03-12 16:52 | Anjanece | 25 | 0 | N | N
THREADED FASTENERS INC. | TF8870 | Y | THREADED FASTENERS INC. , TF8870 |  |  | 1.28 | 2002-03-12 16:52 | Anjanece | 25 | 0 | N | N
THREADED FASTENERS INC. | TF8870 | Y | THREADED FASTENERS INC. , TF8870 |  |  | 1.42 | 2002-03-12 16:52 | Anjanece | 25 | 0 | N | N
THREADED FASTENERS INC. | TF8870 | Y | THREADED FASTENERS INC. , TF8870 |  |  | 1.47 | 2002-03-12 16:52 | Anjanece | 25 | 0 | N | N
THREADED FASTENERS INC. | TF8870 | Y | THREADED FASTENERS INC. , TF8870 |  |  | 1.52 | 2002-03-12 16:52 | Anjanece | 25 | 0 | N | N
THREADED FASTENERS INC. | TF8870 | Y | THREADED FASTENERS INC. , TF8870 |  |  | 1.75 | 2002-03-12 16:52 | Anjanece | 25 | 0 | N | N
THREADED FASTENERS INC. | TF8870 | Y | THREADED FASTENERS INC. , TF8870 |  |  | 1.87 | 2002-03-12 16:52 | Anjanece | 25 | 0 | N | N
THREADED FASTENERS INC. | TF8870 | Y | THREADED FASTENERS INC. , TF8870 |  |  | 2.42 | 2002-03-12 16:52 | Anjanece | 25 | 0 | N | N
THREADED FASTENERS INC. | TF8870 | Y | THREADED FASTENERS INC. , TF8870 |  |  | 2.45 | 2002-03-12 16:52 | Anjanece | 25 | 0 | N | N
THREADED FASTENERS INC. | TF8870 | Y | THREADED FASTENERS INC. , TF8870 |  |  | 2.46 | 2002-03-12 16:52 | Anjanece | 25 | 0 | N | N
THREADED FASTENERS INC. | TF8870 | Y | THREADED FASTENERS INC. , TF8870 |  |  | 2.47 | 2002-03-12 16:52 | Anjanece | 25 | 0 | N | N
THREADED FASTENERS INC. | TF8870 | Y | THREADED FASTENERS INC. , TF8870 |  |  | 2.57 | 2002-03-12 16:52 | Anjanece | 25 | 0 | N | N
THREADED FASTENERS INC. | TF8870 | Y | THREADED FASTENERS INC. , TF8870 |  |  | 2.7 | 2002-03-12 16:52 | Anjanece | 25 | 0 | N | N
THREADED FASTENERS INC. | TF8870 | Y | THREADED FASTENERS INC. , TF8870 |  |  | 2.84 | 2002-03-12 16:52 | Anjanece | 25 | 0 | N | N
THREADED FASTENERS INC. | TF8870 | Y | THREADED FASTENERS INC. , TF8870 |  |  | 2.87 | 2002-03-12 16:52 | Anjanece | 25 | 0 | N | N
THREADED FASTENERS INC. | TF8870 | Y | THREADED FASTENERS INC. , TF8870 |  |  | 2.91 | 2002-03-12 16:52 | Anjanece | 25 | 0 | N | N
THREADED FASTENERS INC. | TF8870 | Y | THREADED FASTENERS INC. , TF8870 |  |  | 2.92 | 2002-03-12 16:52 | Anjanece | 25 | 0 | N | N
THREADED FASTENERS INC. | TF8870 | Y | THREADED FASTENERS INC. , TF8870 |  |  | 2.93 | 2002-03-12 16:52 | Anjanece | 25 | 0 | N | N
THREADED FASTENERS INC. | TF8870 | Y | THREADED FASTENERS INC. , TF8870 |  |  | 2.94 | 2002-03-12 16:52 | Anjanece | 25 | 0 | N | N
THREADED FASTENERS INC. | TF8870 | Y | THREADED FASTENERS INC. , TF8870 |  |  | 2.98 | 2002-03-12 16:52 | Anjanece | 25 | 0 | N | N
THREADED FASTENERS INC. | TF8870 | Y | THREADED FASTENERS INC. , TF8870 |  |  | 4.23 | 2002-03-12 16:52 | Anjanece | 25 | 0 | N | N
THREADED FASTENERS INC. | TF8870 | Y | THREADED FASTENERS INC. , TF8870 |  |  | 4.88 | 2002-03-12 16:52 | Anjanece | 25 | 0 | N | N
UTILITIES SERVICE | 5080 | Y | UTILITIES SERVICE , 5080 | JEA OVERHEAD DISTRIBUTION | CSC Stores | 1.17 | 2002-03-12 16:52 | Anjanece | 25 | 0 | N | N
UTILITIES SERVICE | 5080 | Y | UTILITIES SERVICE , 5080 |  |  | 1.18 | 2002-03-12 16:52 | Anjanece | 25 | 0 | N | N
UTILITIES SERVICE | 5080 | Y | UTILITIES SERVICE , 5080 |  |  | 1.19 | 2002-03-12 16:52 | Anjanece | 25 | 0 | N | N
UTILITIES SERVICE | 5080 | Y | UTILITIES SERVICE , 5080 |  |  | 1.21 | 2002-03-12 16:52 | Anjanece | 25 | 0 | N | N
UTILITIES SERVICE | 5080 | Y | UTILITIES SERVICE , 5080 |  |  | 1.28 | 2002-03-12 16:52 | Anjanece | 25 | 0 | N | N
UTILITIES SERVICE | 5080 | Y | UTILITIES SERVICE , 5080 |  |  | 1.42 | 2002-03-12 16:52 | Anjanece | 25 | 0 | N | N
UTILITIES SERVICE | 5080 | Y | UTILITIES SERVICE , 5080 |  |  | 1.47 | 2002-03-12 16:52 | Anjanece | 25 | 0 | N | N
UTILITIES SERVICE | 5080 | Y | UTILITIES SERVICE , 5080 |  |  | 1.52 | 2002-03-12 16:52 | Anjanece | 25 | 0 | N | N
UTILITIES SERVICE | 5080 | Y | UTILITIES SERVICE , 5080 |  |  | 1.75 | 2002-03-12 16:52 | Anjanece | 25 | 0 | N | N
UTILITIES SERVICE | 5080 | Y | UTILITIES SERVICE , 5080 |  |  | 1.87 | 2002-03-12 16:52 | Anjanece | 25 | 0 | N | N
UTILITIES SERVICE | 5080 | Y | UTILITIES SERVICE , 5080 |  |  | 2.42 | 2002-03-12 16:52 | Anjanece | 25 | 0 | N | N
UTILITIES SERVICE | 5080 | Y | UTILITIES SERVICE , 5080 |  |  | 2.45 | 2002-03-12 16:52 | Anjanece | 25 | 0 | N | N
UTILITIES SERVICE | 5080 | Y | UTILITIES SERVICE , 5080 |  |  | 2.46 | 2002-03-12 16:52 | Anjanece | 25 | 0 | N | N
UTILITIES SERVICE | 5080 | Y | UTILITIES SERVICE , 5080 |  |  | 2.47 | 2002-03-12 16:52 | Anjanece | 25 | 0 | N | N
UTILITIES SERVICE | 5080 | Y | UTILITIES SERVICE , 5080 |  |  | 2.57 | 2002-03-12 16:52 | Anjanece | 25 | 0 | N | N
UTILITIES SERVICE | 5080 | Y | UTILITIES SERVICE , 5080 |  |  | 2.7 | 2002-03-12 16:52 | Anjanece | 25 | 0 | N | N
UTILITIES SERVICE | 5080 | Y | UTILITIES SERVICE , 5080 |  |  | 2.84 | 2002-03-12 16:52 | Anjanece | 25 | 0 | N | N
UTILITIES SERVICE | 5080 | Y | UTILITIES SERVICE , 5080 |  |  | 2.87 | 2002-03-12 16:52 | Anjanece | 25 | 0 | N | N
UTILITIES SERVICE | 5080 | Y | UTILITIES SERVICE , 5080 |  |  | 2.91 | 2002-03-12 16:52 | Anjanece | 25 | 0 | N | N
UTILITIES SERVICE | 5080 | Y | UTILITIES SERVICE , 5080 |  |  | 2.92 | 2002-03-12 16:52 | Anjanece | 25 | 0 | N | N
UTILITIES SERVICE | 5080 | Y | UTILITIES SERVICE , 5080 |  |  | 2.93 | 2002-03-12 16:52 | Anjanece | 25 | 0 | N | N
UTILITIES SERVICE | 5080 | Y | UTILITIES SERVICE , 5080 |  |  | 2.94 | 2002-03-12 16:52 | Anjanece | 25 | 0 | N | N
UTILITIES SERVICE | 5080 | Y | UTILITIES SERVICE , 5080 |  |  | 2.98 | 2002-03-12 16:52 | Anjanece | 25 | 0 | N | N
UTILITIES SERVICE | 5080 | Y | UTILITIES SERVICE , 5080 |  |  | 4.23 | 2002-03-12 16:52 | Anjanece | 25 | 0 | N | N
UTILITIES SERVICE | 5080 | Y | UTILITIES SERVICE , 5080 |  |  | 4.88 | 2002-03-12 16:52 | Anjanece | 25 | 0 | N | N
ALLIED BOLT, INC. | 5962 | Y | ALLIED BOLT, INC. , 5962 | JEA OVERHEAD DISTRIBUTION | CSC Stores | 1.71 | 2001-12-11 09:38 | Anjanece | 25 | 0 | N | N
ALLIED BOLT, INC. | 5962 | Y | ALLIED BOLT, INC. , 5962 |  |  | 1.73 | 2001-12-11 09:38 | Anjanece | 25 | 0 | N | N
ALLIED BOLT, INC. | 5962 | Y | ALLIED BOLT, INC. , 5962 |  |  | 1.74 | 2001-12-11 09:38 | Anjanece | 25 | 0 | N | N
ALLIED BOLT, INC. | 5962 | Y | ALLIED BOLT, INC. , 5962 |  |  | 1.88 | 2001-12-11 09:38 | Anjanece | 25 | 0 | N | N
ALLIED BOLT, INC. | 5962 | Y | ALLIED BOLT, INC. , 5962 |  |  | 1.91 | 2001-12-11 09:38 | Anjanece | 25 | 0 | N | N
ALLIED BOLT, INC. | 5962 | Y | ALLIED BOLT, INC. , 5962 |  |  | 2.6 | 2001-12-11 09:38 | Anjanece | 25 | 0 | N | N
ALLIED BOLT, INC. | 5962 | Y | ALLIED BOLT, INC. , 5962 |  |  | 2.88 | 2001-12-11 09:38 | Anjanece | 25 | 0 | N | N
ALLIED BOLT, INC. | 5962 | Y | ALLIED BOLT, INC. , 5962 |  |  | 2.96 | 2001-12-11 09:38 | Anjanece | 25 | 0 | N | N
ALLIED BOLT, INC. | 5962 | Y | ALLIED BOLT, INC. , 5962 |  |  | 2.99 | 2001-12-11 09:38 | Anjanece | 25 | 0 | N | N
ALLIED BOLT, INC. | 5962 | Y | ALLIED BOLT, INC. , 5962 |  |  | 3.05 | 2001-12-11 09:38 | Anjanece | 25 | 0 | N | N
ALLIED BOLT, INC. | 5962 | Y | ALLIED BOLT, INC. , 5962 |  |  | 3.15 | 2001-12-11 09:38 | Anjanece | 25 | 0 | N | N
ALLIED BOLT, INC. | 5962 | Y | ALLIED BOLT, INC. , 5962 |  |  | 3.24 | 2001-12-11 09:38 | Anjanece | 25 | 0 | N | N
ALLIED BOLT, INC. | 5962 | Y | ALLIED BOLT, INC. , 5962 |  |  | 3.36 | 2001-12-11 09:38 | Anjanece | 25 | 0 | N | N
ALLIED BOLT, INC. | 5962 | Y | ALLIED BOLT, INC. , 5962 |  |  | 3.5 | 2001-12-11 09:38 | Anjanece | 25 | 0 | N | N
ALLIED BOLT, INC. | 5962 | Y | ALLIED BOLT, INC. , 5962 |  |  | 3.52 | 2001-12-11 09:38 | Anjanece | 25 | 0 | N | N
ALLIED BOLT, INC. | 5962 | Y | ALLIED BOLT, INC. , 5962 |  |  | 4.17 | 2001-12-11 09:38 | Anjanece | 25 | 0 | N | N
ALLIED BOLT, INC. | 5962 | Y | ALLIED BOLT, INC. , 5962 |  |  | 4.49 | 2001-12-11 09:38 | Anjanece | 25 | 0 | N | N
ALUMA FORM | AF8872 | Y | ALUMA FORM , AF8872 | JEA OVERHEAD DISTRIBUTION | CSC Stores | 1.71 | 2001-12-11 09:38 | Anjanece | 25 | 0 | N | N
ALUMA FORM | AF8872 | Y | ALUMA FORM , AF8872 |  |  | 1.73 | 2001-12-11 09:38 | Anjanece | 25 | 0 | N | N
ALUMA FORM | AF8872 | Y | ALUMA FORM , AF8872 |  |  | 1.74 | 2001-12-11 09:38 | Anjanece | 25 | 0 | N | N
ALUMA FORM | AF8872 | Y | ALUMA FORM , AF8872 |  |  | 1.88 | 2001-12-11 09:38 | Anjanece | 25 | 0 | N | N
ALUMA FORM | AF8872 | Y | ALUMA FORM , AF8872 |  |  | 1.91 | 2001-12-11 09:38 | Anjanece | 25 | 0 | N | N
ALUMA FORM | AF8872 | Y | ALUMA FORM , AF8872 |  |  | 2.6 | 2001-12-11 09:38 | Anjanece | 25 | 0 | N | N
ALUMA FORM | AF8872 | Y | ALUMA FORM , AF8872 |  |  | 2.88 | 2001-12-11 09:38 | Anjanece | 25 | 0 | N | N
ALUMA FORM | AF8872 | Y | ALUMA FORM , AF8872 |  |  | 2.96 | 2001-12-11 09:38 | Anjanece | 25 | 0 | N | N
ALUMA FORM | AF8872 | Y | ALUMA FORM , AF8872 |  |  | 2.99 | 2001-12-11 09:38 | Anjanece | 25 | 0 | N | N
ALUMA FORM | AF8872 | Y | ALUMA FORM , AF8872 |  |  | 3.05 | 2001-12-11 09:38 | Anjanece | 25 | 0 | N | N
ALUMA FORM | AF8872 | Y | ALUMA FORM , AF8872 |  |  | 3.15 | 2001-12-11 09:38 | Anjanece | 25 | 0 | N | N
ALUMA FORM | AF8872 | Y | ALUMA FORM , AF8872 |  |  | 3.24 | 2001-12-11 09:38 | Anjanece | 25 | 0 | N | N
ALUMA FORM | AF8872 | Y | ALUMA FORM , AF8872 |  |  | 3.36 | 2001-12-11 09:38 | Anjanece | 25 | 0 | N | N
ALUMA FORM | AF8872 | Y | ALUMA FORM , AF8872 |  |  | 3.5 | 2001-12-11 09:38 | Anjanece | 25 | 0 | N | N
ALUMA FORM | AF8872 | Y | ALUMA FORM , AF8872 |  |  | 3.52 | 2001-12-11 09:38 | Anjanece | 25 | 0 | N | N
ALUMA FORM | AF8872 | Y | ALUMA FORM , AF8872 |  |  | 4.17 | 2001-12-11 09:38 | Anjanece | 25 | 0 | N | N
ALUMA FORM | AF8872 | Y | ALUMA FORM , AF8872 |  |  | 4.49 | 2001-12-11 09:38 | Anjanece | 25 | 0 | N | N
CHANCE | 8872 | Y | CHANCE , 8872 | JEA OVERHEAD DISTRIBUTION | CSC Stores | 1.71 | 2001-12-11 09:38 | Anjanece | 25 | 0 | N | N
CHANCE | 8872 | Y | CHANCE , 8872 |  |  | 1.73 | 2001-12-11 09:38 | Anjanece | 25 | 0 | N | N
CHANCE | 8872 | Y | CHANCE , 8872 |  |  | 1.74 | 2001-12-11 09:38 | Anjanece | 25 | 0 | N | N
CHANCE | 8872 | Y | CHANCE , 8872 |  |  | 1.88 | 2001-12-11 09:38 | Anjanece | 25 | 0 | N | N
CHANCE | 8872 | Y | CHANCE , 8872 |  |  | 1.91 | 2001-12-11 09:38 | Anjanece | 25 | 0 | N | N
CHANCE | 8872 | Y | CHANCE , 8872 |  |  | 2.6 | 2001-12-11 09:38 | Anjanece | 25 | 0 | N | N
CHANCE | 8872 | Y | CHANCE , 8872 |  |  | 2.88 | 2001-12-11 09:38 | Anjanece | 25 | 0 | N | N
CHANCE | 8872 | Y | CHANCE , 8872 |  |  | 2.96 | 2001-12-11 09:38 | Anjanece | 25 | 0 | N | N
CHANCE | 8872 | Y | CHANCE , 8872 |  |  | 2.99 | 2001-12-11 09:38 | Anjanece | 25 | 0 | N | N
CHANCE | 8872 | Y | CHANCE , 8872 |  |  | 3.05 | 2001-12-11 09:38 | Anjanece | 25 | 0 | N | N
CHANCE | 8872 | Y | CHANCE , 8872 |  |  | 3.15 | 2001-12-11 09:38 | Anjanece | 25 | 0 | N | N
CHANCE | 8872 | Y | CHANCE , 8872 |  |  | 3.24 | 2001-12-11 09:38 | Anjanece | 25 | 0 | N | N
CHANCE | 8872 | Y | CHANCE , 8872 |  |  | 3.36 | 2001-12-11 09:38 | Anjanece | 25 | 0 | N | N
CHANCE | 8872 | Y | CHANCE , 8872 |  |  | 3.5 | 2001-12-11 09:38 | Anjanece | 25 | 0 | N | N
CHANCE | 8872 | Y | CHANCE , 8872 |  |  | 3.52 | 2001-12-11 09:38 | Anjanece | 25 | 0 | N | N
CHANCE | 8872 | Y | CHANCE , 8872 |  |  | 4.17 | 2001-12-11 09:38 | Anjanece | 25 | 0 | N | N
CHANCE | 8872 | Y | CHANCE , 8872 |  |  | 4.49 | 2001-12-11 09:38 | Anjanece | 25 | 0 | N | N
DIXIE ELECTRIC | D8872 | Y | DIXIE ELECTRIC , D8872 | JEA OVERHEAD DISTRIBUTION | CSC Stores | 1.71 | 2001-12-11 09:38 | Anjanece | 25 | 0 | N | N
DIXIE ELECTRIC | D8872 | Y | DIXIE ELECTRIC , D8872 |  |  | 1.73 | 2001-12-11 09:38 | Anjanece | 25 | 0 | N | N
DIXIE ELECTRIC | D8872 | Y | DIXIE ELECTRIC , D8872 |  |  | 1.74 | 2001-12-11 09:38 | Anjanece | 25 | 0 | N | N
DIXIE ELECTRIC | D8872 | Y | DIXIE ELECTRIC , D8872 |  |  | 1.88 | 2001-12-11 09:38 | Anjanece | 25 | 0 | N | N
DIXIE ELECTRIC | D8872 | Y | DIXIE ELECTRIC , D8872 |  |  | 1.91 | 2001-12-11 09:38 | Anjanece | 25 | 0 | N | N
DIXIE ELECTRIC | D8872 | Y | DIXIE ELECTRIC , D8872 |  |  | 2.6 | 2001-12-11 09:38 | Anjanece | 25 | 0 | N | N
DIXIE ELECTRIC | D8872 | Y | DIXIE ELECTRIC , D8872 |  |  | 2.88 | 2001-12-11 09:38 | Anjanece | 25 | 0 | N | N
DIXIE ELECTRIC | D8872 | Y | DIXIE ELECTRIC , D8872 |  |  | 2.96 | 2001-12-11 09:38 | Anjanece | 25 | 0 | N | N
DIXIE ELECTRIC | D8872 | Y | DIXIE ELECTRIC , D8872 |  |  | 2.99 | 2001-12-11 09:38 | Anjanece | 25 | 0 | N | N
DIXIE ELECTRIC | D8872 | Y | DIXIE ELECTRIC , D8872 |  |  | 3.05 | 2001-12-11 09:38 | Anjanece | 25 | 0 | N | N
DIXIE ELECTRIC | D8872 | Y | DIXIE ELECTRIC , D8872 |  |  | 3.15 | 2001-12-11 09:38 | Anjanece | 25 | 0 | N | N
DIXIE ELECTRIC | D8872 | Y | DIXIE ELECTRIC , D8872 |  |  | 3.24 | 2001-12-11 09:38 | Anjanece | 25 | 0 | N | N
DIXIE ELECTRIC | D8872 | Y | DIXIE ELECTRIC , D8872 |  |  | 3.36 | 2001-12-11 09:38 | Anjanece | 25 | 0 | N | N
DIXIE ELECTRIC | D8872 | Y | DIXIE ELECTRIC , D8872 |  |  | 3.5 | 2001-12-11 09:38 | Anjanece | 25 | 0 | N | N
DIXIE ELECTRIC | D8872 | Y | DIXIE ELECTRIC , D8872 |  |  | 3.52 | 2001-12-11 09:38 | Anjanece | 25 | 0 | N | N
DIXIE ELECTRIC | D8872 | Y | DIXIE ELECTRIC , D8872 |  |  | 4.17 | 2001-12-11 09:38 | Anjanece | 25 | 0 | N | N
DIXIE ELECTRIC | D8872 | Y | DIXIE ELECTRIC , D8872 |  |  | 4.49 | 2001-12-11 09:38 | Anjanece | 25 | 0 | N | N
FLORIDA WIRE AND CABLE | FW8872 | Y | FLORIDA WIRE AND CABLE , FW8872 | JEA OVERHEAD DISTRIBUTION | CSC Stores | 1.71 | 2001-12-11 09:38 | Anjanece | 25 | 0 | N | N
FLORIDA WIRE AND CABLE | FW8872 | Y | FLORIDA WIRE AND CABLE , FW8872 |  |  | 1.73 | 2001-12-11 09:38 | Anjanece | 25 | 0 | N | N
FLORIDA WIRE AND CABLE | FW8872 | Y | FLORIDA WIRE AND CABLE , FW8872 |  |  | 1.74 | 2001-12-11 09:38 | Anjanece | 25 | 0 | N | N
FLORIDA WIRE AND CABLE | FW8872 | Y | FLORIDA WIRE AND CABLE , FW8872 |  |  | 1.88 | 2001-12-11 09:38 | Anjanece | 25 | 0 | N | N
FLORIDA WIRE AND CABLE | FW8872 | Y | FLORIDA WIRE AND CABLE , FW8872 |  |  | 1.91 | 2001-12-11 09:38 | Anjanece | 25 | 0 | N | N
FLORIDA WIRE AND CABLE | FW8872 | Y | FLORIDA WIRE AND CABLE , FW8872 |  |  | 2.6 | 2001-12-11 09:38 | Anjanece | 25 | 0 | N | N
FLORIDA WIRE AND CABLE | FW8872 | Y | FLORIDA WIRE AND CABLE , FW8872 |  |  | 2.88 | 2001-12-11 09:38 | Anjanece | 25 | 0 | N | N
FLORIDA WIRE AND CABLE | FW8872 | Y | FLORIDA WIRE AND CABLE , FW8872 |  |  | 2.96 | 2001-12-11 09:38 | Anjanece | 25 | 0 | N | N
FLORIDA WIRE AND CABLE | FW8872 | Y | FLORIDA WIRE AND CABLE , FW8872 |  |  | 2.99 | 2001-12-11 09:38 | Anjanece | 25 | 0 | N | N
FLORIDA WIRE AND CABLE | FW8872 | Y | FLORIDA WIRE AND CABLE , FW8872 |  |  | 3.05 | 2001-12-11 09:38 | Anjanece | 25 | 0 | N | N
FLORIDA WIRE AND CABLE | FW8872 | Y | FLORIDA WIRE AND CABLE , FW8872 |  |  | 3.15 | 2001-12-11 09:38 | Anjanece | 25 | 0 | N | N
FLORIDA WIRE AND CABLE | FW8872 | Y | FLORIDA WIRE AND CABLE , FW8872 |  |  | 3.24 | 2001-12-11 09:38 | Anjanece | 25 | 0 | N | N
FLORIDA WIRE AND CABLE | FW8872 | Y | FLORIDA WIRE AND CABLE , FW8872 |  |  | 3.36 | 2001-12-11 09:38 | Anjanece | 25 | 0 | N | N
FLORIDA WIRE AND CABLE | FW8872 | Y | FLORIDA WIRE AND CABLE , FW8872 |  |  | 3.5 | 2001-12-11 09:38 | Anjanece | 25 | 0 | N | N
FLORIDA WIRE AND CABLE | FW8872 | Y | FLORIDA WIRE AND CABLE , FW8872 |  |  | 3.52 | 2001-12-11 09:38 | Anjanece | 25 | 0 | N | N
FLORIDA WIRE AND CABLE | FW8872 | Y | FLORIDA WIRE AND CABLE , FW8872 |  |  | 4.17 | 2001-12-11 09:38 | Anjanece | 25 | 0 | N | N
FLORIDA WIRE AND CABLE | FW8872 | Y | FLORIDA WIRE AND CABLE , FW8872 |  |  | 4.49 | 2001-12-11 09:38 | Anjanece | 25 | 0 | N | N
HUGHES | TR-622-F | Y | HUGHES , TR-622-F | JEA OVERHEAD DISTRIBUTION | CSC Stores | 1.71 | 2001-12-11 09:38 | Anjanece | 25 | 0 | N | N
HUGHES | TR-622-F | Y | HUGHES , TR-622-F |  |  | 1.73 | 2001-12-11 09:38 | Anjanece | 25 | 0 | N | N
HUGHES | TR-622-F | Y | HUGHES , TR-622-F |  |  | 1.74 | 2001-12-11 09:38 | Anjanece | 25 | 0 | N | N
HUGHES | TR-622-F | Y | HUGHES , TR-622-F |  |  | 1.88 | 2001-12-11 09:38 | Anjanece | 25 | 0 | N | N
HUGHES | TR-622-F | Y | HUGHES , TR-622-F |  |  | 1.91 | 2001-12-11 09:38 | Anjanece | 25 | 0 | N | N
HUGHES | TR-622-F | Y | HUGHES , TR-622-F |  |  | 2.6 | 2001-12-11 09:38 | Anjanece | 25 | 0 | N | N
HUGHES | TR-622-F | Y | HUGHES , TR-622-F |  |  | 2.88 | 2001-12-11 09:38 | Anjanece | 25 | 0 | N | N
HUGHES | TR-622-F | Y | HUGHES , TR-622-F |  |  | 2.96 | 2001-12-11 09:38 | Anjanece | 25 | 0 | N | N
HUGHES | TR-622-F | Y | HUGHES , TR-622-F |  |  | 2.99 | 2001-12-11 09:38 | Anjanece | 25 | 0 | N | N
HUGHES | TR-622-F | Y | HUGHES , TR-622-F |  |  | 3.05 | 2001-12-11 09:38 | Anjanece | 25 | 0 | N | N
HUGHES | TR-622-F | Y | HUGHES , TR-622-F |  |  | 3.15 | 2001-12-11 09:38 | Anjanece | 25 | 0 | N | N
HUGHES | TR-622-F | Y | HUGHES , TR-622-F |  |  | 3.24 | 2001-12-11 09:38 | Anjanece | 25 | 0 | N | N
HUGHES | TR-622-F | Y | HUGHES , TR-622-F |  |  | 3.36 | 2001-12-11 09:38 | Anjanece | 25 | 0 | N | N
HUGHES | TR-622-F | Y | HUGHES , TR-622-F |  |  | 3.5 | 2001-12-11 09:38 | Anjanece | 25 | 0 | N | N
HUGHES | TR-622-F | Y | HUGHES , TR-622-F |  |  | 3.52 | 2001-12-11 09:38 | Anjanece | 25 | 0 | N | N
HUGHES | TR-622-F | Y | HUGHES , TR-622-F |  |  | 4.17 | 2001-12-11 09:38 | Anjanece | 25 | 0 | N | N
HUGHES | TR-622-F | Y | HUGHES , TR-622-F |  |  | 4.49 | 2001-12-11 09:38 | Anjanece | 25 | 0 | N | N
JOSLYN HI-VOLTAGE CORP. | J8872 | Y | JOSLYN HI-VOLTAGE CORP. , J8872 | JEA OVERHEAD DISTRIBUTION | CSC Stores | 1.71 | 2001-12-11 09:38 | Anjanece | 25 | 0 | N | N
JOSLYN HI-VOLTAGE CORP. | J8872 | Y | JOSLYN HI-VOLTAGE CORP. , J8872 |  |  | 1.73 | 2001-12-11 09:38 | Anjanece | 25 | 0 | N | N
JOSLYN HI-VOLTAGE CORP. | J8872 | Y | JOSLYN HI-VOLTAGE CORP. , J8872 |  |  | 1.74 | 2001-12-11 09:38 | Anjanece | 25 | 0 | N | N
JOSLYN HI-VOLTAGE CORP. | J8872 | Y | JOSLYN HI-VOLTAGE CORP. , J8872 |  |  | 1.88 | 2001-12-11 09:38 | Anjanece | 25 | 0 | N | N
JOSLYN HI-VOLTAGE CORP. | J8872 | Y | JOSLYN HI-VOLTAGE CORP. , J8872 |  |  | 1.91 | 2001-12-11 09:38 | Anjanece | 25 | 0 | N | N
JOSLYN HI-VOLTAGE CORP. | J8872 | Y | JOSLYN HI-VOLTAGE CORP. , J8872 |  |  | 2.6 | 2001-12-11 09:38 | Anjanece | 25 | 0 | N | N
JOSLYN HI-VOLTAGE CORP. | J8872 | Y | JOSLYN HI-VOLTAGE CORP. , J8872 |  |  | 2.88 | 2001-12-11 09:38 | Anjanece | 25 | 0 | N | N
JOSLYN HI-VOLTAGE CORP. | J8872 | Y | JOSLYN HI-VOLTAGE CORP. , J8872 |  |  | 2.96 | 2001-12-11 09:38 | Anjanece | 25 | 0 | N | N
JOSLYN HI-VOLTAGE CORP. | J8872 | Y | JOSLYN HI-VOLTAGE CORP. , J8872 |  |  | 2.99 | 2001-12-11 09:38 | Anjanece | 25 | 0 | N | N
JOSLYN HI-VOLTAGE CORP. | J8872 | Y | JOSLYN HI-VOLTAGE CORP. , J8872 |  |  | 3.05 | 2001-12-11 09:38 | Anjanece | 25 | 0 | N | N
JOSLYN HI-VOLTAGE CORP. | J8872 | Y | JOSLYN HI-VOLTAGE CORP. , J8872 |  |  | 3.15 | 2001-12-11 09:38 | Anjanece | 25 | 0 | N | N
JOSLYN HI-VOLTAGE CORP. | J8872 | Y | JOSLYN HI-VOLTAGE CORP. , J8872 |  |  | 3.24 | 2001-12-11 09:38 | Anjanece | 25 | 0 | N | N
JOSLYN HI-VOLTAGE CORP. | J8872 | Y | JOSLYN HI-VOLTAGE CORP. , J8872 |  |  | 3.36 | 2001-12-11 09:38 | Anjanece | 25 | 0 | N | N
JOSLYN HI-VOLTAGE CORP. | J8872 | Y | JOSLYN HI-VOLTAGE CORP. , J8872 |  |  | 3.5 | 2001-12-11 09:38 | Anjanece | 25 | 0 | N | N
JOSLYN HI-VOLTAGE CORP. | J8872 | Y | JOSLYN HI-VOLTAGE CORP. , J8872 |  |  | 3.52 | 2001-12-11 09:38 | Anjanece | 25 | 0 | N | N
JOSLYN HI-VOLTAGE CORP. | J8872 | Y | JOSLYN HI-VOLTAGE CORP. , J8872 |  |  | 4.17 | 2001-12-11 09:38 | Anjanece | 25 | 0 | N | N
JOSLYN HI-VOLTAGE CORP. | J8872 | Y | JOSLYN HI-VOLTAGE CORP. , J8872 |  |  | 4.49 | 2001-12-11 09:38 | Anjanece | 25 | 0 | N | N
MC GRAW EDISON | DF2D22 | Y | MC GRAW EDISON , DF2D22 | JEA OVERHEAD DISTRIBUTION | CSC Stores | 1.71 | 2001-12-11 09:38 | Anjanece | 25 | 0 | N | N
MC GRAW EDISON | DF2D22 | Y | MC GRAW EDISON , DF2D22 |  |  | 1.73 | 2001-12-11 09:38 | Anjanece | 25 | 0 | N | N
MC GRAW EDISON | DF2D22 | Y | MC GRAW EDISON , DF2D22 |  |  | 1.74 | 2001-12-11 09:38 | Anjanece | 25 | 0 | N | N
MC GRAW EDISON | DF2D22 | Y | MC GRAW EDISON , DF2D22 |  |  | 1.88 | 2001-12-11 09:38 | Anjanece | 25 | 0 | N | N
MC GRAW EDISON | DF2D22 | Y | MC GRAW EDISON , DF2D22 |  |  | 1.91 | 2001-12-11 09:38 | Anjanece | 25 | 0 | N | N
MC GRAW EDISON | DF2D22 | Y | MC GRAW EDISON , DF2D22 |  |  | 2.6 | 2001-12-11 09:38 | Anjanece | 25 | 0 | N | N
MC GRAW EDISON | DF2D22 | Y | MC GRAW EDISON , DF2D22 |  |  | 2.88 | 2001-12-11 09:38 | Anjanece | 25 | 0 | N | N
MC GRAW EDISON | DF2D22 | Y | MC GRAW EDISON , DF2D22 |  |  | 2.96 | 2001-12-11 09:38 | Anjanece | 25 | 0 | N | N
MC GRAW EDISON | DF2D22 | Y | MC GRAW EDISON , DF2D22 |  |  | 2.99 | 2001-12-11 09:38 | Anjanece | 25 | 0 | N | N
MC GRAW EDISON | DF2D22 | Y | MC GRAW EDISON , DF2D22 |  |  | 3.05 | 2001-12-11 09:38 | Anjanece | 25 | 0 | N | N
MC GRAW EDISON | DF2D22 | Y | MC GRAW EDISON , DF2D22 |  |  | 3.15 | 2001-12-11 09:38 | Anjanece | 25 | 0 | N | N
MC GRAW EDISON | DF2D22 | Y | MC GRAW EDISON , DF2D22 |  |  | 3.24 | 2001-12-11 09:38 | Anjanece | 25 | 0 | N | N
MC GRAW EDISON | DF2D22 | Y | MC GRAW EDISON , DF2D22 |  |  | 3.36 | 2001-12-11 09:38 | Anjanece | 25 | 0 | N | N
MC GRAW EDISON | DF2D22 | Y | MC GRAW EDISON , DF2D22 |  |  | 3.5 | 2001-12-11 09:38 | Anjanece | 25 | 0 | N | N
MC GRAW EDISON | DF2D22 | Y | MC GRAW EDISON , DF2D22 |  |  | 3.52 | 2001-12-11 09:38 | Anjanece | 25 | 0 | N | N
MC GRAW EDISON | DF2D22 | Y | MC GRAW EDISON , DF2D22 |  |  | 4.17 | 2001-12-11 09:38 | Anjanece | 25 | 0 | N | N
MC GRAW EDISON | DF2D22 | Y | MC GRAW EDISON , DF2D22 |  |  | 4.49 | 2001-12-11 09:38 | Anjanece | 25 | 0 | N | N
POWERLINE HARDWARE CO. | P8872 | Y | POWERLINE HARDWARE CO. , P8872 | JEA OVERHEAD DISTRIBUTION | CSC Stores | 1.71 | 2001-12-11 09:38 | Anjanece | 25 | 0 | N | N
POWERLINE HARDWARE CO. | P8872 | Y | POWERLINE HARDWARE CO. , P8872 |  |  | 1.73 | 2001-12-11 09:38 | Anjanece | 25 | 0 | N | N
POWERLINE HARDWARE CO. | P8872 | Y | POWERLINE HARDWARE CO. , P8872 |  |  | 1.74 | 2001-12-11 09:38 | Anjanece | 25 | 0 | N | N
POWERLINE HARDWARE CO. | P8872 | Y | POWERLINE HARDWARE CO. , P8872 |  |  | 1.88 | 2001-12-11 09:38 | Anjanece | 25 | 0 | N | N
POWERLINE HARDWARE CO. | P8872 | Y | POWERLINE HARDWARE CO. , P8872 |  |  | 1.91 | 2001-12-11 09:38 | Anjanece | 25 | 0 | N | N
POWERLINE HARDWARE CO. | P8872 | Y | POWERLINE HARDWARE CO. , P8872 |  |  | 2.6 | 2001-12-11 09:38 | Anjanece | 25 | 0 | N | N
POWERLINE HARDWARE CO. | P8872 | Y | POWERLINE HARDWARE CO. , P8872 |  |  | 2.88 | 2001-12-11 09:38 | Anjanece | 25 | 0 | N | N
POWERLINE HARDWARE CO. | P8872 | Y | POWERLINE HARDWARE CO. , P8872 |  |  | 2.96 | 2001-12-11 09:38 | Anjanece | 25 | 0 | N | N
POWERLINE HARDWARE CO. | P8872 | Y | POWERLINE HARDWARE CO. , P8872 |  |  | 2.99 | 2001-12-11 09:38 | Anjanece | 25 | 0 | N | N
POWERLINE HARDWARE CO. | P8872 | Y | POWERLINE HARDWARE CO. , P8872 |  |  | 3.05 | 2001-12-11 09:38 | Anjanece | 25 | 0 | N | N
POWERLINE HARDWARE CO. | P8872 | Y | POWERLINE HARDWARE CO. , P8872 |  |  | 3.15 | 2001-12-11 09:38 | Anjanece | 25 | 0 | N | N
POWERLINE HARDWARE CO. | P8872 | Y | POWERLINE HARDWARE CO. , P8872 |  |  | 3.24 | 2001-12-11 09:38 | Anjanece | 25 | 0 | N | N
POWERLINE HARDWARE CO. | P8872 | Y | POWERLINE HARDWARE CO. , P8872 |  |  | 3.36 | 2001-12-11 09:38 | Anjanece | 25 | 0 | N | N
POWERLINE HARDWARE CO. | P8872 | Y | POWERLINE HARDWARE CO. , P8872 |  |  | 3.5 | 2001-12-11 09:38 | Anjanece | 25 | 0 | N | N
POWERLINE HARDWARE CO. | P8872 | Y | POWERLINE HARDWARE CO. , P8872 |  |  | 3.52 | 2001-12-11 09:38 | Anjanece | 25 | 0 | N | N
POWERLINE HARDWARE CO. | P8872 | Y | POWERLINE HARDWARE CO. , P8872 |  |  | 4.17 | 2001-12-11 09:38 | Anjanece | 25 | 0 | N | N
POWERLINE HARDWARE CO. | P8872 | Y | POWERLINE HARDWARE CO. , P8872 |  |  | 4.49 | 2001-12-11 09:38 | Anjanece | 25 | 0 | N | N
STEEL CITY | SC8872BG | Y | STEEL CITY , SC8872BG | JEA OVERHEAD DISTRIBUTION | CSC Stores | 1.71 | 2001-12-11 09:38 | Anjanece | 25 | 0 | N | N
STEEL CITY | SC8872BG | Y | STEEL CITY , SC8872BG |  |  | 1.73 | 2001-12-11 09:38 | Anjanece | 25 | 0 | N | N
STEEL CITY | SC8872BG | Y | STEEL CITY , SC8872BG |  |  | 1.74 | 2001-12-11 09:38 | Anjanece | 25 | 0 | N | N
STEEL CITY | SC8872BG | Y | STEEL CITY , SC8872BG |  |  | 1.88 | 2001-12-11 09:38 | Anjanece | 25 | 0 | N | N
STEEL CITY | SC8872BG | Y | STEEL CITY , SC8872BG |  |  | 1.91 | 2001-12-11 09:38 | Anjanece | 25 | 0 | N | N
STEEL CITY | SC8872BG | Y | STEEL CITY , SC8872BG |  |  | 2.6 | 2001-12-11 09:38 | Anjanece | 25 | 0 | N | N
STEEL CITY | SC8872BG | Y | STEEL CITY , SC8872BG |  |  | 2.88 | 2001-12-11 09:38 | Anjanece | 25 | 0 | N | N
STEEL CITY | SC8872BG | Y | STEEL CITY , SC8872BG |  |  | 2.96 | 2001-12-11 09:38 | Anjanece | 25 | 0 | N | N
STEEL CITY | SC8872BG | Y | STEEL CITY , SC8872BG |  |  | 2.99 | 2001-12-11 09:38 | Anjanece | 25 | 0 | N | N
STEEL CITY | SC8872BG | Y | STEEL CITY , SC8872BG |  |  | 3.05 | 2001-12-11 09:38 | Anjanece | 25 | 0 | N | N
STEEL CITY | SC8872BG | Y | STEEL CITY , SC8872BG |  |  | 3.15 | 2001-12-11 09:38 | Anjanece | 25 | 0 | N | N
STEEL CITY | SC8872BG | Y | STEEL CITY , SC8872BG |  |  | 3.24 | 2001-12-11 09:38 | Anjanece | 25 | 0 | N | N
STEEL CITY | SC8872BG | Y | STEEL CITY , SC8872BG |  |  | 3.36 | 2001-12-11 09:38 | Anjanece | 25 | 0 | N | N
STEEL CITY | SC8872BG | Y | STEEL CITY , SC8872BG |  |  | 3.5 | 2001-12-11 09:38 | Anjanece | 25 | 0 | N | N
STEEL CITY | SC8872BG | Y | STEEL CITY , SC8872BG |  |  | 3.52 | 2001-12-11 09:38 | Anjanece | 25 | 0 | N | N
STEEL CITY | SC8872BG | Y | STEEL CITY , SC8872BG |  |  | 4.17 | 2001-12-11 09:38 | Anjanece | 25 | 0 | N | N
STEEL CITY | SC8872BG | Y | STEEL CITY , SC8872BG |  |  | 4.49 | 2001-12-11 09:38 | Anjanece | 25 | 0 | N | N
THREADED FASTENERS INC. | TF8872 | Y | THREADED FASTENERS INC. , TF8872 | JEA OVERHEAD DISTRIBUTION | CSC Stores | 1.71 | 2001-12-11 09:38 | Anjanece | 25 | 0 | N | N
THREADED FASTENERS INC. | TF8872 | Y | THREADED FASTENERS INC. , TF8872 |  |  | 1.73 | 2001-12-11 09:38 | Anjanece | 25 | 0 | N | N
THREADED FASTENERS INC. | TF8872 | Y | THREADED FASTENERS INC. , TF8872 |  |  | 1.74 | 2001-12-11 09:38 | Anjanece | 25 | 0 | N | N
THREADED FASTENERS INC. | TF8872 | Y | THREADED FASTENERS INC. , TF8872 |  |  | 1.88 | 2001-12-11 09:38 | Anjanece | 25 | 0 | N | N
THREADED FASTENERS INC. | TF8872 | Y | THREADED FASTENERS INC. , TF8872 |  |  | 1.91 | 2001-12-11 09:38 | Anjanece | 25 | 0 | N | N
THREADED FASTENERS INC. | TF8872 | Y | THREADED FASTENERS INC. , TF8872 |  |  | 2.6 | 2001-12-11 09:38 | Anjanece | 25 | 0 | N | N
THREADED FASTENERS INC. | TF8872 | Y | THREADED FASTENERS INC. , TF8872 |  |  | 2.88 | 2001-12-11 09:38 | Anjanece | 25 | 0 | N | N
THREADED FASTENERS INC. | TF8872 | Y | THREADED FASTENERS INC. , TF8872 |  |  | 2.96 | 2001-12-11 09:38 | Anjanece | 25 | 0 | N | N
THREADED FASTENERS INC. | TF8872 | Y | THREADED FASTENERS INC. , TF8872 |  |  | 2.99 | 2001-12-11 09:38 | Anjanece | 25 | 0 | N | N
THREADED FASTENERS INC. | TF8872 | Y | THREADED FASTENERS INC. , TF8872 |  |  | 3.05 | 2001-12-11 09:38 | Anjanece | 25 | 0 | N | N
THREADED FASTENERS INC. | TF8872 | Y | THREADED FASTENERS INC. , TF8872 |  |  | 3.15 | 2001-12-11 09:38 | Anjanece | 25 | 0 | N | N
THREADED FASTENERS INC. | TF8872 | Y | THREADED FASTENERS INC. , TF8872 |  |  | 3.24 | 2001-12-11 09:38 | Anjanece | 25 | 0 | N | N
THREADED FASTENERS INC. | TF8872 | Y | THREADED FASTENERS INC. , TF8872 |  |  | 3.36 | 2001-12-11 09:38 | Anjanece | 25 | 0 | N | N
THREADED FASTENERS INC. | TF8872 | Y | THREADED FASTENERS INC. , TF8872 |  |  | 3.5 | 2001-12-11 09:38 | Anjanece | 25 | 0 | N | N
THREADED FASTENERS INC. | TF8872 | Y | THREADED FASTENERS INC. , TF8872 |  |  | 3.52 | 2001-12-11 09:38 | Anjanece | 25 | 0 | N | N
THREADED FASTENERS INC. | TF8872 | Y | THREADED FASTENERS INC. , TF8872 |  |  | 4.17 | 2001-12-11 09:38 | Anjanece | 25 | 0 | N | N
THREADED FASTENERS INC. | TF8872 | Y | THREADED FASTENERS INC. , TF8872 |  |  | 4.49 | 2001-12-11 09:38 | Anjanece | 25 | 0 | N | N
UTILITIES SERVICE | 5081 | Y | UTILITIES SERVICE , 5081 | JEA OVERHEAD DISTRIBUTION | CSC Stores | 1.71 | 2001-12-11 09:38 | Anjanece | 25 | 0 | N | N
UTILITIES SERVICE | 5081 | Y | UTILITIES SERVICE , 5081 |  |  | 1.73 | 2001-12-11 09:38 | Anjanece | 25 | 0 | N | N
UTILITIES SERVICE | 5081 | Y | UTILITIES SERVICE , 5081 |  |  | 1.74 | 2001-12-11 09:38 | Anjanece | 25 | 0 | N | N
UTILITIES SERVICE | 5081 | Y | UTILITIES SERVICE , 5081 |  |  | 1.88 | 2001-12-11 09:38 | Anjanece | 25 | 0 | N | N
UTILITIES SERVICE | 5081 | Y | UTILITIES SERVICE , 5081 |  |  | 1.91 | 2001-12-11 09:38 | Anjanece | 25 | 0 | N | N
UTILITIES SERVICE | 5081 | Y | UTILITIES SERVICE , 5081 |  |  | 2.6 | 2001-12-11 09:38 | Anjanece | 25 | 0 | N | N
UTILITIES SERVICE | 5081 | Y | UTILITIES SERVICE , 5081 |  |  | 2.88 | 2001-12-11 09:38 | Anjanece | 25 | 0 | N | N
UTILITIES SERVICE | 5081 | Y | UTILITIES SERVICE , 5081 |  |  | 2.96 | 2001-12-11 09:38 | Anjanece | 25 | 0 | N | N
UTILITIES SERVICE | 5081 | Y | UTILITIES SERVICE , 5081 |  |  | 2.99 | 2001-12-11 09:38 | Anjanece | 25 | 0 | N | N
UTILITIES SERVICE | 5081 | Y | UTILITIES SERVICE , 5081 |  |  | 3.05 | 2001-12-11 09:38 | Anjanece | 25 | 0 | N | N
UTILITIES SERVICE | 5081 | Y | UTILITIES SERVICE , 5081 |  |  | 3.15 | 2001-12-11 09:38 | Anjanece | 25 | 0 | N | N
UTILITIES SERVICE | 5081 | Y | UTILITIES SERVICE , 5081 |  |  | 3.24 | 2001-12-11 09:38 | Anjanece | 25 | 0 | N | N
UTILITIES SERVICE | 5081 | Y | UTILITIES SERVICE , 5081 |  |  | 3.36 | 2001-12-11 09:38 | Anjanece | 25 | 0 | N | N
UTILITIES SERVICE | 5081 | Y | UTILITIES SERVICE , 5081 |  |  | 3.5 | 2001-12-11 09:38 | Anjanece | 25 | 0 | N | N
UTILITIES SERVICE | 5081 | Y | UTILITIES SERVICE , 5081 |  |  | 3.52 | 2001-12-11 09:38 | Anjanece | 25 | 0 | N | N
UTILITIES SERVICE | 5081 | Y | UTILITIES SERVICE , 5081 |  |  | 4.17 | 2001-12-11 09:38 | Anjanece | 25 | 0 | N | N
UTILITIES SERVICE | 5081 | Y | UTILITIES SERVICE , 5081 |  |  | 4.49 | 2001-12-11 09:38 | Anjanece | 25 | 0 | N | N
ALLIED BOLT, INC. | 5964 | Y | ALLIED BOLT, INC. , 5964 | JEA OVERHEAD DISTRIBUTION | CSC Stores | 1.83 | 2001-12-11 09:38 | Anjanece | 25 | 0 | N | N
ALLIED BOLT, INC. | 5964 | Y | ALLIED BOLT, INC. , 5964 |  |  | 1.86 | 2001-12-11 09:38 | Anjanece | 25 | 0 | N | N
ALLIED BOLT, INC. | 5964 | Y | ALLIED BOLT, INC. , 5964 |  |  | 1.9 | 2001-12-11 09:38 | Anjanece | 25 | 0 | N | N
ALLIED BOLT, INC. | 5964 | Y | ALLIED BOLT, INC. , 5964 |  |  | 2.07 | 2001-12-11 09:38 | Anjanece | 25 | 0 | N | N
ALLIED BOLT, INC. | 5964 | Y | ALLIED BOLT, INC. , 5964 |  |  | 2.75 | 2001-12-11 09:38 | Anjanece | 25 | 0 | N | N
ALLIED BOLT, INC. | 5964 | Y | ALLIED BOLT, INC. , 5964 |  |  | 2.88 | 2001-12-11 09:38 | Anjanece | 25 | 0 | N | N
ALLIED BOLT, INC. | 5964 | Y | ALLIED BOLT, INC. , 5964 |  |  | 3.03 | 2001-12-11 09:38 | Anjanece | 25 | 0 | N | N
ALLIED BOLT, INC. | 5964 | Y | ALLIED BOLT, INC. , 5964 |  |  | 3.05 | 2001-12-11 09:38 | Anjanece | 25 | 0 | N | N
ALLIED BOLT, INC. | 5964 | Y | ALLIED BOLT, INC. , 5964 |  |  | 3.08 | 2001-12-11 09:38 | Anjanece | 25 | 0 | N | N
ALLIED BOLT, INC. | 5964 | Y | ALLIED BOLT, INC. , 5964 |  |  | 3.26 | 2001-12-11 09:38 | Anjanece | 25 | 0 | N | N
ALLIED BOLT, INC. | 5964 | Y | ALLIED BOLT, INC. , 5964 |  |  | 3.29 | 2001-12-11 09:38 | Anjanece | 25 | 0 | N | N
ALLIED BOLT, INC. | 5964 | Y | ALLIED BOLT, INC. , 5964 |  |  | 3.71 | 2001-12-11 09:38 | Anjanece | 25 | 0 | N | N
ALLIED BOLT, INC. | 5964 | Y | ALLIED BOLT, INC. , 5964 |  |  | 4.36 | 2001-12-11 09:38 | Anjanece | 25 | 0 | N | N
ALUMA FORM | AF8874 | Y | ALUMA FORM , AF8874 | JEA OVERHEAD DISTRIBUTION | CSC Stores | 1.83 | 2001-12-11 09:38 | Anjanece | 25 | 0 | N | N
ALUMA FORM | AF8874 | Y | ALUMA FORM , AF8874 |  |  | 1.86 | 2001-12-11 09:38 | Anjanece | 25 | 0 | N | N
ALUMA FORM | AF8874 | Y | ALUMA FORM , AF8874 |  |  | 1.9 | 2001-12-11 09:38 | Anjanece | 25 | 0 | N | N
ALUMA FORM | AF8874 | Y | ALUMA FORM , AF8874 |  |  | 2.07 | 2001-12-11 09:38 | Anjanece | 25 | 0 | N | N
ALUMA FORM | AF8874 | Y | ALUMA FORM , AF8874 |  |  | 2.75 | 2001-12-11 09:38 | Anjanece | 25 | 0 | N | N
ALUMA FORM | AF8874 | Y | ALUMA FORM , AF8874 |  |  | 2.88 | 2001-12-11 09:38 | Anjanece | 25 | 0 | N | N
ALUMA FORM | AF8874 | Y | ALUMA FORM , AF8874 |  |  | 3.03 | 2001-12-11 09:38 | Anjanece | 25 | 0 | N | N
ALUMA FORM | AF8874 | Y | ALUMA FORM , AF8874 |  |  | 3.05 | 2001-12-11 09:38 | Anjanece | 25 | 0 | N | N
ALUMA FORM | AF8874 | Y | ALUMA FORM , AF8874 |  |  | 3.08 | 2001-12-11 09:38 | Anjanece | 25 | 0 | N | N
ALUMA FORM | AF8874 | Y | ALUMA FORM , AF8874 |  |  | 3.26 | 2001-12-11 09:38 | Anjanece | 25 | 0 | N | N
ALUMA FORM | AF8874 | Y | ALUMA FORM , AF8874 |  |  | 3.29 | 2001-12-11 09:38 | Anjanece | 25 | 0 | N | N
ALUMA FORM | AF8874 | Y | ALUMA FORM , AF8874 |  |  | 3.71 | 2001-12-11 09:38 | Anjanece | 25 | 0 | N | N
ALUMA FORM | AF8874 | Y | ALUMA FORM , AF8874 |  |  | 4.36 | 2001-12-11 09:38 | Anjanece | 25 | 0 | N | N
CHANCE | 8874 | Y | CHANCE , 8874 | JEA OVERHEAD DISTRIBUTION | CSC Stores | 1.83 | 2001-12-11 09:38 | Anjanece | 25 | 0 | N | N
CHANCE | 8874 | Y | CHANCE , 8874 |  |  | 1.86 | 2001-12-11 09:38 | Anjanece | 25 | 0 | N | N
CHANCE | 8874 | Y | CHANCE , 8874 |  |  | 1.9 | 2001-12-11 09:38 | Anjanece | 25 | 0 | N | N
CHANCE | 8874 | Y | CHANCE , 8874 |  |  | 2.07 | 2001-12-11 09:38 | Anjanece | 25 | 0 | N | N
CHANCE | 8874 | Y | CHANCE , 8874 |  |  | 2.75 | 2001-12-11 09:38 | Anjanece | 25 | 0 | N | N
CHANCE | 8874 | Y | CHANCE , 8874 |  |  | 2.88 | 2001-12-11 09:38 | Anjanece | 25 | 0 | N | N
CHANCE | 8874 | Y | CHANCE , 8874 |  |  | 3.03 | 2001-12-11 09:38 | Anjanece | 25 | 0 | N | N
CHANCE | 8874 | Y | CHANCE , 8874 |  |  | 3.05 | 2001-12-11 09:38 | Anjanece | 25 | 0 | N | N
CHANCE | 8874 | Y | CHANCE , 8874 |  |  | 3.08 | 2001-12-11 09:38 | Anjanece | 25 | 0 | N | N
CHANCE | 8874 | Y | CHANCE , 8874 |  |  | 3.26 | 2001-12-11 09:38 | Anjanece | 25 | 0 | N | N
CHANCE | 8874 | Y | CHANCE , 8874 |  |  | 3.29 | 2001-12-11 09:38 | Anjanece | 25 | 0 | N | N
CHANCE | 8874 | Y | CHANCE , 8874 |  |  | 3.71 | 2001-12-11 09:38 | Anjanece | 25 | 0 | N | N
CHANCE | 8874 | Y | CHANCE , 8874 |  |  | 4.36 | 2001-12-11 09:38 | Anjanece | 25 | 0 | N | N
DIXIE ELECTRIC | D8874 | Y | DIXIE ELECTRIC , D8874 | JEA OVERHEAD DISTRIBUTION | CSC Stores | 1.83 | 2001-12-11 09:38 | Anjanece | 25 | 0 | N | N
DIXIE ELECTRIC | D8874 | Y | DIXIE ELECTRIC , D8874 |  |  | 1.86 | 2001-12-11 09:38 | Anjanece | 25 | 0 | N | N
DIXIE ELECTRIC | D8874 | Y | DIXIE ELECTRIC , D8874 |  |  | 1.9 | 2001-12-11 09:38 | Anjanece | 25 | 0 | N | N
DIXIE ELECTRIC | D8874 | Y | DIXIE ELECTRIC , D8874 |  |  | 2.07 | 2001-12-11 09:38 | Anjanece | 25 | 0 | N | N
DIXIE ELECTRIC | D8874 | Y | DIXIE ELECTRIC , D8874 |  |  | 2.75 | 2001-12-11 09:38 | Anjanece | 25 | 0 | N | N
DIXIE ELECTRIC | D8874 | Y | DIXIE ELECTRIC , D8874 |  |  | 2.88 | 2001-12-11 09:38 | Anjanece | 25 | 0 | N | N
DIXIE ELECTRIC | D8874 | Y | DIXIE ELECTRIC , D8874 |  |  | 3.03 | 2001-12-11 09:38 | Anjanece | 25 | 0 | N | N
DIXIE ELECTRIC | D8874 | Y | DIXIE ELECTRIC , D8874 |  |  | 3.05 | 2001-12-11 09:38 | Anjanece | 25 | 0 | N | N
DIXIE ELECTRIC | D8874 | Y | DIXIE ELECTRIC , D8874 |  |  | 3.08 | 2001-12-11 09:38 | Anjanece | 25 | 0 | N | N
DIXIE ELECTRIC | D8874 | Y | DIXIE ELECTRIC , D8874 |  |  | 3.26 | 2001-12-11 09:38 | Anjanece | 25 | 0 | N | N
DIXIE ELECTRIC | D8874 | Y | DIXIE ELECTRIC , D8874 |  |  | 3.29 | 2001-12-11 09:38 | Anjanece | 25 | 0 | N | N
DIXIE ELECTRIC | D8874 | Y | DIXIE ELECTRIC , D8874 |  |  | 3.71 | 2001-12-11 09:38 | Anjanece | 25 | 0 | N | N
DIXIE ELECTRIC | D8874 | Y | DIXIE ELECTRIC , D8874 |  |  | 4.36 | 2001-12-11 09:38 | Anjanece | 25 | 0 | N | N
FLORIDA WIRE AND CABLE | FW8874 | Y | FLORIDA WIRE AND CABLE , FW8874 | JEA OVERHEAD DISTRIBUTION | CSC Stores | 1.83 | 2001-12-11 09:38 | Anjanece | 25 | 0 | N | N
FLORIDA WIRE AND CABLE | FW8874 | Y | FLORIDA WIRE AND CABLE , FW8874 |  |  | 1.86 | 2001-12-11 09:38 | Anjanece | 25 | 0 | N | N
FLORIDA WIRE AND CABLE | FW8874 | Y | FLORIDA WIRE AND CABLE , FW8874 |  |  | 1.9 | 2001-12-11 09:38 | Anjanece | 25 | 0 | N | N
FLORIDA WIRE AND CABLE | FW8874 | Y | FLORIDA WIRE AND CABLE , FW8874 |  |  | 2.07 | 2001-12-11 09:38 | Anjanece | 25 | 0 | N | N
FLORIDA WIRE AND CABLE | FW8874 | Y | FLORIDA WIRE AND CABLE , FW8874 |  |  | 2.75 | 2001-12-11 09:38 | Anjanece | 25 | 0 | N | N
FLORIDA WIRE AND CABLE | FW8874 | Y | FLORIDA WIRE AND CABLE , FW8874 |  |  | 2.88 | 2001-12-11 09:38 | Anjanece | 25 | 0 | N | N
FLORIDA WIRE AND CABLE | FW8874 | Y | FLORIDA WIRE AND CABLE , FW8874 |  |  | 3.03 | 2001-12-11 09:38 | Anjanece | 25 | 0 | N | N
FLORIDA WIRE AND CABLE | FW8874 | Y | FLORIDA WIRE AND CABLE , FW8874 |  |  | 3.05 | 2001-12-11 09:38 | Anjanece | 25 | 0 | N | N
FLORIDA WIRE AND CABLE | FW8874 | Y | FLORIDA WIRE AND CABLE , FW8874 |  |  | 3.08 | 2001-12-11 09:38 | Anjanece | 25 | 0 | N | N
FLORIDA WIRE AND CABLE | FW8874 | Y | FLORIDA WIRE AND CABLE , FW8874 |  |  | 3.26 | 2001-12-11 09:38 | Anjanece | 25 | 0 | N | N
FLORIDA WIRE AND CABLE | FW8874 | Y | FLORIDA WIRE AND CABLE , FW8874 |  |  | 3.29 | 2001-12-11 09:38 | Anjanece | 25 | 0 | N | N
FLORIDA WIRE AND CABLE | FW8874 | Y | FLORIDA WIRE AND CABLE , FW8874 |  |  | 3.71 | 2001-12-11 09:38 | Anjanece | 25 | 0 | N | N
FLORIDA WIRE AND CABLE | FW8874 | Y | FLORIDA WIRE AND CABLE , FW8874 |  |  | 4.36 | 2001-12-11 09:38 | Anjanece | 25 | 0 | N | N
HUGHES | TR-624-F | Y | HUGHES , TR-624-F | JEA OVERHEAD DISTRIBUTION | CSC Stores | 1.83 | 2001-12-11 09:38 | Anjanece | 25 | 0 | N | N
HUGHES | TR-624-F | Y | HUGHES , TR-624-F |  |  | 1.86 | 2001-12-11 09:38 | Anjanece | 25 | 0 | N | N
HUGHES | TR-624-F | Y | HUGHES , TR-624-F |  |  | 1.9 | 2001-12-11 09:38 | Anjanece | 25 | 0 | N | N
HUGHES | TR-624-F | Y | HUGHES , TR-624-F |  |  | 2.07 | 2001-12-11 09:38 | Anjanece | 25 | 0 | N | N
HUGHES | TR-624-F | Y | HUGHES , TR-624-F |  |  | 2.75 | 2001-12-11 09:38 | Anjanece | 25 | 0 | N | N
HUGHES | TR-624-F | Y | HUGHES , TR-624-F |  |  | 2.88 | 2001-12-11 09:38 | Anjanece | 25 | 0 | N | N
HUGHES | TR-624-F | Y | HUGHES , TR-624-F |  |  | 3.03 | 2001-12-11 09:38 | Anjanece | 25 | 0 | N | N
HUGHES | TR-624-F | Y | HUGHES , TR-624-F |  |  | 3.05 | 2001-12-11 09:38 | Anjanece | 25 | 0 | N | N
HUGHES | TR-624-F | Y | HUGHES , TR-624-F |  |  | 3.08 | 2001-12-11 09:38 | Anjanece | 25 | 0 | N | N
HUGHES | TR-624-F | Y | HUGHES , TR-624-F |  |  | 3.26 | 2001-12-11 09:38 | Anjanece | 25 | 0 | N | N
HUGHES | TR-624-F | Y | HUGHES , TR-624-F |  |  | 3.29 | 2001-12-11 09:38 | Anjanece | 25 | 0 | N | N
HUGHES | TR-624-F | Y | HUGHES , TR-624-F |  |  | 3.71 | 2001-12-11 09:38 | Anjanece | 25 | 0 | N | N
HUGHES | TR-624-F | Y | HUGHES , TR-624-F |  |  | 4.36 | 2001-12-11 09:38 | Anjanece | 25 | 0 | N | N
JOSLYN HI-VOLTAGE CORP. | J8874 | Y | JOSLYN HI-VOLTAGE CORP. , J8874 | JEA OVERHEAD DISTRIBUTION | CSC Stores | 1.83 | 2001-12-11 09:38 | Anjanece | 25 | 0 | N | N
JOSLYN HI-VOLTAGE CORP. | J8874 | Y | JOSLYN HI-VOLTAGE CORP. , J8874 |  |  | 1.86 | 2001-12-11 09:38 | Anjanece | 25 | 0 | N | N
JOSLYN HI-VOLTAGE CORP. | J8874 | Y | JOSLYN HI-VOLTAGE CORP. , J8874 |  |  | 1.9 | 2001-12-11 09:38 | Anjanece | 25 | 0 | N | N
JOSLYN HI-VOLTAGE CORP. | J8874 | Y | JOSLYN HI-VOLTAGE CORP. , J8874 |  |  | 2.07 | 2001-12-11 09:38 | Anjanece | 25 | 0 | N | N
JOSLYN HI-VOLTAGE CORP. | J8874 | Y | JOSLYN HI-VOLTAGE CORP. , J8874 |  |  | 2.75 | 2001-12-11 09:38 | Anjanece | 25 | 0 | N | N
JOSLYN HI-VOLTAGE CORP. | J8874 | Y | JOSLYN HI-VOLTAGE CORP. , J8874 |  |  | 2.88 | 2001-12-11 09:38 | Anjanece | 25 | 0 | N | N
JOSLYN HI-VOLTAGE CORP. | J8874 | Y | JOSLYN HI-VOLTAGE CORP. , J8874 |  |  | 3.03 | 2001-12-11 09:38 | Anjanece | 25 | 0 | N | N
JOSLYN HI-VOLTAGE CORP. | J8874 | Y | JOSLYN HI-VOLTAGE CORP. , J8874 |  |  | 3.05 | 2001-12-11 09:38 | Anjanece | 25 | 0 | N | N
JOSLYN HI-VOLTAGE CORP. | J8874 | Y | JOSLYN HI-VOLTAGE CORP. , J8874 |  |  | 3.08 | 2001-12-11 09:38 | Anjanece | 25 | 0 | N | N
JOSLYN HI-VOLTAGE CORP. | J8874 | Y | JOSLYN HI-VOLTAGE CORP. , J8874 |  |  | 3.26 | 2001-12-11 09:38 | Anjanece | 25 | 0 | N | N
JOSLYN HI-VOLTAGE CORP. | J8874 | Y | JOSLYN HI-VOLTAGE CORP. , J8874 |  |  | 3.29 | 2001-12-11 09:38 | Anjanece | 25 | 0 | N | N
JOSLYN HI-VOLTAGE CORP. | J8874 | Y | JOSLYN HI-VOLTAGE CORP. , J8874 |  |  | 3.71 | 2001-12-11 09:38 | Anjanece | 25 | 0 | N | N
JOSLYN HI-VOLTAGE CORP. | J8874 | Y | JOSLYN HI-VOLTAGE CORP. , J8874 |  |  | 4.36 | 2001-12-11 09:38 | Anjanece | 25 | 0 | N | N
MC GRAW EDISON | DF2D24 | Y | MC GRAW EDISON , DF2D24 | JEA OVERHEAD DISTRIBUTION | CSC Stores | 1.83 | 2001-12-11 09:38 | Anjanece | 25 | 0 | N | N
MC GRAW EDISON | DF2D24 | Y | MC GRAW EDISON , DF2D24 |  |  | 1.86 | 2001-12-11 09:38 | Anjanece | 25 | 0 | N | N
MC GRAW EDISON | DF2D24 | Y | MC GRAW EDISON , DF2D24 |  |  | 1.9 | 2001-12-11 09:38 | Anjanece | 25 | 0 | N | N
MC GRAW EDISON | DF2D24 | Y | MC GRAW EDISON , DF2D24 |  |  | 2.07 | 2001-12-11 09:38 | Anjanece | 25 | 0 | N | N
MC GRAW EDISON | DF2D24 | Y | MC GRAW EDISON , DF2D24 |  |  | 2.75 | 2001-12-11 09:38 | Anjanece | 25 | 0 | N | N
MC GRAW EDISON | DF2D24 | Y | MC GRAW EDISON , DF2D24 |  |  | 2.88 | 2001-12-11 09:38 | Anjanece | 25 | 0 | N | N
MC GRAW EDISON | DF2D24 | Y | MC GRAW EDISON , DF2D24 |  |  | 3.03 | 2001-12-11 09:38 | Anjanece | 25 | 0 | N | N
MC GRAW EDISON | DF2D24 | Y | MC GRAW EDISON , DF2D24 |  |  | 3.05 | 2001-12-11 09:38 | Anjanece | 25 | 0 | N | N
MC GRAW EDISON | DF2D24 | Y | MC GRAW EDISON , DF2D24 |  |  | 3.08 | 2001-12-11 09:38 | Anjanece | 25 | 0 | N | N
MC GRAW EDISON | DF2D24 | Y | MC GRAW EDISON , DF2D24 |  |  | 3.26 | 2001-12-11 09:38 | Anjanece | 25 | 0 | N | N
MC GRAW EDISON | DF2D24 | Y | MC GRAW EDISON , DF2D24 |  |  | 3.29 | 2001-12-11 09:38 | Anjanece | 25 | 0 | N | N
MC GRAW EDISON | DF2D24 | Y | MC GRAW EDISON , DF2D24 |  |  | 3.71 | 2001-12-11 09:38 | Anjanece | 25 | 0 | N | N
MC GRAW EDISON | DF2D24 | Y | MC GRAW EDISON , DF2D24 |  |  | 4.36 | 2001-12-11 09:38 | Anjanece | 25 | 0 | N | N
POWERLINE HARDWARE CO. | P8874 | Y | POWERLINE HARDWARE CO. , P8874 | JEA OVERHEAD DISTRIBUTION | CSC Stores | 1.83 | 2001-12-11 09:38 | Anjanece | 25 | 0 | N | N
POWERLINE HARDWARE CO. | P8874 | Y | POWERLINE HARDWARE CO. , P8874 |  |  | 1.86 | 2001-12-11 09:38 | Anjanece | 25 | 0 | N | N
POWERLINE HARDWARE CO. | P8874 | Y | POWERLINE HARDWARE CO. , P8874 |  |  | 1.9 | 2001-12-11 09:38 | Anjanece | 25 | 0 | N | N
POWERLINE HARDWARE CO. | P8874 | Y | POWERLINE HARDWARE CO. , P8874 |  |  | 2.07 | 2001-12-11 09:38 | Anjanece | 25 | 0 | N | N
POWERLINE HARDWARE CO. | P8874 | Y | POWERLINE HARDWARE CO. , P8874 |  |  | 2.75 | 2001-12-11 09:38 | Anjanece | 25 | 0 | N | N
POWERLINE HARDWARE CO. | P8874 | Y | POWERLINE HARDWARE CO. , P8874 |  |  | 2.88 | 2001-12-11 09:38 | Anjanece | 25 | 0 | N | N
POWERLINE HARDWARE CO. | P8874 | Y | POWERLINE HARDWARE CO. , P8874 |  |  | 3.03 | 2001-12-11 09:38 | Anjanece | 25 | 0 | N | N
POWERLINE HARDWARE CO. | P8874 | Y | POWERLINE HARDWARE CO. , P8874 |  |  | 3.05 | 2001-12-11 09:38 | Anjanece | 25 | 0 | N | N
POWERLINE HARDWARE CO. | P8874 | Y | POWERLINE HARDWARE CO. , P8874 |  |  | 3.08 | 2001-12-11 09:38 | Anjanece | 25 | 0 | N | N
POWERLINE HARDWARE CO. | P8874 | Y | POWERLINE HARDWARE CO. , P8874 |  |  | 3.26 | 2001-12-11 09:38 | Anjanece | 25 | 0 | N | N
POWERLINE HARDWARE CO. | P8874 | Y | POWERLINE HARDWARE CO. , P8874 |  |  | 3.29 | 2001-12-11 09:38 | Anjanece | 25 | 0 | N | N
POWERLINE HARDWARE CO. | P8874 | Y | POWERLINE HARDWARE CO. , P8874 |  |  | 3.71 | 2001-12-11 09:38 | Anjanece | 25 | 0 | N | N
POWERLINE HARDWARE CO. | P8874 | Y | POWERLINE HARDWARE CO. , P8874 |  |  | 4.36 | 2001-12-11 09:38 | Anjanece | 25 | 0 | N | N
STEEL CITY | SC8874BG | Y | STEEL CITY , SC8874BG | JEA OVERHEAD DISTRIBUTION | CSC Stores | 1.83 | 2001-12-11 09:38 | Anjanece | 25 | 0 | N | N
STEEL CITY | SC8874BG | Y | STEEL CITY , SC8874BG |  |  | 1.86 | 2001-12-11 09:38 | Anjanece | 25 | 0 | N | N
STEEL CITY | SC8874BG | Y | STEEL CITY , SC8874BG |  |  | 1.9 | 2001-12-11 09:38 | Anjanece | 25 | 0 | N | N
STEEL CITY | SC8874BG | Y | STEEL CITY , SC8874BG |  |  | 2.07 | 2001-12-11 09:38 | Anjanece | 25 | 0 | N | N
STEEL CITY | SC8874BG | Y | STEEL CITY , SC8874BG |  |  | 2.75 | 2001-12-11 09:38 | Anjanece | 25 | 0 | N | N
STEEL CITY | SC8874BG | Y | STEEL CITY , SC8874BG |  |  | 2.88 | 2001-12-11 09:38 | Anjanece | 25 | 0 | N | N
STEEL CITY | SC8874BG | Y | STEEL CITY , SC8874BG |  |  | 3.03 | 2001-12-11 09:38 | Anjanece | 25 | 0 | N | N
STEEL CITY | SC8874BG | Y | STEEL CITY , SC8874BG |  |  | 3.05 | 2001-12-11 09:38 | Anjanece | 25 | 0 | N | N
STEEL CITY | SC8874BG | Y | STEEL CITY , SC8874BG |  |  | 3.08 | 2001-12-11 09:38 | Anjanece | 25 | 0 | N | N
STEEL CITY | SC8874BG | Y | STEEL CITY , SC8874BG |  |  | 3.26 | 2001-12-11 09:38 | Anjanece | 25 | 0 | N | N
STEEL CITY | SC8874BG | Y | STEEL CITY , SC8874BG |  |  | 3.29 | 2001-12-11 09:38 | Anjanece | 25 | 0 | N | N
STEEL CITY | SC8874BG | Y | STEEL CITY , SC8874BG |  |  | 3.71 | 2001-12-11 09:38 | Anjanece | 25 | 0 | N | N
STEEL CITY | SC8874BG | Y | STEEL CITY , SC8874BG |  |  | 4.36 | 2001-12-11 09:38 | Anjanece | 25 | 0 | N | N
THREADED FASTENERS INC. | TF8874 | Y | THREADED FASTENERS INC. , TF8874 | JEA OVERHEAD DISTRIBUTION | CSC Stores | 1.83 | 2001-12-11 09:38 | Anjanece | 25 | 0 | N | N
THREADED FASTENERS INC. | TF8874 | Y | THREADED FASTENERS INC. , TF8874 |  |  | 1.86 | 2001-12-11 09:38 | Anjanece | 25 | 0 | N | N
THREADED FASTENERS INC. | TF8874 | Y | THREADED FASTENERS INC. , TF8874 |  |  | 1.9 | 2001-12-11 09:38 | Anjanece | 25 | 0 | N | N
THREADED FASTENERS INC. | TF8874 | Y | THREADED FASTENERS INC. , TF8874 |  |  | 2.07 | 2001-12-11 09:38 | Anjanece | 25 | 0 | N | N
THREADED FASTENERS INC. | TF8874 | Y | THREADED FASTENERS INC. , TF8874 |  |  | 2.75 | 2001-12-11 09:38 | Anjanece | 25 | 0 | N | N
THREADED FASTENERS INC. | TF8874 | Y | THREADED FASTENERS INC. , TF8874 |  |  | 2.88 | 2001-12-11 09:38 | Anjanece | 25 | 0 | N | N
THREADED FASTENERS INC. | TF8874 | Y | THREADED FASTENERS INC. , TF8874 |  |  | 3.03 | 2001-12-11 09:38 | Anjanece | 25 | 0 | N | N
THREADED FASTENERS INC. | TF8874 | Y | THREADED FASTENERS INC. , TF8874 |  |  | 3.05 | 2001-12-11 09:38 | Anjanece | 25 | 0 | N | N
THREADED FASTENERS INC. | TF8874 | Y | THREADED FASTENERS INC. , TF8874 |  |  | 3.08 | 2001-12-11 09:38 | Anjanece | 25 | 0 | N | N
THREADED FASTENERS INC. | TF8874 | Y | THREADED FASTENERS INC. , TF8874 |  |  | 3.26 | 2001-12-11 09:38 | Anjanece | 25 | 0 | N | N
THREADED FASTENERS INC. | TF8874 | Y | THREADED FASTENERS INC. , TF8874 |  |  | 3.29 | 2001-12-11 09:38 | Anjanece | 25 | 0 | N | N
THREADED FASTENERS INC. | TF8874 | Y | THREADED FASTENERS INC. , TF8874 |  |  | 3.71 | 2001-12-11 09:38 | Anjanece | 25 | 0 | N | N
THREADED FASTENERS INC. | TF8874 | Y | THREADED FASTENERS INC. , TF8874 |  |  | 4.36 | 2001-12-11 09:38 | Anjanece | 25 | 0 | N | N
ALLIED BOLT, INC. | 5966 | Y | ALLIED BOLT, INC. , 5966 | JEA OVERHEAD DISTRIBUTION | CSC Stores | 2.08 | 2001-12-11 09:38 | Anjanece | 25 | 0 | N | N
ALLIED BOLT, INC. | 5966 | Y | ALLIED BOLT, INC. , 5966 |  |  | 2.16 | 2001-12-11 09:38 | Anjanece | 25 | 0 | N | N
ALLIED BOLT, INC. | 5966 | Y | ALLIED BOLT, INC. , 5966 |  |  | 2.35 | 2001-12-11 09:38 | Anjanece | 25 | 0 | N | N
ALLIED BOLT, INC. | 5966 | Y | ALLIED BOLT, INC. , 5966 |  |  | 3.38 | 2001-12-11 09:38 | Anjanece | 25 | 0 | N | N
ALLIED BOLT, INC. | 5966 | Y | ALLIED BOLT, INC. , 5966 |  |  | 3.45 | 2001-12-11 09:38 | Anjanece | 25 | 0 | N | N
ALLIED BOLT, INC. | 5966 | Y | ALLIED BOLT, INC. , 5966 |  |  | 3.7 | 2001-12-11 09:38 | Anjanece | 25 | 0 | N | N
ALLIED BOLT, INC. | 5966 | Y | ALLIED BOLT, INC. , 5966 |  |  | 3.8 | 2001-12-11 09:38 | Anjanece | 25 | 0 | N | N
ALLIED BOLT, INC. | 5966 | Y | ALLIED BOLT, INC. , 5966 |  |  | 5.1 | 2001-12-11 09:38 | Anjanece | 25 | 0 | N | N
ALLIED BOLT, INC. | 5966 | Y | ALLIED BOLT, INC. , 5966 |  |  | 5.12 | 2001-12-11 09:38 | Anjanece | 25 | 0 | N | N
ALLIED BOLT, INC. | 5966 | Y | ALLIED BOLT, INC. , 5966 |  |  | 5.28 | 2001-12-11 09:38 | Anjanece | 25 | 0 | N | N
ALLIED BOLT, INC. | 5966 | Y | ALLIED BOLT, INC. , 5966 |  |  | 5.32 | 2001-12-11 09:38 | Anjanece | 25 | 0 | N | N
ALUMA FORM | AF8876 | Y | ALUMA FORM , AF8876 | JEA OVERHEAD DISTRIBUTION | CSC Stores | 2.08 | 2001-12-11 09:38 | Anjanece | 25 | 0 | N | N
ALUMA FORM | AF8876 | Y | ALUMA FORM , AF8876 |  |  | 2.16 | 2001-12-11 09:38 | Anjanece | 25 | 0 | N | N
ALUMA FORM | AF8876 | Y | ALUMA FORM , AF8876 |  |  | 2.35 | 2001-12-11 09:38 | Anjanece | 25 | 0 | N | N
ALUMA FORM | AF8876 | Y | ALUMA FORM , AF8876 |  |  | 3.38 | 2001-12-11 09:38 | Anjanece | 25 | 0 | N | N
ALUMA FORM | AF8876 | Y | ALUMA FORM , AF8876 |  |  | 3.45 | 2001-12-11 09:38 | Anjanece | 25 | 0 | N | N
ALUMA FORM | AF8876 | Y | ALUMA FORM , AF8876 |  |  | 3.7 | 2001-12-11 09:38 | Anjanece | 25 | 0 | N | N
ALUMA FORM | AF8876 | Y | ALUMA FORM , AF8876 |  |  | 3.8 | 2001-12-11 09:38 | Anjanece | 25 | 0 | N | N
ALUMA FORM | AF8876 | Y | ALUMA FORM , AF8876 |  |  | 5.1 | 2001-12-11 09:38 | Anjanece | 25 | 0 | N | N
ALUMA FORM | AF8876 | Y | ALUMA FORM , AF8876 |  |  | 5.12 | 2001-12-11 09:38 | Anjanece | 25 | 0 | N | N
ALUMA FORM | AF8876 | Y | ALUMA FORM , AF8876 |  |  | 5.28 | 2001-12-11 09:38 | Anjanece | 25 | 0 | N | N
ALUMA FORM | AF8876 | Y | ALUMA FORM , AF8876 |  |  | 5.32 | 2001-12-11 09:38 | Anjanece | 25 | 0 | N | N
ALUMA-FORM | AF8877 | Y | ALUMA-FORM , AF8877 | JEA OVERHEAD DISTRIBUTION | CSC Stores | 2.08 | 2001-12-11 09:38 | Anjanece | 25 | 0 | N | N
ALUMA-FORM | AF8877 | Y | ALUMA-FORM , AF8877 |  |  | 2.16 | 2001-12-11 09:38 | Anjanece | 25 | 0 | N | N
ALUMA-FORM | AF8877 | Y | ALUMA-FORM , AF8877 |  |  | 2.35 | 2001-12-11 09:38 | Anjanece | 25 | 0 | N | N
ALUMA-FORM | AF8877 | Y | ALUMA-FORM , AF8877 |  |  | 3.38 | 2001-12-11 09:38 | Anjanece | 25 | 0 | N | N
ALUMA-FORM | AF8877 | Y | ALUMA-FORM , AF8877 |  |  | 3.45 | 2001-12-11 09:38 | Anjanece | 25 | 0 | N | N
ALUMA-FORM | AF8877 | Y | ALUMA-FORM , AF8877 |  |  | 3.7 | 2001-12-11 09:38 | Anjanece | 25 | 0 | N | N
ALUMA-FORM | AF8877 | Y | ALUMA-FORM , AF8877 |  |  | 3.8 | 2001-12-11 09:38 | Anjanece | 25 | 0 | N | N
ALUMA-FORM | AF8877 | Y | ALUMA-FORM , AF8877 |  |  | 5.1 | 2001-12-11 09:38 | Anjanece | 25 | 0 | N | N
ALUMA-FORM | AF8877 | Y | ALUMA-FORM , AF8877 |  |  | 5.12 | 2001-12-11 09:38 | Anjanece | 25 | 0 | N | N
ALUMA-FORM | AF8877 | Y | ALUMA-FORM , AF8877 |  |  | 5.28 | 2001-12-11 09:38 | Anjanece | 25 | 0 | N | N
ALUMA-FORM | AF8877 | Y | ALUMA-FORM , AF8877 |  |  | 5.32 | 2001-12-11 09:38 | Anjanece | 25 | 0 | N | N
CHANCE | 8876 | Y | CHANCE , 8876 | JEA OVERHEAD DISTRIBUTION | CSC Stores | 2.08 | 2001-12-11 09:38 | Anjanece | 25 | 0 | N | N
CHANCE | 8876 | Y | CHANCE , 8876 |  |  | 2.16 | 2001-12-11 09:38 | Anjanece | 25 | 0 | N | N
CHANCE | 8876 | Y | CHANCE , 8876 |  |  | 2.35 | 2001-12-11 09:38 | Anjanece | 25 | 0 | N | N
CHANCE | 8876 | Y | CHANCE , 8876 |  |  | 3.38 | 2001-12-11 09:38 | Anjanece | 25 | 0 | N | N
CHANCE | 8876 | Y | CHANCE , 8876 |  |  | 3.45 | 2001-12-11 09:38 | Anjanece | 25 | 0 | N | N
CHANCE | 8876 | Y | CHANCE , 8876 |  |  | 3.7 | 2001-12-11 09:38 | Anjanece | 25 | 0 | N | N
CHANCE | 8876 | Y | CHANCE , 8876 |  |  | 3.8 | 2001-12-11 09:38 | Anjanece | 25 | 0 | N | N
CHANCE | 8876 | Y | CHANCE , 8876 |  |  | 5.1 | 2001-12-11 09:38 | Anjanece | 25 | 0 | N | N
CHANCE | 8876 | Y | CHANCE , 8876 |  |  | 5.12 | 2001-12-11 09:38 | Anjanece | 25 | 0 | N | N
CHANCE | 8876 | Y | CHANCE , 8876 |  |  | 5.28 | 2001-12-11 09:38 | Anjanece | 25 | 0 | N | N
CHANCE | 8876 | Y | CHANCE , 8876 |  |  | 5.32 | 2001-12-11 09:38 | Anjanece | 25 | 0 | N | N
FLORIDA WIRE AND CABLE | FW8876 | Y | FLORIDA WIRE AND CABLE , FW8876 | JEA OVERHEAD DISTRIBUTION | CSC Stores | 2.08 | 2001-12-11 09:38 | Anjanece | 25 | 0 | N | N
FLORIDA WIRE AND CABLE | FW8876 | Y | FLORIDA WIRE AND CABLE , FW8876 |  |  | 2.16 | 2001-12-11 09:38 | Anjanece | 25 | 0 | N | N
FLORIDA WIRE AND CABLE | FW8876 | Y | FLORIDA WIRE AND CABLE , FW8876 |  |  | 2.35 | 2001-12-11 09:38 | Anjanece | 25 | 0 | N | N
FLORIDA WIRE AND CABLE | FW8876 | Y | FLORIDA WIRE AND CABLE , FW8876 |  |  | 3.38 | 2001-12-11 09:38 | Anjanece | 25 | 0 | N | N
FLORIDA WIRE AND CABLE | FW8876 | Y | FLORIDA WIRE AND CABLE , FW8876 |  |  | 3.45 | 2001-12-11 09:38 | Anjanece | 25 | 0 | N | N
FLORIDA WIRE AND CABLE | FW8876 | Y | FLORIDA WIRE AND CABLE , FW8876 |  |  | 3.7 | 2001-12-11 09:38 | Anjanece | 25 | 0 | N | N
FLORIDA WIRE AND CABLE | FW8876 | Y | FLORIDA WIRE AND CABLE , FW8876 |  |  | 3.8 | 2001-12-11 09:38 | Anjanece | 25 | 0 | N | N
FLORIDA WIRE AND CABLE | FW8876 | Y | FLORIDA WIRE AND CABLE , FW8876 |  |  | 5.1 | 2001-12-11 09:38 | Anjanece | 25 | 0 | N | N
FLORIDA WIRE AND CABLE | FW8876 | Y | FLORIDA WIRE AND CABLE , FW8876 |  |  | 5.12 | 2001-12-11 09:38 | Anjanece | 25 | 0 | N | N
FLORIDA WIRE AND CABLE | FW8876 | Y | FLORIDA WIRE AND CABLE , FW8876 |  |  | 5.28 | 2001-12-11 09:38 | Anjanece | 25 | 0 | N | N
FLORIDA WIRE AND CABLE | FW8876 | Y | FLORIDA WIRE AND CABLE , FW8876 |  |  | 5.32 | 2001-12-11 09:38 | Anjanece | 25 | 0 | N | N
HUGHES | TR-626-F | Y | HUGHES , TR-626-F | JEA OVERHEAD DISTRIBUTION | CSC Stores | 2.08 | 2001-12-11 09:38 | Anjanece | 25 | 0 | N | N
HUGHES | TR-626-F | Y | HUGHES , TR-626-F |  |  | 2.16 | 2001-12-11 09:38 | Anjanece | 25 | 0 | N | N
HUGHES | TR-626-F | Y | HUGHES , TR-626-F |  |  | 2.35 | 2001-12-11 09:38 | Anjanece | 25 | 0 | N | N
HUGHES | TR-626-F | Y | HUGHES , TR-626-F |  |  | 3.38 | 2001-12-11 09:38 | Anjanece | 25 | 0 | N | N
HUGHES | TR-626-F | Y | HUGHES , TR-626-F |  |  | 3.45 | 2001-12-11 09:38 | Anjanece | 25 | 0 | N | N
HUGHES | TR-626-F | Y | HUGHES , TR-626-F |  |  | 3.7 | 2001-12-11 09:38 | Anjanece | 25 | 0 | N | N
HUGHES | TR-626-F | Y | HUGHES , TR-626-F |  |  | 3.8 | 2001-12-11 09:38 | Anjanece | 25 | 0 | N | N
HUGHES | TR-626-F | Y | HUGHES , TR-626-F |  |  | 5.1 | 2001-12-11 09:38 | Anjanece | 25 | 0 | N | N
HUGHES | TR-626-F | Y | HUGHES , TR-626-F |  |  | 5.12 | 2001-12-11 09:38 | Anjanece | 25 | 0 | N | N
HUGHES | TR-626-F | Y | HUGHES , TR-626-F |  |  | 5.28 | 2001-12-11 09:38 | Anjanece | 25 | 0 | N | N
HUGHES | TR-626-F | Y | HUGHES , TR-626-F |  |  | 5.32 | 2001-12-11 09:38 | Anjanece | 25 | 0 | N | N
JOSLYN HI-VOLTAGE CORP. | J8876 | Y | JOSLYN HI-VOLTAGE CORP. , J8876 | JEA OVERHEAD DISTRIBUTION | CSC Stores | 2.08 | 2001-12-11 09:38 | Anjanece | 25 | 0 | N | N
JOSLYN HI-VOLTAGE CORP. | J8876 | Y | JOSLYN HI-VOLTAGE CORP. , J8876 |  |  | 2.16 | 2001-12-11 09:38 | Anjanece | 25 | 0 | N | N
JOSLYN HI-VOLTAGE CORP. | J8876 | Y | JOSLYN HI-VOLTAGE CORP. , J8876 |  |  | 2.35 | 2001-12-11 09:38 | Anjanece | 25 | 0 | N | N
JOSLYN HI-VOLTAGE CORP. | J8876 | Y | JOSLYN HI-VOLTAGE CORP. , J8876 |  |  | 3.38 | 2001-12-11 09:38 | Anjanece | 25 | 0 | N | N
JOSLYN HI-VOLTAGE CORP. | J8876 | Y | JOSLYN HI-VOLTAGE CORP. , J8876 |  |  | 3.45 | 2001-12-11 09:38 | Anjanece | 25 | 0 | N | N
JOSLYN HI-VOLTAGE CORP. | J8876 | Y | JOSLYN HI-VOLTAGE CORP. , J8876 |  |  | 3.7 | 2001-12-11 09:38 | Anjanece | 25 | 0 | N | N
JOSLYN HI-VOLTAGE CORP. | J8876 | Y | JOSLYN HI-VOLTAGE CORP. , J8876 |  |  | 3.8 | 2001-12-11 09:38 | Anjanece | 25 | 0 | N | N
JOSLYN HI-VOLTAGE CORP. | J8876 | Y | JOSLYN HI-VOLTAGE CORP. , J8876 |  |  | 5.1 | 2001-12-11 09:38 | Anjanece | 25 | 0 | N | N
JOSLYN HI-VOLTAGE CORP. | J8876 | Y | JOSLYN HI-VOLTAGE CORP. , J8876 |  |  | 5.12 | 2001-12-11 09:38 | Anjanece | 25 | 0 | N | N
JOSLYN HI-VOLTAGE CORP. | J8876 | Y | JOSLYN HI-VOLTAGE CORP. , J8876 |  |  | 5.28 | 2001-12-11 09:38 | Anjanece | 25 | 0 | N | N
JOSLYN HI-VOLTAGE CORP. | J8876 | Y | JOSLYN HI-VOLTAGE CORP. , J8876 |  |  | 5.32 | 2001-12-11 09:38 | Anjanece | 25 | 0 | N | N
MC GRAW EDISON | DF2026 | Y | MC GRAW EDISON , DF2026 | JEA OVERHEAD DISTRIBUTION | CSC Stores | 2.08 | 2001-12-11 09:38 | Anjanece | 25 | 0 | N | N
MC GRAW EDISON | DF2026 | Y | MC GRAW EDISON , DF2026 |  |  | 2.16 | 2001-12-11 09:38 | Anjanece | 25 | 0 | N | N
MC GRAW EDISON | DF2026 | Y | MC GRAW EDISON , DF2026 |  |  | 2.35 | 2001-12-11 09:38 | Anjanece | 25 | 0 | N | N
MC GRAW EDISON | DF2026 | Y | MC GRAW EDISON , DF2026 |  |  | 3.38 | 2001-12-11 09:38 | Anjanece | 25 | 0 | N | N
MC GRAW EDISON | DF2026 | Y | MC GRAW EDISON , DF2026 |  |  | 3.45 | 2001-12-11 09:38 | Anjanece | 25 | 0 | N | N
MC GRAW EDISON | DF2026 | Y | MC GRAW EDISON , DF2026 |  |  | 3.7 | 2001-12-11 09:38 | Anjanece | 25 | 0 | N | N
MC GRAW EDISON | DF2026 | Y | MC GRAW EDISON , DF2026 |  |  | 3.8 | 2001-12-11 09:38 | Anjanece | 25 | 0 | N | N
MC GRAW EDISON | DF2026 | Y | MC GRAW EDISON , DF2026 |  |  | 5.1 | 2001-12-11 09:38 | Anjanece | 25 | 0 | N | N
MC GRAW EDISON | DF2026 | Y | MC GRAW EDISON , DF2026 |  |  | 5.12 | 2001-12-11 09:38 | Anjanece | 25 | 0 | N | N
MC GRAW EDISON | DF2026 | Y | MC GRAW EDISON , DF2026 |  |  | 5.28 | 2001-12-11 09:38 | Anjanece | 25 | 0 | N | N
MC GRAW EDISON | DF2026 | Y | MC GRAW EDISON , DF2026 |  |  | 5.32 | 2001-12-11 09:38 | Anjanece | 25 | 0 | N | N
POWERLINE HARDWARE CO. | P8876 | Y | POWERLINE HARDWARE CO. , P8876 | JEA OVERHEAD DISTRIBUTION | CSC Stores | 2.08 | 2001-12-11 09:38 | Anjanece | 25 | 0 | N | N
POWERLINE HARDWARE CO. | P8876 | Y | POWERLINE HARDWARE CO. , P8876 |  |  | 2.16 | 2001-12-11 09:38 | Anjanece | 25 | 0 | N | N
POWERLINE HARDWARE CO. | P8876 | Y | POWERLINE HARDWARE CO. , P8876 |  |  | 2.35 | 2001-12-11 09:38 | Anjanece | 25 | 0 | N | N
POWERLINE HARDWARE CO. | P8876 | Y | POWERLINE HARDWARE CO. , P8876 |  |  | 3.38 | 2001-12-11 09:38 | Anjanece | 25 | 0 | N | N
POWERLINE HARDWARE CO. | P8876 | Y | POWERLINE HARDWARE CO. , P8876 |  |  | 3.45 | 2001-12-11 09:38 | Anjanece | 25 | 0 | N | N
POWERLINE HARDWARE CO. | P8876 | Y | POWERLINE HARDWARE CO. , P8876 |  |  | 3.7 | 2001-12-11 09:38 | Anjanece | 25 | 0 | N | N
POWERLINE HARDWARE CO. | P8876 | Y | POWERLINE HARDWARE CO. , P8876 |  |  | 3.8 | 2001-12-11 09:38 | Anjanece | 25 | 0 | N | N
POWERLINE HARDWARE CO. | P8876 | Y | POWERLINE HARDWARE CO. , P8876 |  |  | 5.1 | 2001-12-11 09:38 | Anjanece | 25 | 0 | N | N
POWERLINE HARDWARE CO. | P8876 | Y | POWERLINE HARDWARE CO. , P8876 |  |  | 5.12 | 2001-12-11 09:38 | Anjanece | 25 | 0 | N | N
POWERLINE HARDWARE CO. | P8876 | Y | POWERLINE HARDWARE CO. , P8876 |  |  | 5.28 | 2001-12-11 09:38 | Anjanece | 25 | 0 | N | N
POWERLINE HARDWARE CO. | P8876 | Y | POWERLINE HARDWARE CO. , P8876 |  |  | 5.32 | 2001-12-11 09:38 | Anjanece | 25 | 0 | N | N
STEEL CITY | SC8876BG | Y | STEEL CITY , SC8876BG | JEA OVERHEAD DISTRIBUTION | CSC Stores | 2.08 | 2001-12-11 09:38 | Anjanece | 25 | 0 | N | N
STEEL CITY | SC8876BG | Y | STEEL CITY , SC8876BG |  |  | 2.16 | 2001-12-11 09:38 | Anjanece | 25 | 0 | N | N
STEEL CITY | SC8876BG | Y | STEEL CITY , SC8876BG |  |  | 2.35 | 2001-12-11 09:38 | Anjanece | 25 | 0 | N | N
STEEL CITY | SC8876BG | Y | STEEL CITY , SC8876BG |  |  | 3.38 | 2001-12-11 09:38 | Anjanece | 25 | 0 | N | N
STEEL CITY | SC8876BG | Y | STEEL CITY , SC8876BG |  |  | 3.45 | 2001-12-11 09:38 | Anjanece | 25 | 0 | N | N
STEEL CITY | SC8876BG | Y | STEEL CITY , SC8876BG |  |  | 3.7 | 2001-12-11 09:38 | Anjanece | 25 | 0 | N | N
STEEL CITY | SC8876BG | Y | STEEL CITY , SC8876BG |  |  | 3.8 | 2001-12-11 09:38 | Anjanece | 25 | 0 | N | N
STEEL CITY | SC8876BG | Y | STEEL CITY , SC8876BG |  |  | 5.1 | 2001-12-11 09:38 | Anjanece | 25 | 0 | N | N
STEEL CITY | SC8876BG | Y | STEEL CITY , SC8876BG |  |  | 5.12 | 2001-12-11 09:38 | Anjanece | 25 | 0 | N | N
STEEL CITY | SC8876BG | Y | STEEL CITY , SC8876BG |  |  | 5.28 | 2001-12-11 09:38 | Anjanece | 25 | 0 | N | N
STEEL CITY | SC8876BG | Y | STEEL CITY , SC8876BG |  |  | 5.32 | 2001-12-11 09:38 | Anjanece | 25 | 0 | N | N
THREADED FASTENERS INC. | TF8876 | Y | THREADED FASTENERS INC. , TF8876 | JEA OVERHEAD DISTRIBUTION | CSC Stores | 2.08 | 2001-12-11 09:38 | Anjanece | 25 | 0 | N | N
THREADED FASTENERS INC. | TF8876 | Y | THREADED FASTENERS INC. , TF8876 |  |  | 2.16 | 2001-12-11 09:38 | Anjanece | 25 | 0 | N | N
THREADED FASTENERS INC. | TF8876 | Y | THREADED FASTENERS INC. , TF8876 |  |  | 2.35 | 2001-12-11 09:38 | Anjanece | 25 | 0 | N | N
THREADED FASTENERS INC. | TF8876 | Y | THREADED FASTENERS INC. , TF8876 |  |  | 3.38 | 2001-12-11 09:38 | Anjanece | 25 | 0 | N | N
THREADED FASTENERS INC. | TF8876 | Y | THREADED FASTENERS INC. , TF8876 |  |  | 3.45 | 2001-12-11 09:38 | Anjanece | 25 | 0 | N | N
THREADED FASTENERS INC. | TF8876 | Y | THREADED FASTENERS INC. , TF8876 |  |  | 3.7 | 2001-12-11 09:38 | Anjanece | 25 | 0 | N | N
THREADED FASTENERS INC. | TF8876 | Y | THREADED FASTENERS INC. , TF8876 |  |  | 3.8 | 2001-12-11 09:38 | Anjanece | 25 | 0 | N | N
THREADED FASTENERS INC. | TF8876 | Y | THREADED FASTENERS INC. , TF8876 |  |  | 5.1 | 2001-12-11 09:38 | Anjanece | 25 | 0 | N | N
THREADED FASTENERS INC. | TF8876 | Y | THREADED FASTENERS INC. , TF8876 |  |  | 5.12 | 2001-12-11 09:38 | Anjanece | 25 | 0 | N | N
THREADED FASTENERS INC. | TF8876 | Y | THREADED FASTENERS INC. , TF8876 |  |  | 5.28 | 2001-12-11 09:38 | Anjanece | 25 | 0 | N | N
THREADED FASTENERS INC. | TF8876 | Y | THREADED FASTENERS INC. , TF8876 |  |  | 5.32 | 2001-12-11 09:38 | Anjanece | 25 | 0 | N | N
ALLIED BOLT, INC. | 5968 | Y | ALLIED BOLT, INC. , 5968 | JEA OVERHEAD DISTRIBUTION | CSC Stores | 2.72 | 2001-12-11 09:39 | Anjanece | 20 | 0 | N | N
ALLIED BOLT, INC. | 5968 | Y | ALLIED BOLT, INC. , 5968 |  |  | 2.8 | 2001-12-11 09:39 | Anjanece | 20 | 0 | N | N
ALLIED BOLT, INC. | 5968 | Y | ALLIED BOLT, INC. , 5968 |  |  | 3.78 | 2001-12-11 09:39 | Anjanece | 20 | 0 | N | N
ALLIED BOLT, INC. | 5968 | Y | ALLIED BOLT, INC. , 5968 |  |  | 4.09 | 2001-12-11 09:39 | Anjanece | 20 | 0 | N | N
ALLIED BOLT, INC. | 5968 | Y | ALLIED BOLT, INC. , 5968 |  |  | 4.37 | 2001-12-11 09:39 | Anjanece | 20 | 0 | N | N
ALLIED BOLT, INC. | 5968 | Y | ALLIED BOLT, INC. , 5968 |  |  | 6.08 | 2001-12-11 09:39 | Anjanece | 20 | 0 | N | N
CHANCE | 8877 | Y | CHANCE , 8877 | JEA OVERHEAD DISTRIBUTION | CSC Stores | 2.72 | 2001-12-11 09:39 | Anjanece | 20 | 0 | N | N
CHANCE | 8877 | Y | CHANCE , 8877 |  |  | 2.8 | 2001-12-11 09:39 | Anjanece | 20 | 0 | N | N
CHANCE | 8877 | Y | CHANCE , 8877 |  |  | 3.78 | 2001-12-11 09:39 | Anjanece | 20 | 0 | N | N
CHANCE | 8877 | Y | CHANCE , 8877 |  |  | 4.09 | 2001-12-11 09:39 | Anjanece | 20 | 0 | N | N
CHANCE | 8877 | Y | CHANCE , 8877 |  |  | 4.37 | 2001-12-11 09:39 | Anjanece | 20 | 0 | N | N
CHANCE | 8877 | Y | CHANCE , 8877 |  |  | 6.08 | 2001-12-11 09:39 | Anjanece | 20 | 0 | N | N
FLORIDA WIRE AND CABLE | FW8877 | Y | FLORIDA WIRE AND CABLE , FW8877 | JEA OVERHEAD DISTRIBUTION | CSC Stores | 2.72 | 2001-12-11 09:39 | Anjanece | 20 | 0 | N | N
FLORIDA WIRE AND CABLE | FW8877 | Y | FLORIDA WIRE AND CABLE , FW8877 |  |  | 2.8 | 2001-12-11 09:39 | Anjanece | 20 | 0 | N | N
FLORIDA WIRE AND CABLE | FW8877 | Y | FLORIDA WIRE AND CABLE , FW8877 |  |  | 3.78 | 2001-12-11 09:39 | Anjanece | 20 | 0 | N | N
FLORIDA WIRE AND CABLE | FW8877 | Y | FLORIDA WIRE AND CABLE , FW8877 |  |  | 4.09 | 2001-12-11 09:39 | Anjanece | 20 | 0 | N | N
FLORIDA WIRE AND CABLE | FW8877 | Y | FLORIDA WIRE AND CABLE , FW8877 |  |  | 4.37 | 2001-12-11 09:39 | Anjanece | 20 | 0 | N | N
FLORIDA WIRE AND CABLE | FW8877 | Y | FLORIDA WIRE AND CABLE , FW8877 |  |  | 6.08 | 2001-12-11 09:39 | Anjanece | 20 | 0 | N | N
HUGHES | TR-628-F | Y | HUGHES , TR-628-F | JEA OVERHEAD DISTRIBUTION | CSC Stores | 2.72 | 2001-12-11 09:39 | Anjanece | 20 | 0 | N | N
HUGHES | TR-628-F | Y | HUGHES , TR-628-F |  |  | 2.8 | 2001-12-11 09:39 | Anjanece | 20 | 0 | N | N
HUGHES | TR-628-F | Y | HUGHES , TR-628-F |  |  | 3.78 | 2001-12-11 09:39 | Anjanece | 20 | 0 | N | N
HUGHES | TR-628-F | Y | HUGHES , TR-628-F |  |  | 4.09 | 2001-12-11 09:39 | Anjanece | 20 | 0 | N | N
HUGHES | TR-628-F | Y | HUGHES , TR-628-F |  |  | 4.37 | 2001-12-11 09:39 | Anjanece | 20 | 0 | N | N
HUGHES | TR-628-F | Y | HUGHES , TR-628-F |  |  | 6.08 | 2001-12-11 09:39 | Anjanece | 20 | 0 | N | N
JOSLYN HI-VOLTAGE CORP. | J8877 | Y | JOSLYN HI-VOLTAGE CORP. , J8877 | JEA OVERHEAD DISTRIBUTION | CSC Stores | 2.72 | 2001-12-11 09:39 | Anjanece | 20 | 0 | N | N
JOSLYN HI-VOLTAGE CORP. | J8877 | Y | JOSLYN HI-VOLTAGE CORP. , J8877 |  |  | 2.8 | 2001-12-11 09:39 | Anjanece | 20 | 0 | N | N
JOSLYN HI-VOLTAGE CORP. | J8877 | Y | JOSLYN HI-VOLTAGE CORP. , J8877 |  |  | 3.78 | 2001-12-11 09:39 | Anjanece | 20 | 0 | N | N
JOSLYN HI-VOLTAGE CORP. | J8877 | Y | JOSLYN HI-VOLTAGE CORP. , J8877 |  |  | 4.09 | 2001-12-11 09:39 | Anjanece | 20 | 0 | N | N
JOSLYN HI-VOLTAGE CORP. | J8877 | Y | JOSLYN HI-VOLTAGE CORP. , J8877 |  |  | 4.37 | 2001-12-11 09:39 | Anjanece | 20 | 0 | N | N
JOSLYN HI-VOLTAGE CORP. | J8877 | Y | JOSLYN HI-VOLTAGE CORP. , J8877 |  |  | 6.08 | 2001-12-11 09:39 | Anjanece | 20 | 0 | N | N
MC GRAW EDISON | DF2D28 | Y | MC GRAW EDISON , DF2D28 | JEA OVERHEAD DISTRIBUTION | CSC Stores | 2.72 | 2001-12-11 09:39 | Anjanece | 20 | 0 | N | N
MC GRAW EDISON | DF2D28 | Y | MC GRAW EDISON , DF2D28 |  |  | 2.8 | 2001-12-11 09:39 | Anjanece | 20 | 0 | N | N
MC GRAW EDISON | DF2D28 | Y | MC GRAW EDISON , DF2D28 |  |  | 3.78 | 2001-12-11 09:39 | Anjanece | 20 | 0 | N | N
MC GRAW EDISON | DF2D28 | Y | MC GRAW EDISON , DF2D28 |  |  | 4.09 | 2001-12-11 09:39 | Anjanece | 20 | 0 | N | N
MC GRAW EDISON | DF2D28 | Y | MC GRAW EDISON , DF2D28 |  |  | 4.37 | 2001-12-11 09:39 | Anjanece | 20 | 0 | N | N
MC GRAW EDISON | DF2D28 | Y | MC GRAW EDISON , DF2D28 |  |  | 6.08 | 2001-12-11 09:39 | Anjanece | 20 | 0 | N | N
POWERLINE HARDWARE CO. | DAB5828F | Y | POWERLINE HARDWARE CO. , DAB5828F | JEA OVERHEAD DISTRIBUTION | CSC Stores | 2.72 | 2001-12-11 09:39 | Anjanece | 20 | 0 | N | N
POWERLINE HARDWARE CO. | DAB5828F | Y | POWERLINE HARDWARE CO. , DAB5828F |  |  | 2.8 | 2001-12-11 09:39 | Anjanece | 20 | 0 | N | N
POWERLINE HARDWARE CO. | DAB5828F | Y | POWERLINE HARDWARE CO. , DAB5828F |  |  | 3.78 | 2001-12-11 09:39 | Anjanece | 20 | 0 | N | N
POWERLINE HARDWARE CO. | DAB5828F | Y | POWERLINE HARDWARE CO. , DAB5828F |  |  | 4.09 | 2001-12-11 09:39 | Anjanece | 20 | 0 | N | N
POWERLINE HARDWARE CO. | DAB5828F | Y | POWERLINE HARDWARE CO. , DAB5828F |  |  | 4.37 | 2001-12-11 09:39 | Anjanece | 20 | 0 | N | N
POWERLINE HARDWARE CO. | DAB5828F | Y | POWERLINE HARDWARE CO. , DAB5828F |  |  | 6.08 | 2001-12-11 09:39 | Anjanece | 20 | 0 | N | N
STEEL CITY | SC8877BG | Y | STEEL CITY , SC8877BG | JEA OVERHEAD DISTRIBUTION | CSC Stores | 2.72 | 2001-12-11 09:39 | Anjanece | 20 | 0 | N | N
STEEL CITY | SC8877BG | Y | STEEL CITY , SC8877BG |  |  | 2.8 | 2001-12-11 09:39 | Anjanece | 20 | 0 | N | N
STEEL CITY | SC8877BG | Y | STEEL CITY , SC8877BG |  |  | 3.78 | 2001-12-11 09:39 | Anjanece | 20 | 0 | N | N
STEEL CITY | SC8877BG | Y | STEEL CITY , SC8877BG |  |  | 4.09 | 2001-12-11 09:39 | Anjanece | 20 | 0 | N | N
STEEL CITY | SC8877BG | Y | STEEL CITY , SC8877BG |  |  | 4.37 | 2001-12-11 09:39 | Anjanece | 20 | 0 | N | N
STEEL CITY | SC8877BG | Y | STEEL CITY , SC8877BG |  |  | 6.08 | 2001-12-11 09:39 | Anjanece | 20 | 0 | N | N
THREADED FASTENERS INC. | TF8877 | Y | THREADED FASTENERS INC. , TF8877 | JEA OVERHEAD DISTRIBUTION | CSC Stores | 2.72 | 2001-12-11 09:39 | Anjanece | 20 | 0 | N | N
THREADED FASTENERS INC. | TF8877 | Y | THREADED FASTENERS INC. , TF8877 |  |  | 2.8 | 2001-12-11 09:39 | Anjanece | 20 | 0 | N | N
THREADED FASTENERS INC. | TF8877 | Y | THREADED FASTENERS INC. , TF8877 |  |  | 3.78 | 2001-12-11 09:39 | Anjanece | 20 | 0 | N | N
THREADED FASTENERS INC. | TF8877 | Y | THREADED FASTENERS INC. , TF8877 |  |  | 4.09 | 2001-12-11 09:39 | Anjanece | 20 | 0 | N | N
THREADED FASTENERS INC. | TF8877 | Y | THREADED FASTENERS INC. , TF8877 |  |  | 4.37 | 2001-12-11 09:39 | Anjanece | 20 | 0 | N | N
THREADED FASTENERS INC. | TF8877 | Y | THREADED FASTENERS INC. , TF8877 |  |  | 6.08 | 2001-12-11 09:39 | Anjanece | 20 | 0 | N | N
UTILITIES SERVICE | 5082B | Y | UTILITIES SERVICE , 5082B | JEA OVERHEAD DISTRIBUTION | CSC Stores | 2.72 | 2001-12-11 09:39 | Anjanece | 20 | 0 | N | N
UTILITIES SERVICE | 5082B | Y | UTILITIES SERVICE , 5082B |  |  | 2.8 | 2001-12-11 09:39 | Anjanece | 20 | 0 | N | N
UTILITIES SERVICE | 5082B | Y | UTILITIES SERVICE , 5082B |  |  | 3.78 | 2001-12-11 09:39 | Anjanece | 20 | 0 | N | N
UTILITIES SERVICE | 5082B | Y | UTILITIES SERVICE , 5082B |  |  | 4.09 | 2001-12-11 09:39 | Anjanece | 20 | 0 | N | N
UTILITIES SERVICE | 5082B | Y | UTILITIES SERVICE , 5082B |  |  | 4.37 | 2001-12-11 09:39 | Anjanece | 20 | 0 | N | N
UTILITIES SERVICE | 5082B | Y | UTILITIES SERVICE , 5082B |  |  | 6.08 | 2001-12-11 09:39 | Anjanece | 20 | 0 | N | N
ALLIED BOLT, INC. | 5970 | Y | ALLIED BOLT, INC. , 5970 | JEA OVERHEAD DISTRIBUTION | CSC Stores | 3.86 | 2001-12-11 09:39 | Anjanece | 15 | 0 | N | N
ALLIED BOLT, INC. | 5970 | Y | ALLIED BOLT, INC. , 5970 |  |  | 4.24 | 2001-12-11 09:39 | Anjanece | 15 | 0 | N | N
ALLIED BOLT, INC. | 5970 | Y | ALLIED BOLT, INC. , 5970 |  |  | 4.59 | 2001-12-11 09:39 | Anjanece | 15 | 0 | N | N
ALUMA-FORM | AF8878 | Y | ALUMA-FORM , AF8878 | JEA OVERHEAD DISTRIBUTION | CSC Stores | 3.86 | 2001-12-11 09:39 | Anjanece | 15 | 0 | N | N
ALUMA-FORM | AF8878 | Y | ALUMA-FORM , AF8878 |  |  | 4.24 | 2001-12-11 09:39 | Anjanece | 15 | 0 | N | N
ALUMA-FORM | AF8878 | Y | ALUMA-FORM , AF8878 |  |  | 4.59 | 2001-12-11 09:39 | Anjanece | 15 | 0 | N | N
CHANCE | 8878 | Y | CHANCE , 8878 | JEA OVERHEAD DISTRIBUTION | CSC Stores | 3.86 | 2001-12-11 09:39 | Anjanece | 15 | 0 | N | N
CHANCE | 8878 | Y | CHANCE , 8878 |  |  | 4.24 | 2001-12-11 09:39 | Anjanece | 15 | 0 | N | N
CHANCE | 8878 | Y | CHANCE , 8878 |  |  | 4.59 | 2001-12-11 09:39 | Anjanece | 15 | 0 | N | N
FLORIDA WIRE AND CABLE | FW8878 | Y | FLORIDA WIRE AND CABLE , FW8878 | JEA OVERHEAD DISTRIBUTION | CSC Stores | 3.86 | 2001-12-11 09:39 | Anjanece | 15 | 0 | N | N
FLORIDA WIRE AND CABLE | FW8878 | Y | FLORIDA WIRE AND CABLE , FW8878 |  |  | 4.24 | 2001-12-11 09:39 | Anjanece | 15 | 0 | N | N
FLORIDA WIRE AND CABLE | FW8878 | Y | FLORIDA WIRE AND CABLE , FW8878 |  |  | 4.59 | 2001-12-11 09:39 | Anjanece | 15 | 0 | N | N
HUGHES | TR-630-F | Y | HUGHES , TR-630-F | JEA OVERHEAD DISTRIBUTION | CSC Stores | 3.86 | 2001-12-11 09:39 | Anjanece | 15 | 0 | N | N
HUGHES | TR-630-F | Y | HUGHES , TR-630-F |  |  | 4.24 | 2001-12-11 09:39 | Anjanece | 15 | 0 | N | N
HUGHES | TR-630-F | Y | HUGHES , TR-630-F |  |  | 4.59 | 2001-12-11 09:39 | Anjanece | 15 | 0 | N | N
JOSLYN HI-VOLTAGE CORP. | J8878 | Y | JOSLYN HI-VOLTAGE CORP. , J8878 | JEA OVERHEAD DISTRIBUTION | CSC Stores | 3.86 | 2001-12-11 09:39 | Anjanece | 15 | 0 | N | N
JOSLYN HI-VOLTAGE CORP. | J8878 | Y | JOSLYN HI-VOLTAGE CORP. , J8878 |  |  | 4.24 | 2001-12-11 09:39 | Anjanece | 15 | 0 | N | N
JOSLYN HI-VOLTAGE CORP. | J8878 | Y | JOSLYN HI-VOLTAGE CORP. , J8878 |  |  | 4.59 | 2001-12-11 09:39 | Anjanece | 15 | 0 | N | N
MC GRAW EDISON | DF2D30 | Y | MC GRAW EDISON , DF2D30 | JEA OVERHEAD DISTRIBUTION | CSC Stores | 3.86 | 2001-12-11 09:39 | Anjanece | 15 | 0 | N | N
MC GRAW EDISON | DF2D30 | Y | MC GRAW EDISON , DF2D30 |  |  | 4.24 | 2001-12-11 09:39 | Anjanece | 15 | 0 | N | N
MC GRAW EDISON | DF2D30 | Y | MC GRAW EDISON , DF2D30 |  |  | 4.59 | 2001-12-11 09:39 | Anjanece | 15 | 0 | N | N
POWERLINE HARDWARE CO. | DAB5830F | Y | POWERLINE HARDWARE CO. , DAB5830F | JEA OVERHEAD DISTRIBUTION | CSC Stores | 3.86 | 2001-12-11 09:39 | Anjanece | 15 | 0 | N | N
POWERLINE HARDWARE CO. | DAB5830F | Y | POWERLINE HARDWARE CO. , DAB5830F |  |  | 4.24 | 2001-12-11 09:39 | Anjanece | 15 | 0 | N | N
POWERLINE HARDWARE CO. | DAB5830F | Y | POWERLINE HARDWARE CO. , DAB5830F |  |  | 4.59 | 2001-12-11 09:39 | Anjanece | 15 | 0 | N | N
STEEL CITY | SC8878BG | Y | STEEL CITY , SC8878BG | JEA OVERHEAD DISTRIBUTION | CSC Stores | 3.86 | 2001-12-11 09:39 | Anjanece | 15 | 0 | N | N
STEEL CITY | SC8878BG | Y | STEEL CITY , SC8878BG |  |  | 4.24 | 2001-12-11 09:39 | Anjanece | 15 | 0 | N | N
STEEL CITY | SC8878BG | Y | STEEL CITY , SC8878BG |  |  | 4.59 | 2001-12-11 09:39 | Anjanece | 15 | 0 | N | N
THREADED FASTENERS INC. | TF8878 | Y | THREADED FASTENERS INC. , TF8878 | JEA OVERHEAD DISTRIBUTION | CSC Stores | 3.86 | 2001-12-11 09:39 | Anjanece | 15 | 0 | N | N
THREADED FASTENERS INC. | TF8878 | Y | THREADED FASTENERS INC. , TF8878 |  |  | 4.24 | 2001-12-11 09:39 | Anjanece | 15 | 0 | N | N
THREADED FASTENERS INC. | TF8878 | Y | THREADED FASTENERS INC. , TF8878 |  |  | 4.59 | 2001-12-11 09:39 | Anjanece | 15 | 0 | N | N
ALLIED BOLT, INC. | 5972 | Y | ALLIED BOLT, INC. , 5972 | JEA OVERHEAD DISTRIBUTION | CSC Stores | 5.29 | 2001-12-11 09:39 | Anjanece | 20 | 0 | N | N
ALLIED BOLT, INC. | 5972 | Y | ALLIED BOLT, INC. , 5972 |  |  | 6.75 | 2001-12-11 09:39 | Anjanece | 20 | 0 | N | N
ALLIED BOLT, INC. | 5972 | Y | ALLIED BOLT, INC. , 5972 |  |  | 9.95 | 2001-12-11 09:39 | Anjanece | 20 | 0 | N | N
ALUMA FORM | AF8879 | Y | ALUMA FORM , AF8879 | JEA OVERHEAD DISTRIBUTION | CSC Stores | 5.29 | 2001-12-11 09:39 | Anjanece | 20 | 0 | N | N
ALUMA FORM | AF8879 | Y | ALUMA FORM , AF8879 |  |  | 6.75 | 2001-12-11 09:39 | Anjanece | 20 | 0 | N | N
ALUMA FORM | AF8879 | Y | ALUMA FORM , AF8879 |  |  | 9.95 | 2001-12-11 09:39 | Anjanece | 20 | 0 | N | N
CHANCE | 8879 | Y | CHANCE , 8879 | JEA OVERHEAD DISTRIBUTION | CSC Stores | 5.29 | 2001-12-11 09:39 | Anjanece | 20 | 0 | N | N
CHANCE | 8879 | Y | CHANCE , 8879 |  |  | 6.75 | 2001-12-11 09:39 | Anjanece | 20 | 0 | N | N
CHANCE | 8879 | Y | CHANCE , 8879 |  |  | 9.95 | 2001-12-11 09:39 | Anjanece | 20 | 0 | N | N
FLORIDA WIRE AND CABLE | FW8879 | Y | FLORIDA WIRE AND CABLE , FW8879 | JEA OVERHEAD DISTRIBUTION | CSC Stores | 5.29 | 2001-12-11 09:39 | Anjanece | 20 | 0 | N | N
FLORIDA WIRE AND CABLE | FW8879 | Y | FLORIDA WIRE AND CABLE , FW8879 |  |  | 6.75 | 2001-12-11 09:39 | Anjanece | 20 | 0 | N | N
FLORIDA WIRE AND CABLE | FW8879 | Y | FLORIDA WIRE AND CABLE , FW8879 |  |  | 9.95 | 2001-12-11 09:39 | Anjanece | 20 | 0 | N | N
HUGHES | TR-632-F | Y | HUGHES , TR-632-F | JEA OVERHEAD DISTRIBUTION | CSC Stores | 5.29 | 2001-12-11 09:39 | Anjanece | 20 | 0 | N | N
HUGHES | TR-632-F | Y | HUGHES , TR-632-F |  |  | 6.75 | 2001-12-11 09:39 | Anjanece | 20 | 0 | N | N
HUGHES | TR-632-F | Y | HUGHES , TR-632-F |  |  | 9.95 | 2001-12-11 09:39 | Anjanece | 20 | 0 | N | N
JOSLYN HI-VOLTAGE CORP. | J8879 | Y | JOSLYN HI-VOLTAGE CORP. , J8879 | JEA OVERHEAD DISTRIBUTION | CSC Stores | 5.29 | 2001-12-11 09:39 | Anjanece | 20 | 0 | N | N
JOSLYN HI-VOLTAGE CORP. | J8879 | Y | JOSLYN HI-VOLTAGE CORP. , J8879 |  |  | 6.75 | 2001-12-11 09:39 | Anjanece | 20 | 0 | N | N
JOSLYN HI-VOLTAGE CORP. | J8879 | Y | JOSLYN HI-VOLTAGE CORP. , J8879 |  |  | 9.95 | 2001-12-11 09:39 | Anjanece | 20 | 0 | N | N
MC GRAW EDISON | DF2D32 | Y | MC GRAW EDISON , DF2D32 | JEA OVERHEAD DISTRIBUTION | CSC Stores | 5.29 | 2001-12-11 09:39 | Anjanece | 20 | 0 | N | N
MC GRAW EDISON | DF2D32 | Y | MC GRAW EDISON , DF2D32 |  |  | 6.75 | 2001-12-11 09:39 | Anjanece | 20 | 0 | N | N
MC GRAW EDISON | DF2D32 | Y | MC GRAW EDISON , DF2D32 |  |  | 9.95 | 2001-12-11 09:39 | Anjanece | 20 | 0 | N | N
POWERLINE HARDWARE CO. | DAB5832F | Y | POWERLINE HARDWARE CO. , DAB5832F | JEA OVERHEAD DISTRIBUTION | CSC Stores | 5.29 | 2001-12-11 09:39 | Anjanece | 20 | 0 | N | N
POWERLINE HARDWARE CO. | DAB5832F | Y | POWERLINE HARDWARE CO. , DAB5832F |  |  | 6.75 | 2001-12-11 09:39 | Anjanece | 20 | 0 | N | N
POWERLINE HARDWARE CO. | DAB5832F | Y | POWERLINE HARDWARE CO. , DAB5832F |  |  | 9.95 | 2001-12-11 09:39 | Anjanece | 20 | 0 | N | N
STEEL CITY | SC8879BG | Y | STEEL CITY , SC8879BG | JEA OVERHEAD DISTRIBUTION | CSC Stores | 5.29 | 2001-12-11 09:39 | Anjanece | 20 | 0 | N | N
STEEL CITY | SC8879BG | Y | STEEL CITY , SC8879BG |  |  | 6.75 | 2001-12-11 09:39 | Anjanece | 20 | 0 | N | N
STEEL CITY | SC8879BG | Y | STEEL CITY , SC8879BG |  |  | 9.95 | 2001-12-11 09:39 | Anjanece | 20 | 0 | N | N
THREADED FASTENERS INC. | TF8879 | Y | THREADED FASTENERS INC. , TF8879 | JEA OVERHEAD DISTRIBUTION | CSC Stores | 5.29 | 2001-12-11 09:39 | Anjanece | 20 | 0 | N | N
THREADED FASTENERS INC. | TF8879 | Y | THREADED FASTENERS INC. , TF8879 |  |  | 6.75 | 2001-12-11 09:39 | Anjanece | 20 | 0 | N | N
THREADED FASTENERS INC. | TF8879 | Y | THREADED FASTENERS INC. , TF8879 |  |  | 9.95 | 2001-12-11 09:39 | Anjanece | 20 | 0 | N | N
ALLIED BOLT, INC. | 5974 | Y | ALLIED BOLT, INC. , 5974 | JEA OVERHEAD DISTRIBUTION | CSC Stores | 2.36 | 2001-12-11 09:39 | Anjanece | 15 | 0 | N | N
ALLIED BOLT, INC. | 5974 | Y | ALLIED BOLT, INC. , 5974 |  |  | 6.06 | 2001-12-11 09:39 | Anjanece | 15 | 0 | N | N
ALLIED BOLT, INC. | 5974 | Y | ALLIED BOLT, INC. , 5974 |  |  | 6.83 | 2001-12-11 09:39 | Anjanece | 15 | 0 | N | N
ALLIED BOLT, INC. | 5974 | Y | ALLIED BOLT, INC. , 5974 |  |  | 10.05 | 2001-12-11 09:39 | Anjanece | 15 | 0 | N | N
ALUMA FORM | AF8880 | Y | ALUMA FORM , AF8880 | JEA OVERHEAD DISTRIBUTION | CSC Stores | 2.36 | 2001-12-11 09:39 | Anjanece | 15 | 0 | N | N
ALUMA FORM | AF8880 | Y | ALUMA FORM , AF8880 |  |  | 6.06 | 2001-12-11 09:39 | Anjanece | 15 | 0 | N | N
ALUMA FORM | AF8880 | Y | ALUMA FORM , AF8880 |  |  | 6.83 | 2001-12-11 09:39 | Anjanece | 15 | 0 | N | N
ALUMA FORM | AF8880 | Y | ALUMA FORM , AF8880 |  |  | 10.05 | 2001-12-11 09:39 | Anjanece | 15 | 0 | N | N
HUGHES | TR-634-F | Y | HUGHES , TR-634-F | JEA OVERHEAD DISTRIBUTION | CSC Stores | 2.36 | 2001-12-11 09:39 | Anjanece | 15 | 0 | N | N
HUGHES | TR-634-F | Y | HUGHES , TR-634-F |  |  | 6.06 | 2001-12-11 09:39 | Anjanece | 15 | 0 | N | N
HUGHES | TR-634-F | Y | HUGHES , TR-634-F |  |  | 6.83 | 2001-12-11 09:39 | Anjanece | 15 | 0 | N | N
HUGHES | TR-634-F | Y | HUGHES , TR-634-F |  |  | 10.05 | 2001-12-11 09:39 | Anjanece | 15 | 0 | N | N
JOSLYN HI-VOLTAGE CORP. | J8880 | Y | JOSLYN HI-VOLTAGE CORP. , J8880 | JEA OVERHEAD DISTRIBUTION | CSC Stores | 2.36 | 2001-12-11 09:39 | Anjanece | 15 | 0 | N | N
JOSLYN HI-VOLTAGE CORP. | J8880 | Y | JOSLYN HI-VOLTAGE CORP. , J8880 |  |  | 6.06 | 2001-12-11 09:39 | Anjanece | 15 | 0 | N | N
JOSLYN HI-VOLTAGE CORP. | J8880 | Y | JOSLYN HI-VOLTAGE CORP. , J8880 |  |  | 6.83 | 2001-12-11 09:39 | Anjanece | 15 | 0 | N | N
JOSLYN HI-VOLTAGE CORP. | J8880 | Y | JOSLYN HI-VOLTAGE CORP. , J8880 |  |  | 10.05 | 2001-12-11 09:39 | Anjanece | 15 | 0 | N | N
STEEL CITY | DB10136BG | Y | STEEL CITY , DB10136BG | JEA OVERHEAD DISTRIBUTION | CSC Stores | 2.36 | 2001-12-11 09:39 | Anjanece | 15 | 0 | N | N
STEEL CITY | DB10136BG | Y | STEEL CITY , DB10136BG |  |  | 6.06 | 2001-12-11 09:39 | Anjanece | 15 | 0 | N | N
STEEL CITY | DB10136BG | Y | STEEL CITY , DB10136BG |  |  | 6.83 | 2001-12-11 09:39 | Anjanece | 15 | 0 | N | N
STEEL CITY | DB10136BG | Y | STEEL CITY , DB10136BG |  |  | 10.05 | 2001-12-11 09:39 | Anjanece | 15 | 0 | N | N
THREADED FASTENERS INC. | TF8880 | Y | THREADED FASTENERS INC. , TF8880 | JEA OVERHEAD DISTRIBUTION | CSC Stores | 2.36 | 2001-12-11 09:39 | Anjanece | 15 | 0 | N | N
THREADED FASTENERS INC. | TF8880 | Y | THREADED FASTENERS INC. , TF8880 |  |  | 6.06 | 2001-12-11 09:39 | Anjanece | 15 | 0 | N | N
THREADED FASTENERS INC. | TF8880 | Y | THREADED FASTENERS INC. , TF8880 |  |  | 6.83 | 2001-12-11 09:39 | Anjanece | 15 | 0 | N | N
THREADED FASTENERS INC. | TF8880 | Y | THREADED FASTENERS INC. , TF8880 |  |  | 10.05 | 2001-12-11 09:39 | Anjanece | 15 | 0 | N | N
ALLIED BOLT, INC. | 5976 | Y | ALLIED BOLT, INC. , 5976 | JEA OVERHEAD DISTRIBUTION | CSC Stores | 3.54 | 2001-12-11 09:39 | Anjanece | 15 | 0 | N | N
ALLIED BOLT, INC. | 5976 | Y | ALLIED BOLT, INC. , 5976 |  |  | 3.82 | 2001-12-11 09:39 | Anjanece | 15 | 0 | N | N
ALLIED BOLT, INC. | 5976 | Y | ALLIED BOLT, INC. , 5976 |  |  | 4.52 | 2001-12-11 09:39 | Anjanece | 15 | 0 | N | N
ALLIED BOLT, INC. | 5976 | Y | ALLIED BOLT, INC. , 5976 |  |  | 5.23 | 2001-12-11 09:39 | Anjanece | 15 | 0 | N | N
ALLIED BOLT, INC. | 5976 | Y | ALLIED BOLT, INC. , 5976 |  |  | 5.28 | 2001-12-11 09:39 | Anjanece | 15 | 0 | N | N
ALLIED BOLT, INC. | 5976 | Y | ALLIED BOLT, INC. , 5976 |  |  | 6.42 | 2001-12-11 09:39 | Anjanece | 15 | 0 | N | N
ALLIED BOLT, INC. | 5976 | Y | ALLIED BOLT, INC. , 5976 |  |  | 6.55 | 2001-12-11 09:39 | Anjanece | 15 | 0 | N | N
ALLIED BOLT, INC. | 5976 | Y | ALLIED BOLT, INC. , 5976 |  |  | 6.57 | 2001-12-11 09:39 | Anjanece | 15 | 0 | N | N
ALLIED BOLT, INC. | 5976 | Y | ALLIED BOLT, INC. , 5976 |  |  | 7.13 | 2001-12-11 09:39 | Anjanece | 15 | 0 | N | N
ALLIED BOLT, INC. | 5976 | Y | ALLIED BOLT, INC. , 5976 |  |  | 7.2 | 2001-12-11 09:39 | Anjanece | 15 | 0 | N | N
ALLIED BOLT, INC. | 5976 | Y | ALLIED BOLT, INC. , 5976 |  |  | 7.5 | 2001-12-11 09:39 | Anjanece | 15 | 0 | N | N
HUBBELL POWER SYSTEMS, INC. | T2060419 | Y | HUBBELL POWER SYSTEMS, INC. , T2060419 | JEA OVERHEAD DISTRIBUTION | CSC Stores | 3.54 | 2001-12-11 09:39 | Anjanece | 15 | 0 | N | N
HUBBELL POWER SYSTEMS, INC. | T2060419 | Y | HUBBELL POWER SYSTEMS, INC. , T2060419 |  |  | 3.82 | 2001-12-11 09:39 | Anjanece | 15 | 0 | N | N
HUBBELL POWER SYSTEMS, INC. | T2060419 | Y | HUBBELL POWER SYSTEMS, INC. , T2060419 |  |  | 4.52 | 2001-12-11 09:39 | Anjanece | 15 | 0 | N | N
HUBBELL POWER SYSTEMS, INC. | T2060419 | Y | HUBBELL POWER SYSTEMS, INC. , T2060419 |  |  | 5.23 | 2001-12-11 09:39 | Anjanece | 15 | 0 | N | N
HUBBELL POWER SYSTEMS, INC. | T2060419 | Y | HUBBELL POWER SYSTEMS, INC. , T2060419 |  |  | 5.28 | 2001-12-11 09:39 | Anjanece | 15 | 0 | N | N
HUBBELL POWER SYSTEMS, INC. | T2060419 | Y | HUBBELL POWER SYSTEMS, INC. , T2060419 |  |  | 6.42 | 2001-12-11 09:39 | Anjanece | 15 | 0 | N | N
HUBBELL POWER SYSTEMS, INC. | T2060419 | Y | HUBBELL POWER SYSTEMS, INC. , T2060419 |  |  | 6.55 | 2001-12-11 09:39 | Anjanece | 15 | 0 | N | N
HUBBELL POWER SYSTEMS, INC. | T2060419 | Y | HUBBELL POWER SYSTEMS, INC. , T2060419 |  |  | 6.57 | 2001-12-11 09:39 | Anjanece | 15 | 0 | N | N
HUBBELL POWER SYSTEMS, INC. | T2060419 | Y | HUBBELL POWER SYSTEMS, INC. , T2060419 |  |  | 7.13 | 2001-12-11 09:39 | Anjanece | 15 | 0 | N | N
HUBBELL POWER SYSTEMS, INC. | T2060419 | Y | HUBBELL POWER SYSTEMS, INC. , T2060419 |  |  | 7.2 | 2001-12-11 09:39 | Anjanece | 15 | 0 | N | N
HUBBELL POWER SYSTEMS, INC. | T2060419 | Y | HUBBELL POWER SYSTEMS, INC. , T2060419 |  |  | 7.5 | 2001-12-11 09:39 | Anjanece | 15 | 0 | N | N
HUGHES | TR-636-F | Y | HUGHES , TR-636-F | JEA OVERHEAD DISTRIBUTION | CSC Stores | 3.54 | 2001-12-11 09:39 | Anjanece | 15 | 0 | N | N
HUGHES | TR-636-F | Y | HUGHES , TR-636-F |  |  | 3.82 | 2001-12-11 09:39 | Anjanece | 15 | 0 | N | N
HUGHES | TR-636-F | Y | HUGHES , TR-636-F |  |  | 4.52 | 2001-12-11 09:39 | Anjanece | 15 | 0 | N | N
HUGHES | TR-636-F | Y | HUGHES , TR-636-F |  |  | 5.23 | 2001-12-11 09:39 | Anjanece | 15 | 0 | N | N
HUGHES | TR-636-F | Y | HUGHES , TR-636-F |  |  | 5.28 | 2001-12-11 09:39 | Anjanece | 15 | 0 | N | N
HUGHES | TR-636-F | Y | HUGHES , TR-636-F |  |  | 6.42 | 2001-12-11 09:39 | Anjanece | 15 | 0 | N | N
HUGHES | TR-636-F | Y | HUGHES , TR-636-F |  |  | 6.55 | 2001-12-11 09:39 | Anjanece | 15 | 0 | N | N
HUGHES | TR-636-F | Y | HUGHES , TR-636-F |  |  | 6.57 | 2001-12-11 09:39 | Anjanece | 15 | 0 | N | N
HUGHES | TR-636-F | Y | HUGHES , TR-636-F |  |  | 7.13 | 2001-12-11 09:39 | Anjanece | 15 | 0 | N | N
HUGHES | TR-636-F | Y | HUGHES , TR-636-F |  |  | 7.2 | 2001-12-11 09:39 | Anjanece | 15 | 0 | N | N
HUGHES | TR-636-F | Y | HUGHES , TR-636-F |  |  | 7.5 | 2001-12-11 09:39 | Anjanece | 15 | 0 | N | N
JOSLYN HI-VOLTAGE CORP. | J8881 | Y | JOSLYN HI-VOLTAGE CORP. , J8881 | JEA OVERHEAD DISTRIBUTION | CSC Stores | 3.54 | 2001-12-11 09:39 | Anjanece | 15 | 0 | N | N
JOSLYN HI-VOLTAGE CORP. | J8881 | Y | JOSLYN HI-VOLTAGE CORP. , J8881 |  |  | 3.82 | 2001-12-11 09:39 | Anjanece | 15 | 0 | N | N
JOSLYN HI-VOLTAGE CORP. | J8881 | Y | JOSLYN HI-VOLTAGE CORP. , J8881 |  |  | 4.52 | 2001-12-11 09:39 | Anjanece | 15 | 0 | N | N
JOSLYN HI-VOLTAGE CORP. | J8881 | Y | JOSLYN HI-VOLTAGE CORP. , J8881 |  |  | 5.23 | 2001-12-11 09:39 | Anjanece | 15 | 0 | N | N
JOSLYN HI-VOLTAGE CORP. | J8881 | Y | JOSLYN HI-VOLTAGE CORP. , J8881 |  |  | 5.28 | 2001-12-11 09:39 | Anjanece | 15 | 0 | N | N
JOSLYN HI-VOLTAGE CORP. | J8881 | Y | JOSLYN HI-VOLTAGE CORP. , J8881 |  |  | 6.42 | 2001-12-11 09:39 | Anjanece | 15 | 0 | N | N
JOSLYN HI-VOLTAGE CORP. | J8881 | Y | JOSLYN HI-VOLTAGE CORP. , J8881 |  |  | 6.55 | 2001-12-11 09:39 | Anjanece | 15 | 0 | N | N
JOSLYN HI-VOLTAGE CORP. | J8881 | Y | JOSLYN HI-VOLTAGE CORP. , J8881 |  |  | 6.57 | 2001-12-11 09:39 | Anjanece | 15 | 0 | N | N
JOSLYN HI-VOLTAGE CORP. | J8881 | Y | JOSLYN HI-VOLTAGE CORP. , J8881 |  |  | 7.13 | 2001-12-11 09:39 | Anjanece | 15 | 0 | N | N
JOSLYN HI-VOLTAGE CORP. | J8881 | Y | JOSLYN HI-VOLTAGE CORP. , J8881 |  |  | 7.2 | 2001-12-11 09:39 | Anjanece | 15 | 0 | N | N
JOSLYN HI-VOLTAGE CORP. | J8881 | Y | JOSLYN HI-VOLTAGE CORP. , J8881 |  |  | 7.5 | 2001-12-11 09:39 | Anjanece | 15 | 0 | N | N
STEEL CITY | DB10144BG | Y | STEEL CITY , DB10144BG | JEA OVERHEAD DISTRIBUTION | CSC Stores | 3.54 | 2001-12-11 09:39 | Anjanece | 15 | 0 | N | N
STEEL CITY | DB10144BG | Y | STEEL CITY , DB10144BG |  |  | 3.82 | 2001-12-11 09:39 | Anjanece | 15 | 0 | N | N
STEEL CITY | DB10144BG | Y | STEEL CITY , DB10144BG |  |  | 4.52 | 2001-12-11 09:39 | Anjanece | 15 | 0 | N | N
STEEL CITY | DB10144BG | Y | STEEL CITY , DB10144BG |  |  | 5.23 | 2001-12-11 09:39 | Anjanece | 15 | 0 | N | N
STEEL CITY | DB10144BG | Y | STEEL CITY , DB10144BG |  |  | 5.28 | 2001-12-11 09:39 | Anjanece | 15 | 0 | N | N
STEEL CITY | DB10144BG | Y | STEEL CITY , DB10144BG |  |  | 6.42 | 2001-12-11 09:39 | Anjanece | 15 | 0 | N | N
STEEL CITY | DB10144BG | Y | STEEL CITY , DB10144BG |  |  | 6.55 | 2001-12-11 09:39 | Anjanece | 15 | 0 | N | N
STEEL CITY | DB10144BG | Y | STEEL CITY , DB10144BG |  |  | 6.57 | 2001-12-11 09:39 | Anjanece | 15 | 0 | N | N
STEEL CITY | DB10144BG | Y | STEEL CITY , DB10144BG |  |  | 7.13 | 2001-12-11 09:39 | Anjanece | 15 | 0 | N | N
STEEL CITY | DB10144BG | Y | STEEL CITY , DB10144BG |  |  | 7.2 | 2001-12-11 09:39 | Anjanece | 15 | 0 | N | N
STEEL CITY | DB10144BG | Y | STEEL CITY , DB10144BG |  |  | 7.5 | 2001-12-11 09:39 | Anjanece | 15 | 0 | N | N
THREADED FASTENERS INC. | TF10144BG | Y | THREADED FASTENERS INC. , TF10144BG | JEA OVERHEAD DISTRIBUTION | CSC Stores | 3.54 | 2001-12-11 09:39 | Anjanece | 15 | 0 | N | N
THREADED FASTENERS INC. | TF10144BG | Y | THREADED FASTENERS INC. , TF10144BG |  |  | 3.82 | 2001-12-11 09:39 | Anjanece | 15 | 0 | N | N
THREADED FASTENERS INC. | TF10144BG | Y | THREADED FASTENERS INC. , TF10144BG |  |  | 4.52 | 2001-12-11 09:39 | Anjanece | 15 | 0 | N | N
THREADED FASTENERS INC. | TF10144BG | Y | THREADED FASTENERS INC. , TF10144BG |  |  | 5.23 | 2001-12-11 09:39 | Anjanece | 15 | 0 | N | N
THREADED FASTENERS INC. | TF10144BG | Y | THREADED FASTENERS INC. , TF10144BG |  |  | 5.28 | 2001-12-11 09:39 | Anjanece | 15 | 0 | N | N
THREADED FASTENERS INC. | TF10144BG | Y | THREADED FASTENERS INC. , TF10144BG |  |  | 6.42 | 2001-12-11 09:39 | Anjanece | 15 | 0 | N | N
THREADED FASTENERS INC. | TF10144BG | Y | THREADED FASTENERS INC. , TF10144BG |  |  | 6.55 | 2001-12-11 09:39 | Anjanece | 15 | 0 | N | N
THREADED FASTENERS INC. | TF10144BG | Y | THREADED FASTENERS INC. , TF10144BG |  |  | 6.57 | 2001-12-11 09:39 | Anjanece | 15 | 0 | N | N
THREADED FASTENERS INC. | TF10144BG | Y | THREADED FASTENERS INC. , TF10144BG |  |  | 7.13 | 2001-12-11 09:39 | Anjanece | 15 | 0 | N | N
THREADED FASTENERS INC. | TF10144BG | Y | THREADED FASTENERS INC. , TF10144BG |  |  | 7.2 | 2001-12-11 09:39 | Anjanece | 15 | 0 | N | N
THREADED FASTENERS INC. | TF10144BG | Y | THREADED FASTENERS INC. , TF10144BG |  |  | 7.5 | 2001-12-11 09:39 | Anjanece | 15 | 0 | N | N
ALLIED BOLT, INC. | 5978 | Y | ALLIED BOLT, INC. , 5978 | JEA OVERHEAD DISTRIBUTION | CSC Stores | 2.1 | 2001-12-11 09:39 | Anjanece | 25 | 0 | N | N
ALLIED BOLT, INC. | 5978 | Y | ALLIED BOLT, INC. , 5978 |  |  | 2.17 | 2001-12-11 09:39 | Anjanece | 25 | 0 | N | N
ALLIED BOLT, INC. | 5978 | Y | ALLIED BOLT, INC. , 5978 |  |  | 2.54 | 2001-12-11 09:39 | Anjanece | 25 | 0 | N | N
ALLIED BOLT, INC. | 5978 | Y | ALLIED BOLT, INC. , 5978 |  |  | 2.63 | 2001-12-11 09:39 | Anjanece | 25 | 0 | N | N
ALLIED BOLT, INC. | 5978 | Y | ALLIED BOLT, INC. , 5978 |  |  | 2.64 | 2001-12-11 09:39 | Anjanece | 25 | 0 | N | N
ALLIED BOLT, INC. | 5978 | Y | ALLIED BOLT, INC. , 5978 |  |  | 2.65 | 2001-12-11 09:39 | Anjanece | 25 | 0 | N | N
ALLIED BOLT, INC. | 5978 | Y | ALLIED BOLT, INC. , 5978 |  |  | 2.68 | 2001-12-11 09:39 | Anjanece | 25 | 0 | N | N
ALLIED BOLT, INC. | 5978 | Y | ALLIED BOLT, INC. , 5978 |  |  | 2.72 | 2001-12-11 09:39 | Anjanece | 25 | 0 | N | N
ALLIED BOLT, INC. | 5978 | Y | ALLIED BOLT, INC. , 5978 |  |  | 2.76 | 2001-12-11 09:39 | Anjanece | 25 | 0 | N | N
ALLIED BOLT, INC. | 5978 | Y | ALLIED BOLT, INC. , 5978 |  |  | 2.98 | 2001-12-11 09:39 | Anjanece | 25 | 0 | N | N
ALLIED BOLT, INC. | 5978 | Y | ALLIED BOLT, INC. , 5978 |  |  | 3.03 | 2001-12-11 09:39 | Anjanece | 25 | 0 | N | N
ALLIED BOLT, INC. | 5978 | Y | ALLIED BOLT, INC. , 5978 |  |  | 3.1 | 2001-12-11 09:39 | Anjanece | 25 | 0 | N | N
ALLIED BOLT, INC. | 5978 | Y | ALLIED BOLT, INC. , 5978 |  |  | 3.14 | 2001-12-11 09:39 | Anjanece | 25 | 0 | N | N
ALLIED BOLT, INC. | 5978 | Y | ALLIED BOLT, INC. , 5978 |  |  | 3.15 | 2001-12-11 09:39 | Anjanece | 25 | 0 | N | N
ALLIED BOLT, INC. | 5978 | Y | ALLIED BOLT, INC. , 5978 |  |  | 3.18 | 2001-12-11 09:39 | Anjanece | 25 | 0 | N | N
ALLIED BOLT, INC. | 5978 | Y | ALLIED BOLT, INC. , 5978 |  |  | 3.22 | 2001-12-11 09:39 | Anjanece | 25 | 0 | N | N
ALLIED BOLT, INC. | 5978 | Y | ALLIED BOLT, INC. , 5978 |  |  | 3.29 | 2001-12-11 09:39 | Anjanece | 25 | 0 | N | N
ALLIED BOLT, INC. | 5978 | Y | ALLIED BOLT, INC. , 5978 |  |  | 3.35 | 2001-12-11 09:39 | Anjanece | 25 | 0 | N | N
ALLIED BOLT, INC. | 5978 | Y | ALLIED BOLT, INC. , 5978 |  |  | 3.36 | 2001-12-11 09:39 | Anjanece | 25 | 0 | N | N
ALLIED BOLT, INC. | 5978 | Y | ALLIED BOLT, INC. , 5978 |  |  | 3.4 | 2001-12-11 09:39 | Anjanece | 25 | 0 | N | N
ALLIED BOLT, INC. | 5978 | Y | ALLIED BOLT, INC. , 5978 |  |  | 3.89 | 2001-12-11 09:39 | Anjanece | 25 | 0 | N | N
ALLIED BOLT, INC. | 5978 | Y | ALLIED BOLT, INC. , 5978 |  |  | 4.05 | 2001-12-11 09:39 | Anjanece | 25 | 0 | N | N
ALLIED BOLT, INC. | 5978 | Y | ALLIED BOLT, INC. , 5978 |  |  | 4.17 | 2001-12-11 09:39 | Anjanece | 25 | 0 | N | N
ALLIED BOLT, INC. | 5978 | Y | ALLIED BOLT, INC. , 5978 |  |  | 4.23 | 2001-12-11 09:39 | Anjanece | 25 | 0 | N | N
ALLIED BOLT, INC. | 5978 | Y | ALLIED BOLT, INC. , 5978 |  |  | 4.29 | 2001-12-11 09:39 | Anjanece | 25 | 0 | N | N
ALLIED BOLT, INC. | 5978 | Y | ALLIED BOLT, INC. , 5978 |  |  | 4.97 | 2001-12-11 09:39 | Anjanece | 25 | 0 | N | N
CHANCE | 8882 | Y | CHANCE , 8882 | JEA OVERHEAD DISTRIBUTION | CSC Stores | 2.1 | 2001-12-11 09:39 | Anjanece | 25 | 0 | N | N
CHANCE | 8882 | Y | CHANCE , 8882 |  |  | 2.17 | 2001-12-11 09:39 | Anjanece | 25 | 0 | N | N
CHANCE | 8882 | Y | CHANCE , 8882 |  |  | 2.54 | 2001-12-11 09:39 | Anjanece | 25 | 0 | N | N
CHANCE | 8882 | Y | CHANCE , 8882 |  |  | 2.63 | 2001-12-11 09:39 | Anjanece | 25 | 0 | N | N
CHANCE | 8882 | Y | CHANCE , 8882 |  |  | 2.64 | 2001-12-11 09:39 | Anjanece | 25 | 0 | N | N
CHANCE | 8882 | Y | CHANCE , 8882 |  |  | 2.65 | 2001-12-11 09:39 | Anjanece | 25 | 0 | N | N
CHANCE | 8882 | Y | CHANCE , 8882 |  |  | 2.68 | 2001-12-11 09:39 | Anjanece | 25 | 0 | N | N
CHANCE | 8882 | Y | CHANCE , 8882 |  |  | 2.72 | 2001-12-11 09:39 | Anjanece | 25 | 0 | N | N
CHANCE | 8882 | Y | CHANCE , 8882 |  |  | 2.76 | 2001-12-11 09:39 | Anjanece | 25 | 0 | N | N
CHANCE | 8882 | Y | CHANCE , 8882 |  |  | 2.98 | 2001-12-11 09:39 | Anjanece | 25 | 0 | N | N
CHANCE | 8882 | Y | CHANCE , 8882 |  |  | 3.03 | 2001-12-11 09:39 | Anjanece | 25 | 0 | N | N
CHANCE | 8882 | Y | CHANCE , 8882 |  |  | 3.1 | 2001-12-11 09:39 | Anjanece | 25 | 0 | N | N
CHANCE | 8882 | Y | CHANCE , 8882 |  |  | 3.14 | 2001-12-11 09:39 | Anjanece | 25 | 0 | N | N
CHANCE | 8882 | Y | CHANCE , 8882 |  |  | 3.15 | 2001-12-11 09:39 | Anjanece | 25 | 0 | N | N
CHANCE | 8882 | Y | CHANCE , 8882 |  |  | 3.18 | 2001-12-11 09:39 | Anjanece | 25 | 0 | N | N
CHANCE | 8882 | Y | CHANCE , 8882 |  |  | 3.22 | 2001-12-11 09:39 | Anjanece | 25 | 0 | N | N
CHANCE | 8882 | Y | CHANCE , 8882 |  |  | 3.29 | 2001-12-11 09:39 | Anjanece | 25 | 0 | N | N
CHANCE | 8882 | Y | CHANCE , 8882 |  |  | 3.35 | 2001-12-11 09:39 | Anjanece | 25 | 0 | N | N
CHANCE | 8882 | Y | CHANCE , 8882 |  |  | 3.36 | 2001-12-11 09:39 | Anjanece | 25 | 0 | N | N
CHANCE | 8882 | Y | CHANCE , 8882 |  |  | 3.4 | 2001-12-11 09:39 | Anjanece | 25 | 0 | N | N
CHANCE | 8882 | Y | CHANCE , 8882 |  |  | 3.89 | 2001-12-11 09:39 | Anjanece | 25 | 0 | N | N
CHANCE | 8882 | Y | CHANCE , 8882 |  |  | 4.05 | 2001-12-11 09:39 | Anjanece | 25 | 0 | N | N
CHANCE | 8882 | Y | CHANCE , 8882 |  |  | 4.17 | 2001-12-11 09:39 | Anjanece | 25 | 0 | N | N
CHANCE | 8882 | Y | CHANCE , 8882 |  |  | 4.23 | 2001-12-11 09:39 | Anjanece | 25 | 0 | N | N
CHANCE | 8882 | Y | CHANCE , 8882 |  |  | 4.29 | 2001-12-11 09:39 | Anjanece | 25 | 0 | N | N
CHANCE | 8882 | Y | CHANCE , 8882 |  |  | 4.97 | 2001-12-11 09:39 | Anjanece | 25 | 0 | N | N
DIXIE ELECTRIC | D8882 | Y | DIXIE ELECTRIC , D8882 | JEA OVERHEAD DISTRIBUTION | CSC Stores | 2.1 | 2001-12-11 09:39 | Anjanece | 25 | 0 | N | N
DIXIE ELECTRIC | D8882 | Y | DIXIE ELECTRIC , D8882 |  |  | 2.17 | 2001-12-11 09:39 | Anjanece | 25 | 0 | N | N
DIXIE ELECTRIC | D8882 | Y | DIXIE ELECTRIC , D8882 |  |  | 2.54 | 2001-12-11 09:39 | Anjanece | 25 | 0 | N | N
DIXIE ELECTRIC | D8882 | Y | DIXIE ELECTRIC , D8882 |  |  | 2.63 | 2001-12-11 09:39 | Anjanece | 25 | 0 | N | N
DIXIE ELECTRIC | D8882 | Y | DIXIE ELECTRIC , D8882 |  |  | 2.64 | 2001-12-11 09:39 | Anjanece | 25 | 0 | N | N
DIXIE ELECTRIC | D8882 | Y | DIXIE ELECTRIC , D8882 |  |  | 2.65 | 2001-12-11 09:39 | Anjanece | 25 | 0 | N | N
DIXIE ELECTRIC | D8882 | Y | DIXIE ELECTRIC , D8882 |  |  | 2.68 | 2001-12-11 09:39 | Anjanece | 25 | 0 | N | N
DIXIE ELECTRIC | D8882 | Y | DIXIE ELECTRIC , D8882 |  |  | 2.72 | 2001-12-11 09:39 | Anjanece | 25 | 0 | N | N
DIXIE ELECTRIC | D8882 | Y | DIXIE ELECTRIC , D8882 |  |  | 2.76 | 2001-12-11 09:39 | Anjanece | 25 | 0 | N | N
DIXIE ELECTRIC | D8882 | Y | DIXIE ELECTRIC , D8882 |  |  | 2.98 | 2001-12-11 09:39 | Anjanece | 25 | 0 | N | N
DIXIE ELECTRIC | D8882 | Y | DIXIE ELECTRIC , D8882 |  |  | 3.03 | 2001-12-11 09:39 | Anjanece | 25 | 0 | N | N
DIXIE ELECTRIC | D8882 | Y | DIXIE ELECTRIC , D8882 |  |  | 3.1 | 2001-12-11 09:39 | Anjanece | 25 | 0 | N | N
DIXIE ELECTRIC | D8882 | Y | DIXIE ELECTRIC , D8882 |  |  | 3.14 | 2001-12-11 09:39 | Anjanece | 25 | 0 | N | N
DIXIE ELECTRIC | D8882 | Y | DIXIE ELECTRIC , D8882 |  |  | 3.15 | 2001-12-11 09:39 | Anjanece | 25 | 0 | N | N
DIXIE ELECTRIC | D8882 | Y | DIXIE ELECTRIC , D8882 |  |  | 3.18 | 2001-12-11 09:39 | Anjanece | 25 | 0 | N | N
DIXIE ELECTRIC | D8882 | Y | DIXIE ELECTRIC , D8882 |  |  | 3.22 | 2001-12-11 09:39 | Anjanece | 25 | 0 | N | N
DIXIE ELECTRIC | D8882 | Y | DIXIE ELECTRIC , D8882 |  |  | 3.29 | 2001-12-11 09:39 | Anjanece | 25 | 0 | N | N
DIXIE ELECTRIC | D8882 | Y | DIXIE ELECTRIC , D8882 |  |  | 3.35 | 2001-12-11 09:39 | Anjanece | 25 | 0 | N | N
DIXIE ELECTRIC | D8882 | Y | DIXIE ELECTRIC , D8882 |  |  | 3.36 | 2001-12-11 09:39 | Anjanece | 25 | 0 | N | N
DIXIE ELECTRIC | D8882 | Y | DIXIE ELECTRIC , D8882 |  |  | 3.4 | 2001-12-11 09:39 | Anjanece | 25 | 0 | N | N
DIXIE ELECTRIC | D8882 | Y | DIXIE ELECTRIC , D8882 |  |  | 3.89 | 2001-12-11 09:39 | Anjanece | 25 | 0 | N | N
DIXIE ELECTRIC | D8882 | Y | DIXIE ELECTRIC , D8882 |  |  | 4.05 | 2001-12-11 09:39 | Anjanece | 25 | 0 | N | N
DIXIE ELECTRIC | D8882 | Y | DIXIE ELECTRIC , D8882 |  |  | 4.17 | 2001-12-11 09:39 | Anjanece | 25 | 0 | N | N
DIXIE ELECTRIC | D8882 | Y | DIXIE ELECTRIC , D8882 |  |  | 4.23 | 2001-12-11 09:39 | Anjanece | 25 | 0 | N | N
DIXIE ELECTRIC | D8882 | Y | DIXIE ELECTRIC , D8882 |  |  | 4.29 | 2001-12-11 09:39 | Anjanece | 25 | 0 | N | N
DIXIE ELECTRIC | D8882 | Y | DIXIE ELECTRIC , D8882 |  |  | 4.97 | 2001-12-11 09:39 | Anjanece | 25 | 0 | N | N
FLORIDA WIRE AND CABLE | FW8882 | Y | FLORIDA WIRE AND CABLE , FW8882 | JEA OVERHEAD DISTRIBUTION | CSC Stores | 2.1 | 2001-12-11 09:39 | Anjanece | 25 | 0 | N | N
FLORIDA WIRE AND CABLE | FW8882 | Y | FLORIDA WIRE AND CABLE , FW8882 |  |  | 2.17 | 2001-12-11 09:39 | Anjanece | 25 | 0 | N | N
FLORIDA WIRE AND CABLE | FW8882 | Y | FLORIDA WIRE AND CABLE , FW8882 |  |  | 2.54 | 2001-12-11 09:39 | Anjanece | 25 | 0 | N | N
FLORIDA WIRE AND CABLE | FW8882 | Y | FLORIDA WIRE AND CABLE , FW8882 |  |  | 2.63 | 2001-12-11 09:39 | Anjanece | 25 | 0 | N | N
FLORIDA WIRE AND CABLE | FW8882 | Y | FLORIDA WIRE AND CABLE , FW8882 |  |  | 2.64 | 2001-12-11 09:39 | Anjanece | 25 | 0 | N | N
FLORIDA WIRE AND CABLE | FW8882 | Y | FLORIDA WIRE AND CABLE , FW8882 |  |  | 2.65 | 2001-12-11 09:39 | Anjanece | 25 | 0 | N | N
FLORIDA WIRE AND CABLE | FW8882 | Y | FLORIDA WIRE AND CABLE , FW8882 |  |  | 2.68 | 2001-12-11 09:39 | Anjanece | 25 | 0 | N | N
FLORIDA WIRE AND CABLE | FW8882 | Y | FLORIDA WIRE AND CABLE , FW8882 |  |  | 2.72 | 2001-12-11 09:39 | Anjanece | 25 | 0 | N | N
FLORIDA WIRE AND CABLE | FW8882 | Y | FLORIDA WIRE AND CABLE , FW8882 |  |  | 2.76 | 2001-12-11 09:39 | Anjanece | 25 | 0 | N | N
FLORIDA WIRE AND CABLE | FW8882 | Y | FLORIDA WIRE AND CABLE , FW8882 |  |  | 2.98 | 2001-12-11 09:39 | Anjanece | 25 | 0 | N | N
FLORIDA WIRE AND CABLE | FW8882 | Y | FLORIDA WIRE AND CABLE , FW8882 |  |  | 3.03 | 2001-12-11 09:39 | Anjanece | 25 | 0 | N | N
FLORIDA WIRE AND CABLE | FW8882 | Y | FLORIDA WIRE AND CABLE , FW8882 |  |  | 3.1 | 2001-12-11 09:39 | Anjanece | 25 | 0 | N | N
FLORIDA WIRE AND CABLE | FW8882 | Y | FLORIDA WIRE AND CABLE , FW8882 |  |  | 3.14 | 2001-12-11 09:39 | Anjanece | 25 | 0 | N | N
FLORIDA WIRE AND CABLE | FW8882 | Y | FLORIDA WIRE AND CABLE , FW8882 |  |  | 3.15 | 2001-12-11 09:39 | Anjanece | 25 | 0 | N | N
FLORIDA WIRE AND CABLE | FW8882 | Y | FLORIDA WIRE AND CABLE , FW8882 |  |  | 3.18 | 2001-12-11 09:39 | Anjanece | 25 | 0 | N | N
FLORIDA WIRE AND CABLE | FW8882 | Y | FLORIDA WIRE AND CABLE , FW8882 |  |  | 3.22 | 2001-12-11 09:39 | Anjanece | 25 | 0 | N | N
FLORIDA WIRE AND CABLE | FW8882 | Y | FLORIDA WIRE AND CABLE , FW8882 |  |  | 3.29 | 2001-12-11 09:39 | Anjanece | 25 | 0 | N | N
FLORIDA WIRE AND CABLE | FW8882 | Y | FLORIDA WIRE AND CABLE , FW8882 |  |  | 3.35 | 2001-12-11 09:39 | Anjanece | 25 | 0 | N | N
FLORIDA WIRE AND CABLE | FW8882 | Y | FLORIDA WIRE AND CABLE , FW8882 |  |  | 3.36 | 2001-12-11 09:39 | Anjanece | 25 | 0 | N | N
FLORIDA WIRE AND CABLE | FW8882 | Y | FLORIDA WIRE AND CABLE , FW8882 |  |  | 3.4 | 2001-12-11 09:39 | Anjanece | 25 | 0 | N | N
FLORIDA WIRE AND CABLE | FW8882 | Y | FLORIDA WIRE AND CABLE , FW8882 |  |  | 3.89 | 2001-12-11 09:39 | Anjanece | 25 | 0 | N | N
FLORIDA WIRE AND CABLE | FW8882 | Y | FLORIDA WIRE AND CABLE , FW8882 |  |  | 4.05 | 2001-12-11 09:39 | Anjanece | 25 | 0 | N | N
FLORIDA WIRE AND CABLE | FW8882 | Y | FLORIDA WIRE AND CABLE , FW8882 |  |  | 4.17 | 2001-12-11 09:39 | Anjanece | 25 | 0 | N | N
FLORIDA WIRE AND CABLE | FW8882 | Y | FLORIDA WIRE AND CABLE , FW8882 |  |  | 4.23 | 2001-12-11 09:39 | Anjanece | 25 | 0 | N | N
FLORIDA WIRE AND CABLE | FW8882 | Y | FLORIDA WIRE AND CABLE , FW8882 |  |  | 4.29 | 2001-12-11 09:39 | Anjanece | 25 | 0 | N | N
FLORIDA WIRE AND CABLE | FW8882 | Y | FLORIDA WIRE AND CABLE , FW8882 |  |  | 4.97 | 2001-12-11 09:39 | Anjanece | 25 | 0 | N | N
HUGHES | TR-712-F | Y | HUGHES , TR-712-F | JEA OVERHEAD DISTRIBUTION | CSC Stores | 2.1 | 2001-12-11 09:39 | Anjanece | 25 | 0 | N | N
HUGHES | TR-712-F | Y | HUGHES , TR-712-F |  |  | 2.17 | 2001-12-11 09:39 | Anjanece | 25 | 0 | N | N
HUGHES | TR-712-F | Y | HUGHES , TR-712-F |  |  | 2.54 | 2001-12-11 09:39 | Anjanece | 25 | 0 | N | N
HUGHES | TR-712-F | Y | HUGHES , TR-712-F |  |  | 2.63 | 2001-12-11 09:39 | Anjanece | 25 | 0 | N | N
HUGHES | TR-712-F | Y | HUGHES , TR-712-F |  |  | 2.64 | 2001-12-11 09:39 | Anjanece | 25 | 0 | N | N
HUGHES | TR-712-F | Y | HUGHES , TR-712-F |  |  | 2.65 | 2001-12-11 09:39 | Anjanece | 25 | 0 | N | N
HUGHES | TR-712-F | Y | HUGHES , TR-712-F |  |  | 2.68 | 2001-12-11 09:39 | Anjanece | 25 | 0 | N | N
HUGHES | TR-712-F | Y | HUGHES , TR-712-F |  |  | 2.72 | 2001-12-11 09:39 | Anjanece | 25 | 0 | N | N
HUGHES | TR-712-F | Y | HUGHES , TR-712-F |  |  | 2.76 | 2001-12-11 09:39 | Anjanece | 25 | 0 | N | N
HUGHES | TR-712-F | Y | HUGHES , TR-712-F |  |  | 2.98 | 2001-12-11 09:39 | Anjanece | 25 | 0 | N | N
HUGHES | TR-712-F | Y | HUGHES , TR-712-F |  |  | 3.03 | 2001-12-11 09:39 | Anjanece | 25 | 0 | N | N
HUGHES | TR-712-F | Y | HUGHES , TR-712-F |  |  | 3.1 | 2001-12-11 09:39 | Anjanece | 25 | 0 | N | N
HUGHES | TR-712-F | Y | HUGHES , TR-712-F |  |  | 3.14 | 2001-12-11 09:39 | Anjanece | 25 | 0 | N | N
HUGHES | TR-712-F | Y | HUGHES , TR-712-F |  |  | 3.15 | 2001-12-11 09:39 | Anjanece | 25 | 0 | N | N
HUGHES | TR-712-F | Y | HUGHES , TR-712-F |  |  | 3.18 | 2001-12-11 09:39 | Anjanece | 25 | 0 | N | N
HUGHES | TR-712-F | Y | HUGHES , TR-712-F |  |  | 3.22 | 2001-12-11 09:39 | Anjanece | 25 | 0 | N | N
HUGHES | TR-712-F | Y | HUGHES , TR-712-F |  |  | 3.29 | 2001-12-11 09:39 | Anjanece | 25 | 0 | N | N
HUGHES | TR-712-F | Y | HUGHES , TR-712-F |  |  | 3.35 | 2001-12-11 09:39 | Anjanece | 25 | 0 | N | N
HUGHES | TR-712-F | Y | HUGHES , TR-712-F |  |  | 3.36 | 2001-12-11 09:39 | Anjanece | 25 | 0 | N | N
HUGHES | TR-712-F | Y | HUGHES , TR-712-F |  |  | 3.4 | 2001-12-11 09:39 | Anjanece | 25 | 0 | N | N
HUGHES | TR-712-F | Y | HUGHES , TR-712-F |  |  | 3.89 | 2001-12-11 09:39 | Anjanece | 25 | 0 | N | N
HUGHES | TR-712-F | Y | HUGHES , TR-712-F |  |  | 4.05 | 2001-12-11 09:39 | Anjanece | 25 | 0 | N | N
HUGHES | TR-712-F | Y | HUGHES , TR-712-F |  |  | 4.17 | 2001-12-11 09:39 | Anjanece | 25 | 0 | N | N
HUGHES | TR-712-F | Y | HUGHES , TR-712-F |  |  | 4.23 | 2001-12-11 09:39 | Anjanece | 25 | 0 | N | N
HUGHES | TR-712-F | Y | HUGHES , TR-712-F |  |  | 4.29 | 2001-12-11 09:39 | Anjanece | 25 | 0 | N | N
HUGHES | TR-712-F | Y | HUGHES , TR-712-F |  |  | 4.97 | 2001-12-11 09:39 | Anjanece | 25 | 0 | N | N
JOSLYN HI-VOLTAGE CORP. | J8882 | Y | JOSLYN HI-VOLTAGE CORP. , J8882 | JEA OVERHEAD DISTRIBUTION | CSC Stores | 2.1 | 2001-12-11 09:39 | Anjanece | 25 | 0 | N | N
JOSLYN HI-VOLTAGE CORP. | J8882 | Y | JOSLYN HI-VOLTAGE CORP. , J8882 |  |  | 2.17 | 2001-12-11 09:39 | Anjanece | 25 | 0 | N | N
JOSLYN HI-VOLTAGE CORP. | J8882 | Y | JOSLYN HI-VOLTAGE CORP. , J8882 |  |  | 2.54 | 2001-12-11 09:39 | Anjanece | 25 | 0 | N | N
JOSLYN HI-VOLTAGE CORP. | J8882 | Y | JOSLYN HI-VOLTAGE CORP. , J8882 |  |  | 2.63 | 2001-12-11 09:39 | Anjanece | 25 | 0 | N | N
JOSLYN HI-VOLTAGE CORP. | J8882 | Y | JOSLYN HI-VOLTAGE CORP. , J8882 |  |  | 2.64 | 2001-12-11 09:39 | Anjanece | 25 | 0 | N | N
JOSLYN HI-VOLTAGE CORP. | J8882 | Y | JOSLYN HI-VOLTAGE CORP. , J8882 |  |  | 2.65 | 2001-12-11 09:39 | Anjanece | 25 | 0 | N | N
JOSLYN HI-VOLTAGE CORP. | J8882 | Y | JOSLYN HI-VOLTAGE CORP. , J8882 |  |  | 2.68 | 2001-12-11 09:39 | Anjanece | 25 | 0 | N | N
JOSLYN HI-VOLTAGE CORP. | J8882 | Y | JOSLYN HI-VOLTAGE CORP. , J8882 |  |  | 2.72 | 2001-12-11 09:39 | Anjanece | 25 | 0 | N | N
JOSLYN HI-VOLTAGE CORP. | J8882 | Y | JOSLYN HI-VOLTAGE CORP. , J8882 |  |  | 2.76 | 2001-12-11 09:39 | Anjanece | 25 | 0 | N | N
JOSLYN HI-VOLTAGE CORP. | J8882 | Y | JOSLYN HI-VOLTAGE CORP. , J8882 |  |  | 2.98 | 2001-12-11 09:39 | Anjanece | 25 | 0 | N | N
JOSLYN HI-VOLTAGE CORP. | J8882 | Y | JOSLYN HI-VOLTAGE CORP. , J8882 |  |  | 3.03 | 2001-12-11 09:39 | Anjanece | 25 | 0 | N | N
JOSLYN HI-VOLTAGE CORP. | J8882 | Y | JOSLYN HI-VOLTAGE CORP. , J8882 |  |  | 3.1 | 2001-12-11 09:39 | Anjanece | 25 | 0 | N | N
JOSLYN HI-VOLTAGE CORP. | J8882 | Y | JOSLYN HI-VOLTAGE CORP. , J8882 |  |  | 3.14 | 2001-12-11 09:39 | Anjanece | 25 | 0 | N | N
JOSLYN HI-VOLTAGE CORP. | J8882 | Y | JOSLYN HI-VOLTAGE CORP. , J8882 |  |  | 3.15 | 2001-12-11 09:39 | Anjanece | 25 | 0 | N | N
JOSLYN HI-VOLTAGE CORP. | J8882 | Y | JOSLYN HI-VOLTAGE CORP. , J8882 |  |  | 3.18 | 2001-12-11 09:39 | Anjanece | 25 | 0 | N | N
JOSLYN HI-VOLTAGE CORP. | J8882 | Y | JOSLYN HI-VOLTAGE CORP. , J8882 |  |  | 3.22 | 2001-12-11 09:39 | Anjanece | 25 | 0 | N | N
JOSLYN HI-VOLTAGE CORP. | J8882 | Y | JOSLYN HI-VOLTAGE CORP. , J8882 |  |  | 3.29 | 2001-12-11 09:39 | Anjanece | 25 | 0 | N | N
JOSLYN HI-VOLTAGE CORP. | J8882 | Y | JOSLYN HI-VOLTAGE CORP. , J8882 |  |  | 3.35 | 2001-12-11 09:39 | Anjanece | 25 | 0 | N | N
JOSLYN HI-VOLTAGE CORP. | J8882 | Y | JOSLYN HI-VOLTAGE CORP. , J8882 |  |  | 3.36 | 2001-12-11 09:39 | Anjanece | 25 | 0 | N | N
JOSLYN HI-VOLTAGE CORP. | J8882 | Y | JOSLYN HI-VOLTAGE CORP. , J8882 |  |  | 3.4 | 2001-12-11 09:39 | Anjanece | 25 | 0 | N | N
JOSLYN HI-VOLTAGE CORP. | J8882 | Y | JOSLYN HI-VOLTAGE CORP. , J8882 |  |  | 3.89 | 2001-12-11 09:39 | Anjanece | 25 | 0 | N | N
JOSLYN HI-VOLTAGE CORP. | J8882 | Y | JOSLYN HI-VOLTAGE CORP. , J8882 |  |  | 4.05 | 2001-12-11 09:39 | Anjanece | 25 | 0 | N | N
JOSLYN HI-VOLTAGE CORP. | J8882 | Y | JOSLYN HI-VOLTAGE CORP. , J8882 |  |  | 4.17 | 2001-12-11 09:39 | Anjanece | 25 | 0 | N | N
JOSLYN HI-VOLTAGE CORP. | J8882 | Y | JOSLYN HI-VOLTAGE CORP. , J8882 |  |  | 4.23 | 2001-12-11 09:39 | Anjanece | 25 | 0 | N | N
JOSLYN HI-VOLTAGE CORP. | J8882 | Y | JOSLYN HI-VOLTAGE CORP. , J8882 |  |  | 4.29 | 2001-12-11 09:39 | Anjanece | 25 | 0 | N | N
JOSLYN HI-VOLTAGE CORP. | J8882 | Y | JOSLYN HI-VOLTAGE CORP. , J8882 |  |  | 4.97 | 2001-12-11 09:39 | Anjanece | 25 | 0 | N | N
MC GRAW EDISON | DF3D12 | Y | MC GRAW EDISON , DF3D12 | JEA OVERHEAD DISTRIBUTION | CSC Stores | 2.1 | 2001-12-11 09:39 | Anjanece | 25 | 0 | N | N
MC GRAW EDISON | DF3D12 | Y | MC GRAW EDISON , DF3D12 |  |  | 2.17 | 2001-12-11 09:39 | Anjanece | 25 | 0 | N | N
MC GRAW EDISON | DF3D12 | Y | MC GRAW EDISON , DF3D12 |  |  | 2.54 | 2001-12-11 09:39 | Anjanece | 25 | 0 | N | N
MC GRAW EDISON | DF3D12 | Y | MC GRAW EDISON , DF3D12 |  |  | 2.63 | 2001-12-11 09:39 | Anjanece | 25 | 0 | N | N
MC GRAW EDISON | DF3D12 | Y | MC GRAW EDISON , DF3D12 |  |  | 2.64 | 2001-12-11 09:39 | Anjanece | 25 | 0 | N | N
MC GRAW EDISON | DF3D12 | Y | MC GRAW EDISON , DF3D12 |  |  | 2.65 | 2001-12-11 09:39 | Anjanece | 25 | 0 | N | N
MC GRAW EDISON | DF3D12 | Y | MC GRAW EDISON , DF3D12 |  |  | 2.68 | 2001-12-11 09:39 | Anjanece | 25 | 0 | N | N
MC GRAW EDISON | DF3D12 | Y | MC GRAW EDISON , DF3D12 |  |  | 2.72 | 2001-12-11 09:39 | Anjanece | 25 | 0 | N | N
MC GRAW EDISON | DF3D12 | Y | MC GRAW EDISON , DF3D12 |  |  | 2.76 | 2001-12-11 09:39 | Anjanece | 25 | 0 | N | N
MC GRAW EDISON | DF3D12 | Y | MC GRAW EDISON , DF3D12 |  |  | 2.98 | 2001-12-11 09:39 | Anjanece | 25 | 0 | N | N
MC GRAW EDISON | DF3D12 | Y | MC GRAW EDISON , DF3D12 |  |  | 3.03 | 2001-12-11 09:39 | Anjanece | 25 | 0 | N | N
MC GRAW EDISON | DF3D12 | Y | MC GRAW EDISON , DF3D12 |  |  | 3.1 | 2001-12-11 09:39 | Anjanece | 25 | 0 | N | N
MC GRAW EDISON | DF3D12 | Y | MC GRAW EDISON , DF3D12 |  |  | 3.14 | 2001-12-11 09:39 | Anjanece | 25 | 0 | N | N
MC GRAW EDISON | DF3D12 | Y | MC GRAW EDISON , DF3D12 |  |  | 3.15 | 2001-12-11 09:39 | Anjanece | 25 | 0 | N | N
MC GRAW EDISON | DF3D12 | Y | MC GRAW EDISON , DF3D12 |  |  | 3.18 | 2001-12-11 09:39 | Anjanece | 25 | 0 | N | N
MC GRAW EDISON | DF3D12 | Y | MC GRAW EDISON , DF3D12 |  |  | 3.22 | 2001-12-11 09:39 | Anjanece | 25 | 0 | N | N
MC GRAW EDISON | DF3D12 | Y | MC GRAW EDISON , DF3D12 |  |  | 3.29 | 2001-12-11 09:39 | Anjanece | 25 | 0 | N | N
MC GRAW EDISON | DF3D12 | Y | MC GRAW EDISON , DF3D12 |  |  | 3.35 | 2001-12-11 09:39 | Anjanece | 25 | 0 | N | N
MC GRAW EDISON | DF3D12 | Y | MC GRAW EDISON , DF3D12 |  |  | 3.36 | 2001-12-11 09:39 | Anjanece | 25 | 0 | N | N
MC GRAW EDISON | DF3D12 | Y | MC GRAW EDISON , DF3D12 |  |  | 3.4 | 2001-12-11 09:39 | Anjanece | 25 | 0 | N | N
MC GRAW EDISON | DF3D12 | Y | MC GRAW EDISON , DF3D12 |  |  | 3.89 | 2001-12-11 09:39 | Anjanece | 25 | 0 | N | N
MC GRAW EDISON | DF3D12 | Y | MC GRAW EDISON , DF3D12 |  |  | 4.05 | 2001-12-11 09:39 | Anjanece | 25 | 0 | N | N
MC GRAW EDISON | DF3D12 | Y | MC GRAW EDISON , DF3D12 |  |  | 4.17 | 2001-12-11 09:39 | Anjanece | 25 | 0 | N | N
MC GRAW EDISON | DF3D12 | Y | MC GRAW EDISON , DF3D12 |  |  | 4.23 | 2001-12-11 09:39 | Anjanece | 25 | 0 | N | N
MC GRAW EDISON | DF3D12 | Y | MC GRAW EDISON , DF3D12 |  |  | 4.29 | 2001-12-11 09:39 | Anjanece | 25 | 0 | N | N
MC GRAW EDISON | DF3D12 | Y | MC GRAW EDISON , DF3D12 |  |  | 4.97 | 2001-12-11 09:39 | Anjanece | 25 | 0 | N | N
POWERLINE HARDWARE CO. | P8882 | Y | POWERLINE HARDWARE CO. , P8882 | JEA OVERHEAD DISTRIBUTION | CSC Stores | 2.1 | 2001-12-11 09:39 | Anjanece | 25 | 0 | N | N
POWERLINE HARDWARE CO. | P8882 | Y | POWERLINE HARDWARE CO. , P8882 |  |  | 2.17 | 2001-12-11 09:39 | Anjanece | 25 | 0 | N | N
POWERLINE HARDWARE CO. | P8882 | Y | POWERLINE HARDWARE CO. , P8882 |  |  | 2.54 | 2001-12-11 09:39 | Anjanece | 25 | 0 | N | N
POWERLINE HARDWARE CO. | P8882 | Y | POWERLINE HARDWARE CO. , P8882 |  |  | 2.63 | 2001-12-11 09:39 | Anjanece | 25 | 0 | N | N
POWERLINE HARDWARE CO. | P8882 | Y | POWERLINE HARDWARE CO. , P8882 |  |  | 2.64 | 2001-12-11 09:39 | Anjanece | 25 | 0 | N | N
POWERLINE HARDWARE CO. | P8882 | Y | POWERLINE HARDWARE CO. , P8882 |  |  | 2.65 | 2001-12-11 09:39 | Anjanece | 25 | 0 | N | N
POWERLINE HARDWARE CO. | P8882 | Y | POWERLINE HARDWARE CO. , P8882 |  |  | 2.68 | 2001-12-11 09:39 | Anjanece | 25 | 0 | N | N
POWERLINE HARDWARE CO. | P8882 | Y | POWERLINE HARDWARE CO. , P8882 |  |  | 2.72 | 2001-12-11 09:39 | Anjanece | 25 | 0 | N | N
POWERLINE HARDWARE CO. | P8882 | Y | POWERLINE HARDWARE CO. , P8882 |  |  | 2.76 | 2001-12-11 09:39 | Anjanece | 25 | 0 | N | N
POWERLINE HARDWARE CO. | P8882 | Y | POWERLINE HARDWARE CO. , P8882 |  |  | 2.98 | 2001-12-11 09:39 | Anjanece | 25 | 0 | N | N
POWERLINE HARDWARE CO. | P8882 | Y | POWERLINE HARDWARE CO. , P8882 |  |  | 3.03 | 2001-12-11 09:39 | Anjanece | 25 | 0 | N | N
POWERLINE HARDWARE CO. | P8882 | Y | POWERLINE HARDWARE CO. , P8882 |  |  | 3.1 | 2001-12-11 09:39 | Anjanece | 25 | 0 | N | N
POWERLINE HARDWARE CO. | P8882 | Y | POWERLINE HARDWARE CO. , P8882 |  |  | 3.14 | 2001-12-11 09:39 | Anjanece | 25 | 0 | N | N
POWERLINE HARDWARE CO. | P8882 | Y | POWERLINE HARDWARE CO. , P8882 |  |  | 3.15 | 2001-12-11 09:39 | Anjanece | 25 | 0 | N | N
POWERLINE HARDWARE CO. | P8882 | Y | POWERLINE HARDWARE CO. , P8882 |  |  | 3.18 | 2001-12-11 09:39 | Anjanece | 25 | 0 | N | N
POWERLINE HARDWARE CO. | P8882 | Y | POWERLINE HARDWARE CO. , P8882 |  |  | 3.22 | 2001-12-11 09:39 | Anjanece | 25 | 0 | N | N
POWERLINE HARDWARE CO. | P8882 | Y | POWERLINE HARDWARE CO. , P8882 |  |  | 3.29 | 2001-12-11 09:39 | Anjanece | 25 | 0 | N | N
POWERLINE HARDWARE CO. | P8882 | Y | POWERLINE HARDWARE CO. , P8882 |  |  | 3.35 | 2001-12-11 09:39 | Anjanece | 25 | 0 | N | N
POWERLINE HARDWARE CO. | P8882 | Y | POWERLINE HARDWARE CO. , P8882 |  |  | 3.36 | 2001-12-11 09:39 | Anjanece | 25 | 0 | N | N
POWERLINE HARDWARE CO. | P8882 | Y | POWERLINE HARDWARE CO. , P8882 |  |  | 3.4 | 2001-12-11 09:39 | Anjanece | 25 | 0 | N | N
POWERLINE HARDWARE CO. | P8882 | Y | POWERLINE HARDWARE CO. , P8882 |  |  | 3.89 | 2001-12-11 09:39 | Anjanece | 25 | 0 | N | N
POWERLINE HARDWARE CO. | P8882 | Y | POWERLINE HARDWARE CO. , P8882 |  |  | 4.05 | 2001-12-11 09:39 | Anjanece | 25 | 0 | N | N
POWERLINE HARDWARE CO. | P8882 | Y | POWERLINE HARDWARE CO. , P8882 |  |  | 4.17 | 2001-12-11 09:39 | Anjanece | 25 | 0 | N | N
POWERLINE HARDWARE CO. | P8882 | Y | POWERLINE HARDWARE CO. , P8882 |  |  | 4.23 | 2001-12-11 09:39 | Anjanece | 25 | 0 | N | N
POWERLINE HARDWARE CO. | P8882 | Y | POWERLINE HARDWARE CO. , P8882 |  |  | 4.29 | 2001-12-11 09:39 | Anjanece | 25 | 0 | N | N
POWERLINE HARDWARE CO. | P8882 | Y | POWERLINE HARDWARE CO. , P8882 |  |  | 4.97 | 2001-12-11 09:39 | Anjanece | 25 | 0 | N | N
STEEL CITY | SC8882BG | Y | STEEL CITY , SC8882BG | JEA OVERHEAD DISTRIBUTION | CSC Stores | 2.1 | 2001-12-11 09:39 | Anjanece | 25 | 0 | N | N
STEEL CITY | SC8882BG | Y | STEEL CITY , SC8882BG |  |  | 2.17 | 2001-12-11 09:39 | Anjanece | 25 | 0 | N | N
STEEL CITY | SC8882BG | Y | STEEL CITY , SC8882BG |  |  | 2.54 | 2001-12-11 09:39 | Anjanece | 25 | 0 | N | N
STEEL CITY | SC8882BG | Y | STEEL CITY , SC8882BG |  |  | 2.63 | 2001-12-11 09:39 | Anjanece | 25 | 0 | N | N
STEEL CITY | SC8882BG | Y | STEEL CITY , SC8882BG |  |  | 2.64 | 2001-12-11 09:39 | Anjanece | 25 | 0 | N | N
STEEL CITY | SC8882BG | Y | STEEL CITY , SC8882BG |  |  | 2.65 | 2001-12-11 09:39 | Anjanece | 25 | 0 | N | N
STEEL CITY | SC8882BG | Y | STEEL CITY , SC8882BG |  |  | 2.68 | 2001-12-11 09:39 | Anjanece | 25 | 0 | N | N
STEEL CITY | SC8882BG | Y | STEEL CITY , SC8882BG |  |  | 2.72 | 2001-12-11 09:39 | Anjanece | 25 | 0 | N | N
STEEL CITY | SC8882BG | Y | STEEL CITY , SC8882BG |  |  | 2.76 | 2001-12-11 09:39 | Anjanece | 25 | 0 | N | N
STEEL CITY | SC8882BG | Y | STEEL CITY , SC8882BG |  |  | 2.98 | 2001-12-11 09:39 | Anjanece | 25 | 0 | N | N
STEEL CITY | SC8882BG | Y | STEEL CITY , SC8882BG |  |  | 3.03 | 2001-12-11 09:39 | Anjanece | 25 | 0 | N | N
STEEL CITY | SC8882BG | Y | STEEL CITY , SC8882BG |  |  | 3.1 | 2001-12-11 09:39 | Anjanece | 25 | 0 | N | N
STEEL CITY | SC8882BG | Y | STEEL CITY , SC8882BG |  |  | 3.14 | 2001-12-11 09:39 | Anjanece | 25 | 0 | N | N
STEEL CITY | SC8882BG | Y | STEEL CITY , SC8882BG |  |  | 3.15 | 2001-12-11 09:39 | Anjanece | 25 | 0 | N | N
STEEL CITY | SC8882BG | Y | STEEL CITY , SC8882BG |  |  | 3.18 | 2001-12-11 09:39 | Anjanece | 25 | 0 | N | N
STEEL CITY | SC8882BG | Y | STEEL CITY , SC8882BG |  |  | 3.22 | 2001-12-11 09:39 | Anjanece | 25 | 0 | N | N
STEEL CITY | SC8882BG | Y | STEEL CITY , SC8882BG |  |  | 3.29 | 2001-12-11 09:39 | Anjanece | 25 | 0 | N | N
STEEL CITY | SC8882BG | Y | STEEL CITY , SC8882BG |  |  | 3.35 | 2001-12-11 09:39 | Anjanece | 25 | 0 | N | N
STEEL CITY | SC8882BG | Y | STEEL CITY , SC8882BG |  |  | 3.36 | 2001-12-11 09:39 | Anjanece | 25 | 0 | N | N
STEEL CITY | SC8882BG | Y | STEEL CITY , SC8882BG |  |  | 3.4 | 2001-12-11 09:39 | Anjanece | 25 | 0 | N | N
STEEL CITY | SC8882BG | Y | STEEL CITY , SC8882BG |  |  | 3.89 | 2001-12-11 09:39 | Anjanece | 25 | 0 | N | N
STEEL CITY | SC8882BG | Y | STEEL CITY , SC8882BG |  |  | 4.05 | 2001-12-11 09:39 | Anjanece | 25 | 0 | N | N
STEEL CITY | SC8882BG | Y | STEEL CITY , SC8882BG |  |  | 4.17 | 2001-12-11 09:39 | Anjanece | 25 | 0 | N | N
STEEL CITY | SC8882BG | Y | STEEL CITY , SC8882BG |  |  | 4.23 | 2001-12-11 09:39 | Anjanece | 25 | 0 | N | N
STEEL CITY | SC8882BG | Y | STEEL CITY , SC8882BG |  |  | 4.29 | 2001-12-11 09:39 | Anjanece | 25 | 0 | N | N
STEEL CITY | SC8882BG | Y | STEEL CITY , SC8882BG |  |  | 4.97 | 2001-12-11 09:39 | Anjanece | 25 | 0 | N | N
THREADED FASTENERS INC. | TF8882 | Y | THREADED FASTENERS INC. , TF8882 | JEA OVERHEAD DISTRIBUTION | CSC Stores | 2.1 | 2001-12-11 09:39 | Anjanece | 25 | 0 | N | N
THREADED FASTENERS INC. | TF8882 | Y | THREADED FASTENERS INC. , TF8882 |  |  | 2.17 | 2001-12-11 09:39 | Anjanece | 25 | 0 | N | N
THREADED FASTENERS INC. | TF8882 | Y | THREADED FASTENERS INC. , TF8882 |  |  | 2.54 | 2001-12-11 09:39 | Anjanece | 25 | 0 | N | N
THREADED FASTENERS INC. | TF8882 | Y | THREADED FASTENERS INC. , TF8882 |  |  | 2.63 | 2001-12-11 09:39 | Anjanece | 25 | 0 | N | N
THREADED FASTENERS INC. | TF8882 | Y | THREADED FASTENERS INC. , TF8882 |  |  | 2.64 | 2001-12-11 09:39 | Anjanece | 25 | 0 | N | N
THREADED FASTENERS INC. | TF8882 | Y | THREADED FASTENERS INC. , TF8882 |  |  | 2.65 | 2001-12-11 09:39 | Anjanece | 25 | 0 | N | N
THREADED FASTENERS INC. | TF8882 | Y | THREADED FASTENERS INC. , TF8882 |  |  | 2.68 | 2001-12-11 09:39 | Anjanece | 25 | 0 | N | N
THREADED FASTENERS INC. | TF8882 | Y | THREADED FASTENERS INC. , TF8882 |  |  | 2.72 | 2001-12-11 09:39 | Anjanece | 25 | 0 | N | N
THREADED FASTENERS INC. | TF8882 | Y | THREADED FASTENERS INC. , TF8882 |  |  | 2.76 | 2001-12-11 09:39 | Anjanece | 25 | 0 | N | N
THREADED FASTENERS INC. | TF8882 | Y | THREADED FASTENERS INC. , TF8882 |  |  | 2.98 | 2001-12-11 09:39 | Anjanece | 25 | 0 | N | N
THREADED FASTENERS INC. | TF8882 | Y | THREADED FASTENERS INC. , TF8882 |  |  | 3.03 | 2001-12-11 09:39 | Anjanece | 25 | 0 | N | N
THREADED FASTENERS INC. | TF8882 | Y | THREADED FASTENERS INC. , TF8882 |  |  | 3.1 | 2001-12-11 09:39 | Anjanece | 25 | 0 | N | N
THREADED FASTENERS INC. | TF8882 | Y | THREADED FASTENERS INC. , TF8882 |  |  | 3.14 | 2001-12-11 09:39 | Anjanece | 25 | 0 | N | N
THREADED FASTENERS INC. | TF8882 | Y | THREADED FASTENERS INC. , TF8882 |  |  | 3.15 | 2001-12-11 09:39 | Anjanece | 25 | 0 | N | N
THREADED FASTENERS INC. | TF8882 | Y | THREADED FASTENERS INC. , TF8882 |  |  | 3.18 | 2001-12-11 09:39 | Anjanece | 25 | 0 | N | N
THREADED FASTENERS INC. | TF8882 | Y | THREADED FASTENERS INC. , TF8882 |  |  | 3.22 | 2001-12-11 09:39 | Anjanece | 25 | 0 | N | N
THREADED FASTENERS INC. | TF8882 | Y | THREADED FASTENERS INC. , TF8882 |  |  | 3.29 | 2001-12-11 09:39 | Anjanece | 25 | 0 | N | N
THREADED FASTENERS INC. | TF8882 | Y | THREADED FASTENERS INC. , TF8882 |  |  | 3.35 | 2001-12-11 09:39 | Anjanece | 25 | 0 | N | N
THREADED FASTENERS INC. | TF8882 | Y | THREADED FASTENERS INC. , TF8882 |  |  | 3.36 | 2001-12-11 09:39 | Anjanece | 25 | 0 | N | N
THREADED FASTENERS INC. | TF8882 | Y | THREADED FASTENERS INC. , TF8882 |  |  | 3.4 | 2001-12-11 09:39 | Anjanece | 25 | 0 | N | N
THREADED FASTENERS INC. | TF8882 | Y | THREADED FASTENERS INC. , TF8882 |  |  | 3.89 | 2001-12-11 09:39 | Anjanece | 25 | 0 | N | N
THREADED FASTENERS INC. | TF8882 | Y | THREADED FASTENERS INC. , TF8882 |  |  | 4.05 | 2001-12-11 09:39 | Anjanece | 25 | 0 | N | N
THREADED FASTENERS INC. | TF8882 | Y | THREADED FASTENERS INC. , TF8882 |  |  | 4.17 | 2001-12-11 09:39 | Anjanece | 25 | 0 | N | N
THREADED FASTENERS INC. | TF8882 | Y | THREADED FASTENERS INC. , TF8882 |  |  | 4.23 | 2001-12-11 09:39 | Anjanece | 25 | 0 | N | N
THREADED FASTENERS INC. | TF8882 | Y | THREADED FASTENERS INC. , TF8882 |  |  | 4.29 | 2001-12-11 09:39 | Anjanece | 25 | 0 | N | N
THREADED FASTENERS INC. | TF8882 | Y | THREADED FASTENERS INC. , TF8882 |  |  | 4.97 | 2001-12-11 09:39 | Anjanece | 25 | 0 | N | N
ALLIED BOLT, INC. | 5980 | Y | ALLIED BOLT, INC. , 5980 | JEA OVERHEAD DISTRIBUTION | CSC Stores | 2.35 | 2001-12-11 09:39 | Anjanece | 25 | 0 | N | N
ALLIED BOLT, INC. | 5980 | Y | ALLIED BOLT, INC. , 5980 |  |  | 2.38 | 2001-12-11 09:39 | Anjanece | 25 | 0 | N | N
ALLIED BOLT, INC. | 5980 | Y | ALLIED BOLT, INC. , 5980 |  |  | 2.39 | 2001-12-11 09:39 | Anjanece | 25 | 0 | N | N
ALLIED BOLT, INC. | 5980 | Y | ALLIED BOLT, INC. , 5980 |  |  | 2.87 | 2001-12-11 09:39 | Anjanece | 25 | 0 | N | N
ALLIED BOLT, INC. | 5980 | Y | ALLIED BOLT, INC. , 5980 |  |  | 2.92 | 2001-12-11 09:39 | Anjanece | 25 | 0 | N | N
ALLIED BOLT, INC. | 5980 | Y | ALLIED BOLT, INC. , 5980 |  |  | 3 | 2001-12-11 09:39 | Anjanece | 25 | 0 | N | N
ALLIED BOLT, INC. | 5980 | Y | ALLIED BOLT, INC. , 5980 |  |  | 3.11 | 2001-12-11 09:39 | Anjanece | 25 | 0 | N | N
ALLIED BOLT, INC. | 5980 | Y | ALLIED BOLT, INC. , 5980 |  |  | 3.13 | 2001-12-11 09:39 | Anjanece | 25 | 0 | N | N
ALLIED BOLT, INC. | 5980 | Y | ALLIED BOLT, INC. , 5980 |  |  | 3.34 | 2001-12-11 09:39 | Anjanece | 25 | 0 | N | N
ALLIED BOLT, INC. | 5980 | Y | ALLIED BOLT, INC. , 5980 |  |  | 3.43 | 2001-12-11 09:39 | Anjanece | 25 | 0 | N | N
ALLIED BOLT, INC. | 5980 | Y | ALLIED BOLT, INC. , 5980 |  |  | 3.87 | 2001-12-11 09:39 | Anjanece | 25 | 0 | N | N
ALLIED BOLT, INC. | 5980 | Y | ALLIED BOLT, INC. , 5980 |  |  | 3.89 | 2001-12-11 09:39 | Anjanece | 25 | 0 | N | N
ALLIED BOLT, INC. | 5980 | Y | ALLIED BOLT, INC. , 5980 |  |  | 3.94 | 2001-12-11 09:39 | Anjanece | 25 | 0 | N | N
ALLIED BOLT, INC. | 5980 | Y | ALLIED BOLT, INC. , 5980 |  |  | 3.95 | 2001-12-11 09:39 | Anjanece | 25 | 0 | N | N
ALLIED BOLT, INC. | 5980 | Y | ALLIED BOLT, INC. , 5980 |  |  | 4.04 | 2001-12-11 09:39 | Anjanece | 25 | 0 | N | N
ALLIED BOLT, INC. | 5980 | Y | ALLIED BOLT, INC. , 5980 |  |  | 4.07 | 2001-12-11 09:39 | Anjanece | 25 | 0 | N | N
ALLIED BOLT, INC. | 5980 | Y | ALLIED BOLT, INC. , 5980 |  |  | 4.08 | 2001-12-11 09:39 | Anjanece | 25 | 0 | N | N
ALLIED BOLT, INC. | 5980 | Y | ALLIED BOLT, INC. , 5980 |  |  | 4.11 | 2001-12-11 09:39 | Anjanece | 25 | 0 | N | N
ALLIED BOLT, INC. | 5980 | Y | ALLIED BOLT, INC. , 5980 |  |  | 4.13 | 2001-12-11 09:39 | Anjanece | 25 | 0 | N | N
ALLIED BOLT, INC. | 5980 | Y | ALLIED BOLT, INC. , 5980 |  |  | 4.14 | 2001-12-11 09:39 | Anjanece | 25 | 0 | N | N
ALLIED BOLT, INC. | 5980 | Y | ALLIED BOLT, INC. , 5980 |  |  | 4.18 | 2001-12-11 09:39 | Anjanece | 25 | 0 | N | N
ALLIED BOLT, INC. | 5980 | Y | ALLIED BOLT, INC. , 5980 |  |  | 4.19 | 2001-12-11 09:39 | Anjanece | 25 | 0 | N | N
ALLIED BOLT, INC. | 5980 | Y | ALLIED BOLT, INC. , 5980 |  |  | 4.2 | 2001-12-11 09:39 | Anjanece | 25 | 0 | N | N
ALLIED BOLT, INC. | 5980 | Y | ALLIED BOLT, INC. , 5980 |  |  | 4.21 | 2001-12-11 09:39 | Anjanece | 25 | 0 | N | N
ALLIED BOLT, INC. | 5980 | Y | ALLIED BOLT, INC. , 5980 |  |  | 4.22 | 2001-12-11 09:39 | Anjanece | 25 | 0 | N | N
ALLIED BOLT, INC. | 5980 | Y | ALLIED BOLT, INC. , 5980 |  |  | 4.32 | 2001-12-11 09:39 | Anjanece | 25 | 0 | N | N
ALLIED BOLT, INC. | 5980 | Y | ALLIED BOLT, INC. , 5980 |  |  | 4.44 | 2001-12-11 09:39 | Anjanece | 25 | 0 | N | N
ALLIED BOLT, INC. | 5980 | Y | ALLIED BOLT, INC. , 5980 |  |  | 4.45 | 2001-12-11 09:39 | Anjanece | 25 | 0 | N | N
ALLIED BOLT, INC. | 5980 | Y | ALLIED BOLT, INC. , 5980 |  |  | 4.89 | 2001-12-11 09:39 | Anjanece | 25 | 0 | N | N
ALLIED BOLT, INC. | 5980 | Y | ALLIED BOLT, INC. , 5980 |  | Storm Stores | 0 | 2018-04-16 10:06 | Anjanece |  | 0 | N | N
ALLIED BOLT, INC. | 5980 | Y | ALLIED BOLT, INC. , 5980 |  |  | 3.04 | 2018-04-16 10:06 | Anjanece |  | 0 | N | N
ALLIED BOLT, INC. | 5980 | Y | ALLIED BOLT, INC. , 5980 |  |  | 3.12 | 2018-04-16 10:06 | Anjanece |  | 0 | N | N
ALLIED BOLT, INC. | 5980 | Y | ALLIED BOLT, INC. , 5980 |  |  | 3.14 | 2018-04-16 10:06 | Anjanece |  | 0 | N | N
ALLIED BOLT, INC. | 5980 | Y | ALLIED BOLT, INC. , 5980 |  |  | 3.15 | 2018-04-16 10:06 | Anjanece |  | 0 | N | N
ALLIED BOLT, INC. | 5980 | Y | ALLIED BOLT, INC. , 5980 |  |  | 3.35 | 2018-04-16 10:06 | Anjanece |  | 0 | N | N
ALLIED BOLT, INC. | 5980 | Y | ALLIED BOLT, INC. , 5980 |  |  | 3.4 | 2018-04-16 10:06 | Anjanece |  | 0 | N | N
ALLIED BOLT, INC. | 5980 | Y | ALLIED BOLT, INC. , 5980 |  |  | 3.44 | 2018-04-16 10:06 | Anjanece |  | 0 | N | N
ALLIED BOLT, INC. | 5980 | Y | ALLIED BOLT, INC. , 5980 |  |  | 3.65 | 2018-04-16 10:06 | Anjanece |  | 0 | N | N
ALLIED BOLT, INC. | 5980 | Y | ALLIED BOLT, INC. , 5980 |  |  | 3.76 | 2018-04-16 10:06 | Anjanece |  | 0 | N | N
ALLIED BOLT, INC. | 5980 | Y | ALLIED BOLT, INC. , 5980 |  |  | 3.77 | 2018-04-16 10:06 | Anjanece |  | 0 | N | N
ALUMA FORM | AF8884 | Y | ALUMA FORM , AF8884 | JEA OVERHEAD DISTRIBUTION | CSC Stores | 2.35 | 2001-12-11 09:39 | Anjanece | 25 | 0 | N | N
ALUMA FORM | AF8884 | Y | ALUMA FORM , AF8884 |  |  | 2.38 | 2001-12-11 09:39 | Anjanece | 25 | 0 | N | N
ALUMA FORM | AF8884 | Y | ALUMA FORM , AF8884 |  |  | 2.39 | 2001-12-11 09:39 | Anjanece | 25 | 0 | N | N
ALUMA FORM | AF8884 | Y | ALUMA FORM , AF8884 |  |  | 2.87 | 2001-12-11 09:39 | Anjanece | 25 | 0 | N | N
ALUMA FORM | AF8884 | Y | ALUMA FORM , AF8884 |  |  | 2.92 | 2001-12-11 09:39 | Anjanece | 25 | 0 | N | N
ALUMA FORM | AF8884 | Y | ALUMA FORM , AF8884 |  |  | 3 | 2001-12-11 09:39 | Anjanece | 25 | 0 | N | N
ALUMA FORM | AF8884 | Y | ALUMA FORM , AF8884 |  |  | 3.11 | 2001-12-11 09:39 | Anjanece | 25 | 0 | N | N
ALUMA FORM | AF8884 | Y | ALUMA FORM , AF8884 |  |  | 3.13 | 2001-12-11 09:39 | Anjanece | 25 | 0 | N | N
ALUMA FORM | AF8884 | Y | ALUMA FORM , AF8884 |  |  | 3.34 | 2001-12-11 09:39 | Anjanece | 25 | 0 | N | N
ALUMA FORM | AF8884 | Y | ALUMA FORM , AF8884 |  |  | 3.43 | 2001-12-11 09:39 | Anjanece | 25 | 0 | N | N
ALUMA FORM | AF8884 | Y | ALUMA FORM , AF8884 |  |  | 3.87 | 2001-12-11 09:39 | Anjanece | 25 | 0 | N | N
ALUMA FORM | AF8884 | Y | ALUMA FORM , AF8884 |  |  | 3.89 | 2001-12-11 09:39 | Anjanece | 25 | 0 | N | N
ALUMA FORM | AF8884 | Y | ALUMA FORM , AF8884 |  |  | 3.94 | 2001-12-11 09:39 | Anjanece | 25 | 0 | N | N
ALUMA FORM | AF8884 | Y | ALUMA FORM , AF8884 |  |  | 3.95 | 2001-12-11 09:39 | Anjanece | 25 | 0 | N | N
ALUMA FORM | AF8884 | Y | ALUMA FORM , AF8884 |  |  | 4.04 | 2001-12-11 09:39 | Anjanece | 25 | 0 | N | N
ALUMA FORM | AF8884 | Y | ALUMA FORM , AF8884 |  |  | 4.07 | 2001-12-11 09:39 | Anjanece | 25 | 0 | N | N
ALUMA FORM | AF8884 | Y | ALUMA FORM , AF8884 |  |  | 4.08 | 2001-12-11 09:39 | Anjanece | 25 | 0 | N | N
ALUMA FORM | AF8884 | Y | ALUMA FORM , AF8884 |  |  | 4.11 | 2001-12-11 09:39 | Anjanece | 25 | 0 | N | N
ALUMA FORM | AF8884 | Y | ALUMA FORM , AF8884 |  |  | 4.13 | 2001-12-11 09:39 | Anjanece | 25 | 0 | N | N
ALUMA FORM | AF8884 | Y | ALUMA FORM , AF8884 |  |  | 4.14 | 2001-12-11 09:39 | Anjanece | 25 | 0 | N | N
ALUMA FORM | AF8884 | Y | ALUMA FORM , AF8884 |  |  | 4.18 | 2001-12-11 09:39 | Anjanece | 25 | 0 | N | N
ALUMA FORM | AF8884 | Y | ALUMA FORM , AF8884 |  |  | 4.19 | 2001-12-11 09:39 | Anjanece | 25 | 0 | N | N
ALUMA FORM | AF8884 | Y | ALUMA FORM , AF8884 |  |  | 4.2 | 2001-12-11 09:39 | Anjanece | 25 | 0 | N | N
ALUMA FORM | AF8884 | Y | ALUMA FORM , AF8884 |  |  | 4.21 | 2001-12-11 09:39 | Anjanece | 25 | 0 | N | N
ALUMA FORM | AF8884 | Y | ALUMA FORM , AF8884 |  |  | 4.22 | 2001-12-11 09:39 | Anjanece | 25 | 0 | N | N
ALUMA FORM | AF8884 | Y | ALUMA FORM , AF8884 |  |  | 4.32 | 2001-12-11 09:39 | Anjanece | 25 | 0 | N | N
ALUMA FORM | AF8884 | Y | ALUMA FORM , AF8884 |  |  | 4.44 | 2001-12-11 09:39 | Anjanece | 25 | 0 | N | N
ALUMA FORM | AF8884 | Y | ALUMA FORM , AF8884 |  |  | 4.45 | 2001-12-11 09:39 | Anjanece | 25 | 0 | N | N
ALUMA FORM | AF8884 | Y | ALUMA FORM , AF8884 |  |  | 4.89 | 2001-12-11 09:39 | Anjanece | 25 | 0 | N | N
ALUMA FORM | AF8884 | Y | ALUMA FORM , AF8884 |  | Storm Stores | 0 | 2018-04-16 10:06 | Anjanece |  | 0 | N | N
ALUMA FORM | AF8884 | Y | ALUMA FORM , AF8884 |  |  | 3.04 | 2018-04-16 10:06 | Anjanece |  | 0 | N | N
ALUMA FORM | AF8884 | Y | ALUMA FORM , AF8884 |  |  | 3.12 | 2018-04-16 10:06 | Anjanece |  | 0 | N | N
ALUMA FORM | AF8884 | Y | ALUMA FORM , AF8884 |  |  | 3.14 | 2018-04-16 10:06 | Anjanece |  | 0 | N | N
ALUMA FORM | AF8884 | Y | ALUMA FORM , AF8884 |  |  | 3.15 | 2018-04-16 10:06 | Anjanece |  | 0 | N | N
ALUMA FORM | AF8884 | Y | ALUMA FORM , AF8884 |  |  | 3.35 | 2018-04-16 10:06 | Anjanece |  | 0 | N | N
ALUMA FORM | AF8884 | Y | ALUMA FORM , AF8884 |  |  | 3.4 | 2018-04-16 10:06 | Anjanece |  | 0 | N | N
ALUMA FORM | AF8884 | Y | ALUMA FORM , AF8884 |  |  | 3.44 | 2018-04-16 10:06 | Anjanece |  | 0 | N | N
ALUMA FORM | AF8884 | Y | ALUMA FORM , AF8884 |  |  | 3.65 | 2018-04-16 10:06 | Anjanece |  | 0 | N | N
ALUMA FORM | AF8884 | Y | ALUMA FORM , AF8884 |  |  | 3.76 | 2018-04-16 10:06 | Anjanece |  | 0 | N | N
ALUMA FORM | AF8884 | Y | ALUMA FORM , AF8884 |  |  | 3.77 | 2018-04-16 10:06 | Anjanece |  | 0 | N | N
CHANCE | 8884 | Y | CHANCE , 8884 | JEA OVERHEAD DISTRIBUTION | CSC Stores | 2.35 | 2001-12-11 09:39 | Anjanece | 25 | 0 | N | N
CHANCE | 8884 | Y | CHANCE , 8884 |  |  | 2.38 | 2001-12-11 09:39 | Anjanece | 25 | 0 | N | N
CHANCE | 8884 | Y | CHANCE , 8884 |  |  | 2.39 | 2001-12-11 09:39 | Anjanece | 25 | 0 | N | N
CHANCE | 8884 | Y | CHANCE , 8884 |  |  | 2.87 | 2001-12-11 09:39 | Anjanece | 25 | 0 | N | N
CHANCE | 8884 | Y | CHANCE , 8884 |  |  | 2.92 | 2001-12-11 09:39 | Anjanece | 25 | 0 | N | N
CHANCE | 8884 | Y | CHANCE , 8884 |  |  | 3 | 2001-12-11 09:39 | Anjanece | 25 | 0 | N | N
CHANCE | 8884 | Y | CHANCE , 8884 |  |  | 3.11 | 2001-12-11 09:39 | Anjanece | 25 | 0 | N | N
CHANCE | 8884 | Y | CHANCE , 8884 |  |  | 3.13 | 2001-12-11 09:39 | Anjanece | 25 | 0 | N | N
CHANCE | 8884 | Y | CHANCE , 8884 |  |  | 3.34 | 2001-12-11 09:39 | Anjanece | 25 | 0 | N | N
CHANCE | 8884 | Y | CHANCE , 8884 |  |  | 3.43 | 2001-12-11 09:39 | Anjanece | 25 | 0 | N | N
CHANCE | 8884 | Y | CHANCE , 8884 |  |  | 3.87 | 2001-12-11 09:39 | Anjanece | 25 | 0 | N | N
CHANCE | 8884 | Y | CHANCE , 8884 |  |  | 3.89 | 2001-12-11 09:39 | Anjanece | 25 | 0 | N | N
CHANCE | 8884 | Y | CHANCE , 8884 |  |  | 3.94 | 2001-12-11 09:39 | Anjanece | 25 | 0 | N | N
CHANCE | 8884 | Y | CHANCE , 8884 |  |  | 3.95 | 2001-12-11 09:39 | Anjanece | 25 | 0 | N | N
CHANCE | 8884 | Y | CHANCE , 8884 |  |  | 4.04 | 2001-12-11 09:39 | Anjanece | 25 | 0 | N | N
CHANCE | 8884 | Y | CHANCE , 8884 |  |  | 4.07 | 2001-12-11 09:39 | Anjanece | 25 | 0 | N | N
CHANCE | 8884 | Y | CHANCE , 8884 |  |  | 4.08 | 2001-12-11 09:39 | Anjanece | 25 | 0 | N | N
CHANCE | 8884 | Y | CHANCE , 8884 |  |  | 4.11 | 2001-12-11 09:39 | Anjanece | 25 | 0 | N | N
CHANCE | 8884 | Y | CHANCE , 8884 |  |  | 4.13 | 2001-12-11 09:39 | Anjanece | 25 | 0 | N | N
CHANCE | 8884 | Y | CHANCE , 8884 |  |  | 4.14 | 2001-12-11 09:39 | Anjanece | 25 | 0 | N | N
CHANCE | 8884 | Y | CHANCE , 8884 |  |  | 4.18 | 2001-12-11 09:39 | Anjanece | 25 | 0 | N | N
CHANCE | 8884 | Y | CHANCE , 8884 |  |  | 4.19 | 2001-12-11 09:39 | Anjanece | 25 | 0 | N | N
CHANCE | 8884 | Y | CHANCE , 8884 |  |  | 4.2 | 2001-12-11 09:39 | Anjanece | 25 | 0 | N | N
CHANCE | 8884 | Y | CHANCE , 8884 |  |  | 4.21 | 2001-12-11 09:39 | Anjanece | 25 | 0 | N | N
CHANCE | 8884 | Y | CHANCE , 8884 |  |  | 4.22 | 2001-12-11 09:39 | Anjanece | 25 | 0 | N | N
CHANCE | 8884 | Y | CHANCE , 8884 |  |  | 4.32 | 2001-12-11 09:39 | Anjanece | 25 | 0 | N | N
CHANCE | 8884 | Y | CHANCE , 8884 |  |  | 4.44 | 2001-12-11 09:39 | Anjanece | 25 | 0 | N | N
CHANCE | 8884 | Y | CHANCE , 8884 |  |  | 4.45 | 2001-12-11 09:39 | Anjanece | 25 | 0 | N | N
CHANCE | 8884 | Y | CHANCE , 8884 |  |  | 4.89 | 2001-12-11 09:39 | Anjanece | 25 | 0 | N | N
CHANCE | 8884 | Y | CHANCE , 8884 |  | Storm Stores | 0 | 2018-04-16 10:06 | Anjanece |  | 0 | N | N
CHANCE | 8884 | Y | CHANCE , 8884 |  |  | 3.04 | 2018-04-16 10:06 | Anjanece |  | 0 | N | N
CHANCE | 8884 | Y | CHANCE , 8884 |  |  | 3.12 | 2018-04-16 10:06 | Anjanece |  | 0 | N | N
CHANCE | 8884 | Y | CHANCE , 8884 |  |  | 3.14 | 2018-04-16 10:06 | Anjanece |  | 0 | N | N
CHANCE | 8884 | Y | CHANCE , 8884 |  |  | 3.15 | 2018-04-16 10:06 | Anjanece |  | 0 | N | N
CHANCE | 8884 | Y | CHANCE , 8884 |  |  | 3.35 | 2018-04-16 10:06 | Anjanece |  | 0 | N | N
CHANCE | 8884 | Y | CHANCE , 8884 |  |  | 3.4 | 2018-04-16 10:06 | Anjanece |  | 0 | N | N
CHANCE | 8884 | Y | CHANCE , 8884 |  |  | 3.44 | 2018-04-16 10:06 | Anjanece |  | 0 | N | N
CHANCE | 8884 | Y | CHANCE , 8884 |  |  | 3.65 | 2018-04-16 10:06 | Anjanece |  | 0 | N | N
CHANCE | 8884 | Y | CHANCE , 8884 |  |  | 3.76 | 2018-04-16 10:06 | Anjanece |  | 0 | N | N
CHANCE | 8884 | Y | CHANCE , 8884 |  |  | 3.77 | 2018-04-16 10:06 | Anjanece |  | 0 | N | N
DIXIE ELECTRIC | D8884 | Y | DIXIE ELECTRIC , D8884 | JEA OVERHEAD DISTRIBUTION | CSC Stores | 2.35 | 2001-12-11 09:39 | Anjanece | 25 | 0 | N | N
DIXIE ELECTRIC | D8884 | Y | DIXIE ELECTRIC , D8884 |  |  | 2.38 | 2001-12-11 09:39 | Anjanece | 25 | 0 | N | N
DIXIE ELECTRIC | D8884 | Y | DIXIE ELECTRIC , D8884 |  |  | 2.39 | 2001-12-11 09:39 | Anjanece | 25 | 0 | N | N
DIXIE ELECTRIC | D8884 | Y | DIXIE ELECTRIC , D8884 |  |  | 2.87 | 2001-12-11 09:39 | Anjanece | 25 | 0 | N | N
DIXIE ELECTRIC | D8884 | Y | DIXIE ELECTRIC , D8884 |  |  | 2.92 | 2001-12-11 09:39 | Anjanece | 25 | 0 | N | N
DIXIE ELECTRIC | D8884 | Y | DIXIE ELECTRIC , D8884 |  |  | 3 | 2001-12-11 09:39 | Anjanece | 25 | 0 | N | N
DIXIE ELECTRIC | D8884 | Y | DIXIE ELECTRIC , D8884 |  |  | 3.11 | 2001-12-11 09:39 | Anjanece | 25 | 0 | N | N
DIXIE ELECTRIC | D8884 | Y | DIXIE ELECTRIC , D8884 |  |  | 3.13 | 2001-12-11 09:39 | Anjanece | 25 | 0 | N | N
DIXIE ELECTRIC | D8884 | Y | DIXIE ELECTRIC , D8884 |  |  | 3.34 | 2001-12-11 09:39 | Anjanece | 25 | 0 | N | N
DIXIE ELECTRIC | D8884 | Y | DIXIE ELECTRIC , D8884 |  |  | 3.43 | 2001-12-11 09:39 | Anjanece | 25 | 0 | N | N
DIXIE ELECTRIC | D8884 | Y | DIXIE ELECTRIC , D8884 |  |  | 3.87 | 2001-12-11 09:39 | Anjanece | 25 | 0 | N | N
DIXIE ELECTRIC | D8884 | Y | DIXIE ELECTRIC , D8884 |  |  | 3.89 | 2001-12-11 09:39 | Anjanece | 25 | 0 | N | N
DIXIE ELECTRIC | D8884 | Y | DIXIE ELECTRIC , D8884 |  |  | 3.94 | 2001-12-11 09:39 | Anjanece | 25 | 0 | N | N
DIXIE ELECTRIC | D8884 | Y | DIXIE ELECTRIC , D8884 |  |  | 3.95 | 2001-12-11 09:39 | Anjanece | 25 | 0 | N | N
DIXIE ELECTRIC | D8884 | Y | DIXIE ELECTRIC , D8884 |  |  | 4.04 | 2001-12-11 09:39 | Anjanece | 25 | 0 | N | N
DIXIE ELECTRIC | D8884 | Y | DIXIE ELECTRIC , D8884 |  |  | 4.07 | 2001-12-11 09:39 | Anjanece | 25 | 0 | N | N
DIXIE ELECTRIC | D8884 | Y | DIXIE ELECTRIC , D8884 |  |  | 4.08 | 2001-12-11 09:39 | Anjanece | 25 | 0 | N | N
DIXIE ELECTRIC | D8884 | Y | DIXIE ELECTRIC , D8884 |  |  | 4.11 | 2001-12-11 09:39 | Anjanece | 25 | 0 | N | N
DIXIE ELECTRIC | D8884 | Y | DIXIE ELECTRIC , D8884 |  |  | 4.13 | 2001-12-11 09:39 | Anjanece | 25 | 0 | N | N
DIXIE ELECTRIC | D8884 | Y | DIXIE ELECTRIC , D8884 |  |  | 4.14 | 2001-12-11 09:39 | Anjanece | 25 | 0 | N | N
DIXIE ELECTRIC | D8884 | Y | DIXIE ELECTRIC , D8884 |  |  | 4.18 | 2001-12-11 09:39 | Anjanece | 25 | 0 | N | N
DIXIE ELECTRIC | D8884 | Y | DIXIE ELECTRIC , D8884 |  |  | 4.19 | 2001-12-11 09:39 | Anjanece | 25 | 0 | N | N
DIXIE ELECTRIC | D8884 | Y | DIXIE ELECTRIC , D8884 |  |  | 4.2 | 2001-12-11 09:39 | Anjanece | 25 | 0 | N | N
DIXIE ELECTRIC | D8884 | Y | DIXIE ELECTRIC , D8884 |  |  | 4.21 | 2001-12-11 09:39 | Anjanece | 25 | 0 | N | N
DIXIE ELECTRIC | D8884 | Y | DIXIE ELECTRIC , D8884 |  |  | 4.22 | 2001-12-11 09:39 | Anjanece | 25 | 0 | N | N
DIXIE ELECTRIC | D8884 | Y | DIXIE ELECTRIC , D8884 |  |  | 4.32 | 2001-12-11 09:39 | Anjanece | 25 | 0 | N | N
DIXIE ELECTRIC | D8884 | Y | DIXIE ELECTRIC , D8884 |  |  | 4.44 | 2001-12-11 09:39 | Anjanece | 25 | 0 | N | N
DIXIE ELECTRIC | D8884 | Y | DIXIE ELECTRIC , D8884 |  |  | 4.45 | 2001-12-11 09:39 | Anjanece | 25 | 0 | N | N
DIXIE ELECTRIC | D8884 | Y | DIXIE ELECTRIC , D8884 |  |  | 4.89 | 2001-12-11 09:39 | Anjanece | 25 | 0 | N | N
DIXIE ELECTRIC | D8884 | Y | DIXIE ELECTRIC , D8884 |  | Storm Stores | 0 | 2018-04-16 10:06 | Anjanece |  | 0 | N | N
DIXIE ELECTRIC | D8884 | Y | DIXIE ELECTRIC , D8884 |  |  | 3.04 | 2018-04-16 10:06 | Anjanece |  | 0 | N | N
DIXIE ELECTRIC | D8884 | Y | DIXIE ELECTRIC , D8884 |  |  | 3.12 | 2018-04-16 10:06 | Anjanece |  | 0 | N | N
DIXIE ELECTRIC | D8884 | Y | DIXIE ELECTRIC , D8884 |  |  | 3.14 | 2018-04-16 10:06 | Anjanece |  | 0 | N | N
DIXIE ELECTRIC | D8884 | Y | DIXIE ELECTRIC , D8884 |  |  | 3.15 | 2018-04-16 10:06 | Anjanece |  | 0 | N | N
DIXIE ELECTRIC | D8884 | Y | DIXIE ELECTRIC , D8884 |  |  | 3.35 | 2018-04-16 10:06 | Anjanece |  | 0 | N | N
DIXIE ELECTRIC | D8884 | Y | DIXIE ELECTRIC , D8884 |  |  | 3.4 | 2018-04-16 10:06 | Anjanece |  | 0 | N | N
DIXIE ELECTRIC | D8884 | Y | DIXIE ELECTRIC , D8884 |  |  | 3.44 | 2018-04-16 10:06 | Anjanece |  | 0 | N | N
DIXIE ELECTRIC | D8884 | Y | DIXIE ELECTRIC , D8884 |  |  | 3.65 | 2018-04-16 10:06 | Anjanece |  | 0 | N | N
DIXIE ELECTRIC | D8884 | Y | DIXIE ELECTRIC , D8884 |  |  | 3.76 | 2018-04-16 10:06 | Anjanece |  | 0 | N | N
DIXIE ELECTRIC | D8884 | Y | DIXIE ELECTRIC , D8884 |  |  | 3.77 | 2018-04-16 10:06 | Anjanece |  | 0 | N | N
FLORIDA WIRE AND CABLE | FW8884 | Y | FLORIDA WIRE AND CABLE , FW8884 | JEA OVERHEAD DISTRIBUTION | CSC Stores | 2.35 | 2001-12-11 09:39 | Anjanece | 25 | 0 | N | N
FLORIDA WIRE AND CABLE | FW8884 | Y | FLORIDA WIRE AND CABLE , FW8884 |  |  | 2.38 | 2001-12-11 09:39 | Anjanece | 25 | 0 | N | N
FLORIDA WIRE AND CABLE | FW8884 | Y | FLORIDA WIRE AND CABLE , FW8884 |  |  | 2.39 | 2001-12-11 09:39 | Anjanece | 25 | 0 | N | N
FLORIDA WIRE AND CABLE | FW8884 | Y | FLORIDA WIRE AND CABLE , FW8884 |  |  | 2.87 | 2001-12-11 09:39 | Anjanece | 25 | 0 | N | N
FLORIDA WIRE AND CABLE | FW8884 | Y | FLORIDA WIRE AND CABLE , FW8884 |  |  | 2.92 | 2001-12-11 09:39 | Anjanece | 25 | 0 | N | N
FLORIDA WIRE AND CABLE | FW8884 | Y | FLORIDA WIRE AND CABLE , FW8884 |  |  | 3 | 2001-12-11 09:39 | Anjanece | 25 | 0 | N | N
FLORIDA WIRE AND CABLE | FW8884 | Y | FLORIDA WIRE AND CABLE , FW8884 |  |  | 3.11 | 2001-12-11 09:39 | Anjanece | 25 | 0 | N | N
FLORIDA WIRE AND CABLE | FW8884 | Y | FLORIDA WIRE AND CABLE , FW8884 |  |  | 3.13 | 2001-12-11 09:39 | Anjanece | 25 | 0 | N | N
FLORIDA WIRE AND CABLE | FW8884 | Y | FLORIDA WIRE AND CABLE , FW8884 |  |  | 3.34 | 2001-12-11 09:39 | Anjanece | 25 | 0 | N | N
FLORIDA WIRE AND CABLE | FW8884 | Y | FLORIDA WIRE AND CABLE , FW8884 |  |  | 3.43 | 2001-12-11 09:39 | Anjanece | 25 | 0 | N | N
FLORIDA WIRE AND CABLE | FW8884 | Y | FLORIDA WIRE AND CABLE , FW8884 |  |  | 3.87 | 2001-12-11 09:39 | Anjanece | 25 | 0 | N | N
FLORIDA WIRE AND CABLE | FW8884 | Y | FLORIDA WIRE AND CABLE , FW8884 |  |  | 3.89 | 2001-12-11 09:39 | Anjanece | 25 | 0 | N | N
FLORIDA WIRE AND CABLE | FW8884 | Y | FLORIDA WIRE AND CABLE , FW8884 |  |  | 3.94 | 2001-12-11 09:39 | Anjanece | 25 | 0 | N | N
FLORIDA WIRE AND CABLE | FW8884 | Y | FLORIDA WIRE AND CABLE , FW8884 |  |  | 3.95 | 2001-12-11 09:39 | Anjanece | 25 | 0 | N | N
FLORIDA WIRE AND CABLE | FW8884 | Y | FLORIDA WIRE AND CABLE , FW8884 |  |  | 4.04 | 2001-12-11 09:39 | Anjanece | 25 | 0 | N | N
FLORIDA WIRE AND CABLE | FW8884 | Y | FLORIDA WIRE AND CABLE , FW8884 |  |  | 4.07 | 2001-12-11 09:39 | Anjanece | 25 | 0 | N | N
FLORIDA WIRE AND CABLE | FW8884 | Y | FLORIDA WIRE AND CABLE , FW8884 |  |  | 4.08 | 2001-12-11 09:39 | Anjanece | 25 | 0 | N | N
FLORIDA WIRE AND CABLE | FW8884 | Y | FLORIDA WIRE AND CABLE , FW8884 |  |  | 4.11 | 2001-12-11 09:39 | Anjanece | 25 | 0 | N | N
FLORIDA WIRE AND CABLE | FW8884 | Y | FLORIDA WIRE AND CABLE , FW8884 |  |  | 4.13 | 2001-12-11 09:39 | Anjanece | 25 | 0 | N | N
FLORIDA WIRE AND CABLE | FW8884 | Y | FLORIDA WIRE AND CABLE , FW8884 |  |  | 4.14 | 2001-12-11 09:39 | Anjanece | 25 | 0 | N | N
FLORIDA WIRE AND CABLE | FW8884 | Y | FLORIDA WIRE AND CABLE , FW8884 |  |  | 4.18 | 2001-12-11 09:39 | Anjanece | 25 | 0 | N | N
FLORIDA WIRE AND CABLE | FW8884 | Y | FLORIDA WIRE AND CABLE , FW8884 |  |  | 4.19 | 2001-12-11 09:39 | Anjanece | 25 | 0 | N | N
FLORIDA WIRE AND CABLE | FW8884 | Y | FLORIDA WIRE AND CABLE , FW8884 |  |  | 4.2 | 2001-12-11 09:39 | Anjanece | 25 | 0 | N | N
FLORIDA WIRE AND CABLE | FW8884 | Y | FLORIDA WIRE AND CABLE , FW8884 |  |  | 4.21 | 2001-12-11 09:39 | Anjanece | 25 | 0 | N | N
FLORIDA WIRE AND CABLE | FW8884 | Y | FLORIDA WIRE AND CABLE , FW8884 |  |  | 4.22 | 2001-12-11 09:39 | Anjanece | 25 | 0 | N | N
FLORIDA WIRE AND CABLE | FW8884 | Y | FLORIDA WIRE AND CABLE , FW8884 |  |  | 4.32 | 2001-12-11 09:39 | Anjanece | 25 | 0 | N | N
FLORIDA WIRE AND CABLE | FW8884 | Y | FLORIDA WIRE AND CABLE , FW8884 |  |  | 4.44 | 2001-12-11 09:39 | Anjanece | 25 | 0 | N | N
FLORIDA WIRE AND CABLE | FW8884 | Y | FLORIDA WIRE AND CABLE , FW8884 |  |  | 4.45 | 2001-12-11 09:39 | Anjanece | 25 | 0 | N | N
FLORIDA WIRE AND CABLE | FW8884 | Y | FLORIDA WIRE AND CABLE , FW8884 |  |  | 4.89 | 2001-12-11 09:39 | Anjanece | 25 | 0 | N | N
FLORIDA WIRE AND CABLE | FW8884 | Y | FLORIDA WIRE AND CABLE , FW8884 |  | Storm Stores | 0 | 2018-04-16 10:06 | Anjanece |  | 0 | N | N
FLORIDA WIRE AND CABLE | FW8884 | Y | FLORIDA WIRE AND CABLE , FW8884 |  |  | 3.04 | 2018-04-16 10:06 | Anjanece |  | 0 | N | N
FLORIDA WIRE AND CABLE | FW8884 | Y | FLORIDA WIRE AND CABLE , FW8884 |  |  | 3.12 | 2018-04-16 10:06 | Anjanece |  | 0 | N | N
FLORIDA WIRE AND CABLE | FW8884 | Y | FLORIDA WIRE AND CABLE , FW8884 |  |  | 3.14 | 2018-04-16 10:06 | Anjanece |  | 0 | N | N
FLORIDA WIRE AND CABLE | FW8884 | Y | FLORIDA WIRE AND CABLE , FW8884 |  |  | 3.15 | 2018-04-16 10:06 | Anjanece |  | 0 | N | N
FLORIDA WIRE AND CABLE | FW8884 | Y | FLORIDA WIRE AND CABLE , FW8884 |  |  | 3.35 | 2018-04-16 10:06 | Anjanece |  | 0 | N | N
FLORIDA WIRE AND CABLE | FW8884 | Y | FLORIDA WIRE AND CABLE , FW8884 |  |  | 3.4 | 2018-04-16 10:06 | Anjanece |  | 0 | N | N
FLORIDA WIRE AND CABLE | FW8884 | Y | FLORIDA WIRE AND CABLE , FW8884 |  |  | 3.44 | 2018-04-16 10:06 | Anjanece |  | 0 | N | N
FLORIDA WIRE AND CABLE | FW8884 | Y | FLORIDA WIRE AND CABLE , FW8884 |  |  | 3.65 | 2018-04-16 10:06 | Anjanece |  | 0 | N | N
FLORIDA WIRE AND CABLE | FW8884 | Y | FLORIDA WIRE AND CABLE , FW8884 |  |  | 3.76 | 2018-04-16 10:06 | Anjanece |  | 0 | N | N
FLORIDA WIRE AND CABLE | FW8884 | Y | FLORIDA WIRE AND CABLE , FW8884 |  |  | 3.77 | 2018-04-16 10:06 | Anjanece |  | 0 | N | N
HUGHES | TR-714-F | Y | HUGHES , TR-714-F | JEA OVERHEAD DISTRIBUTION | CSC Stores | 2.35 | 2001-12-11 09:39 | Anjanece | 25 | 0 | N | N
HUGHES | TR-714-F | Y | HUGHES , TR-714-F |  |  | 2.38 | 2001-12-11 09:39 | Anjanece | 25 | 0 | N | N
HUGHES | TR-714-F | Y | HUGHES , TR-714-F |  |  | 2.39 | 2001-12-11 09:39 | Anjanece | 25 | 0 | N | N
HUGHES | TR-714-F | Y | HUGHES , TR-714-F |  |  | 2.87 | 2001-12-11 09:39 | Anjanece | 25 | 0 | N | N
HUGHES | TR-714-F | Y | HUGHES , TR-714-F |  |  | 2.92 | 2001-12-11 09:39 | Anjanece | 25 | 0 | N | N
HUGHES | TR-714-F | Y | HUGHES , TR-714-F |  |  | 3 | 2001-12-11 09:39 | Anjanece | 25 | 0 | N | N
HUGHES | TR-714-F | Y | HUGHES , TR-714-F |  |  | 3.11 | 2001-12-11 09:39 | Anjanece | 25 | 0 | N | N
HUGHES | TR-714-F | Y | HUGHES , TR-714-F |  |  | 3.13 | 2001-12-11 09:39 | Anjanece | 25 | 0 | N | N
HUGHES | TR-714-F | Y | HUGHES , TR-714-F |  |  | 3.34 | 2001-12-11 09:39 | Anjanece | 25 | 0 | N | N
HUGHES | TR-714-F | Y | HUGHES , TR-714-F |  |  | 3.43 | 2001-12-11 09:39 | Anjanece | 25 | 0 | N | N
HUGHES | TR-714-F | Y | HUGHES , TR-714-F |  |  | 3.87 | 2001-12-11 09:39 | Anjanece | 25 | 0 | N | N
HUGHES | TR-714-F | Y | HUGHES , TR-714-F |  |  | 3.89 | 2001-12-11 09:39 | Anjanece | 25 | 0 | N | N
HUGHES | TR-714-F | Y | HUGHES , TR-714-F |  |  | 3.94 | 2001-12-11 09:39 | Anjanece | 25 | 0 | N | N
HUGHES | TR-714-F | Y | HUGHES , TR-714-F |  |  | 3.95 | 2001-12-11 09:39 | Anjanece | 25 | 0 | N | N
HUGHES | TR-714-F | Y | HUGHES , TR-714-F |  |  | 4.04 | 2001-12-11 09:39 | Anjanece | 25 | 0 | N | N
HUGHES | TR-714-F | Y | HUGHES , TR-714-F |  |  | 4.07 | 2001-12-11 09:39 | Anjanece | 25 | 0 | N | N
HUGHES | TR-714-F | Y | HUGHES , TR-714-F |  |  | 4.08 | 2001-12-11 09:39 | Anjanece | 25 | 0 | N | N
HUGHES | TR-714-F | Y | HUGHES , TR-714-F |  |  | 4.11 | 2001-12-11 09:39 | Anjanece | 25 | 0 | N | N
HUGHES | TR-714-F | Y | HUGHES , TR-714-F |  |  | 4.13 | 2001-12-11 09:39 | Anjanece | 25 | 0 | N | N
HUGHES | TR-714-F | Y | HUGHES , TR-714-F |  |  | 4.14 | 2001-12-11 09:39 | Anjanece | 25 | 0 | N | N
HUGHES | TR-714-F | Y | HUGHES , TR-714-F |  |  | 4.18 | 2001-12-11 09:39 | Anjanece | 25 | 0 | N | N
HUGHES | TR-714-F | Y | HUGHES , TR-714-F |  |  | 4.19 | 2001-12-11 09:39 | Anjanece | 25 | 0 | N | N
HUGHES | TR-714-F | Y | HUGHES , TR-714-F |  |  | 4.2 | 2001-12-11 09:39 | Anjanece | 25 | 0 | N | N
HUGHES | TR-714-F | Y | HUGHES , TR-714-F |  |  | 4.21 | 2001-12-11 09:39 | Anjanece | 25 | 0 | N | N
HUGHES | TR-714-F | Y | HUGHES , TR-714-F |  |  | 4.22 | 2001-12-11 09:39 | Anjanece | 25 | 0 | N | N
HUGHES | TR-714-F | Y | HUGHES , TR-714-F |  |  | 4.32 | 2001-12-11 09:39 | Anjanece | 25 | 0 | N | N
HUGHES | TR-714-F | Y | HUGHES , TR-714-F |  |  | 4.44 | 2001-12-11 09:39 | Anjanece | 25 | 0 | N | N
HUGHES | TR-714-F | Y | HUGHES , TR-714-F |  |  | 4.45 | 2001-12-11 09:39 | Anjanece | 25 | 0 | N | N
HUGHES | TR-714-F | Y | HUGHES , TR-714-F |  |  | 4.89 | 2001-12-11 09:39 | Anjanece | 25 | 0 | N | N
HUGHES | TR-714-F | Y | HUGHES , TR-714-F |  | Storm Stores | 0 | 2018-04-16 10:06 | Anjanece |  | 0 | N | N
HUGHES | TR-714-F | Y | HUGHES , TR-714-F |  |  | 3.04 | 2018-04-16 10:06 | Anjanece |  | 0 | N | N
HUGHES | TR-714-F | Y | HUGHES , TR-714-F |  |  | 3.12 | 2018-04-16 10:06 | Anjanece |  | 0 | N | N
HUGHES | TR-714-F | Y | HUGHES , TR-714-F |  |  | 3.14 | 2018-04-16 10:06 | Anjanece |  | 0 | N | N
HUGHES | TR-714-F | Y | HUGHES , TR-714-F |  |  | 3.15 | 2018-04-16 10:06 | Anjanece |  | 0 | N | N
HUGHES | TR-714-F | Y | HUGHES , TR-714-F |  |  | 3.35 | 2018-04-16 10:06 | Anjanece |  | 0 | N | N
HUGHES | TR-714-F | Y | HUGHES , TR-714-F |  |  | 3.4 | 2018-04-16 10:06 | Anjanece |  | 0 | N | N
HUGHES | TR-714-F | Y | HUGHES , TR-714-F |  |  | 3.44 | 2018-04-16 10:06 | Anjanece |  | 0 | N | N
HUGHES | TR-714-F | Y | HUGHES , TR-714-F |  |  | 3.65 | 2018-04-16 10:06 | Anjanece |  | 0 | N | N
HUGHES | TR-714-F | Y | HUGHES , TR-714-F |  |  | 3.76 | 2018-04-16 10:06 | Anjanece |  | 0 | N | N
HUGHES | TR-714-F | Y | HUGHES , TR-714-F |  |  | 3.77 | 2018-04-16 10:06 | Anjanece |  | 0 | N | N
JOSLYN HI-VOLTAGE CORP. | J8884 | Y | JOSLYN HI-VOLTAGE CORP. , J8884 | JEA OVERHEAD DISTRIBUTION | CSC Stores | 2.35 | 2001-12-11 09:39 | Anjanece | 25 | 0 | N | N
JOSLYN HI-VOLTAGE CORP. | J8884 | Y | JOSLYN HI-VOLTAGE CORP. , J8884 |  |  | 2.38 | 2001-12-11 09:39 | Anjanece | 25 | 0 | N | N
JOSLYN HI-VOLTAGE CORP. | J8884 | Y | JOSLYN HI-VOLTAGE CORP. , J8884 |  |  | 2.39 | 2001-12-11 09:39 | Anjanece | 25 | 0 | N | N
JOSLYN HI-VOLTAGE CORP. | J8884 | Y | JOSLYN HI-VOLTAGE CORP. , J8884 |  |  | 2.87 | 2001-12-11 09:39 | Anjanece | 25 | 0 | N | N
JOSLYN HI-VOLTAGE CORP. | J8884 | Y | JOSLYN HI-VOLTAGE CORP. , J8884 |  |  | 2.92 | 2001-12-11 09:39 | Anjanece | 25 | 0 | N | N
JOSLYN HI-VOLTAGE CORP. | J8884 | Y | JOSLYN HI-VOLTAGE CORP. , J8884 |  |  | 3 | 2001-12-11 09:39 | Anjanece | 25 | 0 | N | N
JOSLYN HI-VOLTAGE CORP. | J8884 | Y | JOSLYN HI-VOLTAGE CORP. , J8884 |  |  | 3.11 | 2001-12-11 09:39 | Anjanece | 25 | 0 | N | N
JOSLYN HI-VOLTAGE CORP. | J8884 | Y | JOSLYN HI-VOLTAGE CORP. , J8884 |  |  | 3.13 | 2001-12-11 09:39 | Anjanece | 25 | 0 | N | N
JOSLYN HI-VOLTAGE CORP. | J8884 | Y | JOSLYN HI-VOLTAGE CORP. , J8884 |  |  | 3.34 | 2001-12-11 09:39 | Anjanece | 25 | 0 | N | N
JOSLYN HI-VOLTAGE CORP. | J8884 | Y | JOSLYN HI-VOLTAGE CORP. , J8884 |  |  | 3.43 | 2001-12-11 09:39 | Anjanece | 25 | 0 | N | N
JOSLYN HI-VOLTAGE CORP. | J8884 | Y | JOSLYN HI-VOLTAGE CORP. , J8884 |  |  | 3.87 | 2001-12-11 09:39 | Anjanece | 25 | 0 | N | N
JOSLYN HI-VOLTAGE CORP. | J8884 | Y | JOSLYN HI-VOLTAGE CORP. , J8884 |  |  | 3.89 | 2001-12-11 09:39 | Anjanece | 25 | 0 | N | N
JOSLYN HI-VOLTAGE CORP. | J8884 | Y | JOSLYN HI-VOLTAGE CORP. , J8884 |  |  | 3.94 | 2001-12-11 09:39 | Anjanece | 25 | 0 | N | N
JOSLYN HI-VOLTAGE CORP. | J8884 | Y | JOSLYN HI-VOLTAGE CORP. , J8884 |  |  | 3.95 | 2001-12-11 09:39 | Anjanece | 25 | 0 | N | N
JOSLYN HI-VOLTAGE CORP. | J8884 | Y | JOSLYN HI-VOLTAGE CORP. , J8884 |  |  | 4.04 | 2001-12-11 09:39 | Anjanece | 25 | 0 | N | N
JOSLYN HI-VOLTAGE CORP. | J8884 | Y | JOSLYN HI-VOLTAGE CORP. , J8884 |  |  | 4.07 | 2001-12-11 09:39 | Anjanece | 25 | 0 | N | N
JOSLYN HI-VOLTAGE CORP. | J8884 | Y | JOSLYN HI-VOLTAGE CORP. , J8884 |  |  | 4.08 | 2001-12-11 09:39 | Anjanece | 25 | 0 | N | N
JOSLYN HI-VOLTAGE CORP. | J8884 | Y | JOSLYN HI-VOLTAGE CORP. , J8884 |  |  | 4.11 | 2001-12-11 09:39 | Anjanece | 25 | 0 | N | N
JOSLYN HI-VOLTAGE CORP. | J8884 | Y | JOSLYN HI-VOLTAGE CORP. , J8884 |  |  | 4.13 | 2001-12-11 09:39 | Anjanece | 25 | 0 | N | N
JOSLYN HI-VOLTAGE CORP. | J8884 | Y | JOSLYN HI-VOLTAGE CORP. , J8884 |  |  | 4.14 | 2001-12-11 09:39 | Anjanece | 25 | 0 | N | N
JOSLYN HI-VOLTAGE CORP. | J8884 | Y | JOSLYN HI-VOLTAGE CORP. , J8884 |  |  | 4.18 | 2001-12-11 09:39 | Anjanece | 25 | 0 | N | N
JOSLYN HI-VOLTAGE CORP. | J8884 | Y | JOSLYN HI-VOLTAGE CORP. , J8884 |  |  | 4.19 | 2001-12-11 09:39 | Anjanece | 25 | 0 | N | N
JOSLYN HI-VOLTAGE CORP. | J8884 | Y | JOSLYN HI-VOLTAGE CORP. , J8884 |  |  | 4.2 | 2001-12-11 09:39 | Anjanece | 25 | 0 | N | N
JOSLYN HI-VOLTAGE CORP. | J8884 | Y | JOSLYN HI-VOLTAGE CORP. , J8884 |  |  | 4.21 | 2001-12-11 09:39 | Anjanece | 25 | 0 | N | N
JOSLYN HI-VOLTAGE CORP. | J8884 | Y | JOSLYN HI-VOLTAGE CORP. , J8884 |  |  | 4.22 | 2001-12-11 09:39 | Anjanece | 25 | 0 | N | N
JOSLYN HI-VOLTAGE CORP. | J8884 | Y | JOSLYN HI-VOLTAGE CORP. , J8884 |  |  | 4.32 | 2001-12-11 09:39 | Anjanece | 25 | 0 | N | N
JOSLYN HI-VOLTAGE CORP. | J8884 | Y | JOSLYN HI-VOLTAGE CORP. , J8884 |  |  | 4.44 | 2001-12-11 09:39 | Anjanece | 25 | 0 | N | N
JOSLYN HI-VOLTAGE CORP. | J8884 | Y | JOSLYN HI-VOLTAGE CORP. , J8884 |  |  | 4.45 | 2001-12-11 09:39 | Anjanece | 25 | 0 | N | N
JOSLYN HI-VOLTAGE CORP. | J8884 | Y | JOSLYN HI-VOLTAGE CORP. , J8884 |  |  | 4.89 | 2001-12-11 09:39 | Anjanece | 25 | 0 | N | N
JOSLYN HI-VOLTAGE CORP. | J8884 | Y | JOSLYN HI-VOLTAGE CORP. , J8884 |  | Storm Stores | 0 | 2018-04-16 10:06 | Anjanece |  | 0 | N | N
JOSLYN HI-VOLTAGE CORP. | J8884 | Y | JOSLYN HI-VOLTAGE CORP. , J8884 |  |  | 3.04 | 2018-04-16 10:06 | Anjanece |  | 0 | N | N
JOSLYN HI-VOLTAGE CORP. | J8884 | Y | JOSLYN HI-VOLTAGE CORP. , J8884 |  |  | 3.12 | 2018-04-16 10:06 | Anjanece |  | 0 | N | N
JOSLYN HI-VOLTAGE CORP. | J8884 | Y | JOSLYN HI-VOLTAGE CORP. , J8884 |  |  | 3.14 | 2018-04-16 10:06 | Anjanece |  | 0 | N | N
JOSLYN HI-VOLTAGE CORP. | J8884 | Y | JOSLYN HI-VOLTAGE CORP. , J8884 |  |  | 3.15 | 2018-04-16 10:06 | Anjanece |  | 0 | N | N
JOSLYN HI-VOLTAGE CORP. | J8884 | Y | JOSLYN HI-VOLTAGE CORP. , J8884 |  |  | 3.35 | 2018-04-16 10:06 | Anjanece |  | 0 | N | N
JOSLYN HI-VOLTAGE CORP. | J8884 | Y | JOSLYN HI-VOLTAGE CORP. , J8884 |  |  | 3.4 | 2018-04-16 10:06 | Anjanece |  | 0 | N | N
JOSLYN HI-VOLTAGE CORP. | J8884 | Y | JOSLYN HI-VOLTAGE CORP. , J8884 |  |  | 3.44 | 2018-04-16 10:06 | Anjanece |  | 0 | N | N
JOSLYN HI-VOLTAGE CORP. | J8884 | Y | JOSLYN HI-VOLTAGE CORP. , J8884 |  |  | 3.65 | 2018-04-16 10:06 | Anjanece |  | 0 | N | N
JOSLYN HI-VOLTAGE CORP. | J8884 | Y | JOSLYN HI-VOLTAGE CORP. , J8884 |  |  | 3.76 | 2018-04-16 10:06 | Anjanece |  | 0 | N | N
JOSLYN HI-VOLTAGE CORP. | J8884 | Y | JOSLYN HI-VOLTAGE CORP. , J8884 |  |  | 3.77 | 2018-04-16 10:06 | Anjanece |  | 0 | N | N
MC GRAW EDISON | DF3D14 | Y | MC GRAW EDISON , DF3D14 | JEA OVERHEAD DISTRIBUTION | CSC Stores | 2.35 | 2001-12-11 09:39 | Anjanece | 25 | 0 | N | N
MC GRAW EDISON | DF3D14 | Y | MC GRAW EDISON , DF3D14 |  |  | 2.38 | 2001-12-11 09:39 | Anjanece | 25 | 0 | N | N
MC GRAW EDISON | DF3D14 | Y | MC GRAW EDISON , DF3D14 |  |  | 2.39 | 2001-12-11 09:39 | Anjanece | 25 | 0 | N | N
MC GRAW EDISON | DF3D14 | Y | MC GRAW EDISON , DF3D14 |  |  | 2.87 | 2001-12-11 09:39 | Anjanece | 25 | 0 | N | N
MC GRAW EDISON | DF3D14 | Y | MC GRAW EDISON , DF3D14 |  |  | 2.92 | 2001-12-11 09:39 | Anjanece | 25 | 0 | N | N
MC GRAW EDISON | DF3D14 | Y | MC GRAW EDISON , DF3D14 |  |  | 3 | 2001-12-11 09:39 | Anjanece | 25 | 0 | N | N
MC GRAW EDISON | DF3D14 | Y | MC GRAW EDISON , DF3D14 |  |  | 3.11 | 2001-12-11 09:39 | Anjanece | 25 | 0 | N | N
MC GRAW EDISON | DF3D14 | Y | MC GRAW EDISON , DF3D14 |  |  | 3.13 | 2001-12-11 09:39 | Anjanece | 25 | 0 | N | N
MC GRAW EDISON | DF3D14 | Y | MC GRAW EDISON , DF3D14 |  |  | 3.34 | 2001-12-11 09:39 | Anjanece | 25 | 0 | N | N
MC GRAW EDISON | DF3D14 | Y | MC GRAW EDISON , DF3D14 |  |  | 3.43 | 2001-12-11 09:39 | Anjanece | 25 | 0 | N | N
MC GRAW EDISON | DF3D14 | Y | MC GRAW EDISON , DF3D14 |  |  | 3.87 | 2001-12-11 09:39 | Anjanece | 25 | 0 | N | N
MC GRAW EDISON | DF3D14 | Y | MC GRAW EDISON , DF3D14 |  |  | 3.89 | 2001-12-11 09:39 | Anjanece | 25 | 0 | N | N
MC GRAW EDISON | DF3D14 | Y | MC GRAW EDISON , DF3D14 |  |  | 3.94 | 2001-12-11 09:39 | Anjanece | 25 | 0 | N | N
MC GRAW EDISON | DF3D14 | Y | MC GRAW EDISON , DF3D14 |  |  | 3.95 | 2001-12-11 09:39 | Anjanece | 25 | 0 | N | N
MC GRAW EDISON | DF3D14 | Y | MC GRAW EDISON , DF3D14 |  |  | 4.04 | 2001-12-11 09:39 | Anjanece | 25 | 0 | N | N
MC GRAW EDISON | DF3D14 | Y | MC GRAW EDISON , DF3D14 |  |  | 4.07 | 2001-12-11 09:39 | Anjanece | 25 | 0 | N | N
MC GRAW EDISON | DF3D14 | Y | MC GRAW EDISON , DF3D14 |  |  | 4.08 | 2001-12-11 09:39 | Anjanece | 25 | 0 | N | N
MC GRAW EDISON | DF3D14 | Y | MC GRAW EDISON , DF3D14 |  |  | 4.11 | 2001-12-11 09:39 | Anjanece | 25 | 0 | N | N
MC GRAW EDISON | DF3D14 | Y | MC GRAW EDISON , DF3D14 |  |  | 4.13 | 2001-12-11 09:39 | Anjanece | 25 | 0 | N | N
MC GRAW EDISON | DF3D14 | Y | MC GRAW EDISON , DF3D14 |  |  | 4.14 | 2001-12-11 09:39 | Anjanece | 25 | 0 | N | N
MC GRAW EDISON | DF3D14 | Y | MC GRAW EDISON , DF3D14 |  |  | 4.18 | 2001-12-11 09:39 | Anjanece | 25 | 0 | N | N
MC GRAW EDISON | DF3D14 | Y | MC GRAW EDISON , DF3D14 |  |  | 4.19 | 2001-12-11 09:39 | Anjanece | 25 | 0 | N | N
MC GRAW EDISON | DF3D14 | Y | MC GRAW EDISON , DF3D14 |  |  | 4.2 | 2001-12-11 09:39 | Anjanece | 25 | 0 | N | N
MC GRAW EDISON | DF3D14 | Y | MC GRAW EDISON , DF3D14 |  |  | 4.21 | 2001-12-11 09:39 | Anjanece | 25 | 0 | N | N
MC GRAW EDISON | DF3D14 | Y | MC GRAW EDISON , DF3D14 |  |  | 4.22 | 2001-12-11 09:39 | Anjanece | 25 | 0 | N | N
MC GRAW EDISON | DF3D14 | Y | MC GRAW EDISON , DF3D14 |  |  | 4.32 | 2001-12-11 09:39 | Anjanece | 25 | 0 | N | N
MC GRAW EDISON | DF3D14 | Y | MC GRAW EDISON , DF3D14 |  |  | 4.44 | 2001-12-11 09:39 | Anjanece | 25 | 0 | N | N
MC GRAW EDISON | DF3D14 | Y | MC GRAW EDISON , DF3D14 |  |  | 4.45 | 2001-12-11 09:39 | Anjanece | 25 | 0 | N | N
MC GRAW EDISON | DF3D14 | Y | MC GRAW EDISON , DF3D14 |  |  | 4.89 | 2001-12-11 09:39 | Anjanece | 25 | 0 | N | N
MC GRAW EDISON | DF3D14 | Y | MC GRAW EDISON , DF3D14 |  | Storm Stores | 0 | 2018-04-16 10:06 | Anjanece |  | 0 | N | N
MC GRAW EDISON | DF3D14 | Y | MC GRAW EDISON , DF3D14 |  |  | 3.04 | 2018-04-16 10:06 | Anjanece |  | 0 | N | N
MC GRAW EDISON | DF3D14 | Y | MC GRAW EDISON , DF3D14 |  |  | 3.12 | 2018-04-16 10:06 | Anjanece |  | 0 | N | N
MC GRAW EDISON | DF3D14 | Y | MC GRAW EDISON , DF3D14 |  |  | 3.14 | 2018-04-16 10:06 | Anjanece |  | 0 | N | N
MC GRAW EDISON | DF3D14 | Y | MC GRAW EDISON , DF3D14 |  |  | 3.15 | 2018-04-16 10:06 | Anjanece |  | 0 | N | N
MC GRAW EDISON | DF3D14 | Y | MC GRAW EDISON , DF3D14 |  |  | 3.35 | 2018-04-16 10:06 | Anjanece |  | 0 | N | N
MC GRAW EDISON | DF3D14 | Y | MC GRAW EDISON , DF3D14 |  |  | 3.4 | 2018-04-16 10:06 | Anjanece |  | 0 | N | N
MC GRAW EDISON | DF3D14 | Y | MC GRAW EDISON , DF3D14 |  |  | 3.44 | 2018-04-16 10:06 | Anjanece |  | 0 | N | N
MC GRAW EDISON | DF3D14 | Y | MC GRAW EDISON , DF3D14 |  |  | 3.65 | 2018-04-16 10:06 | Anjanece |  | 0 | N | N
MC GRAW EDISON | DF3D14 | Y | MC GRAW EDISON , DF3D14 |  |  | 3.76 | 2018-04-16 10:06 | Anjanece |  | 0 | N | N
MC GRAW EDISON | DF3D14 | Y | MC GRAW EDISON , DF3D14 |  |  | 3.77 | 2018-04-16 10:06 | Anjanece |  | 0 | N | N
POWERLINE HARDWARE CO. | P8884 | Y | POWERLINE HARDWARE CO. , P8884 | JEA OVERHEAD DISTRIBUTION | CSC Stores | 2.35 | 2001-12-11 09:39 | Anjanece | 25 | 0 | N | N
POWERLINE HARDWARE CO. | P8884 | Y | POWERLINE HARDWARE CO. , P8884 |  |  | 2.38 | 2001-12-11 09:39 | Anjanece | 25 | 0 | N | N
POWERLINE HARDWARE CO. | P8884 | Y | POWERLINE HARDWARE CO. , P8884 |  |  | 2.39 | 2001-12-11 09:39 | Anjanece | 25 | 0 | N | N
POWERLINE HARDWARE CO. | P8884 | Y | POWERLINE HARDWARE CO. , P8884 |  |  | 2.87 | 2001-12-11 09:39 | Anjanece | 25 | 0 | N | N
POWERLINE HARDWARE CO. | P8884 | Y | POWERLINE HARDWARE CO. , P8884 |  |  | 2.92 | 2001-12-11 09:39 | Anjanece | 25 | 0 | N | N
POWERLINE HARDWARE CO. | P8884 | Y | POWERLINE HARDWARE CO. , P8884 |  |  | 3 | 2001-12-11 09:39 | Anjanece | 25 | 0 | N | N
POWERLINE HARDWARE CO. | P8884 | Y | POWERLINE HARDWARE CO. , P8884 |  |  | 3.11 | 2001-12-11 09:39 | Anjanece | 25 | 0 | N | N
POWERLINE HARDWARE CO. | P8884 | Y | POWERLINE HARDWARE CO. , P8884 |  |  | 3.13 | 2001-12-11 09:39 | Anjanece | 25 | 0 | N | N
POWERLINE HARDWARE CO. | P8884 | Y | POWERLINE HARDWARE CO. , P8884 |  |  | 3.34 | 2001-12-11 09:39 | Anjanece | 25 | 0 | N | N
POWERLINE HARDWARE CO. | P8884 | Y | POWERLINE HARDWARE CO. , P8884 |  |  | 3.43 | 2001-12-11 09:39 | Anjanece | 25 | 0 | N | N
POWERLINE HARDWARE CO. | P8884 | Y | POWERLINE HARDWARE CO. , P8884 |  |  | 3.87 | 2001-12-11 09:39 | Anjanece | 25 | 0 | N | N
POWERLINE HARDWARE CO. | P8884 | Y | POWERLINE HARDWARE CO. , P8884 |  |  | 3.89 | 2001-12-11 09:39 | Anjanece | 25 | 0 | N | N
POWERLINE HARDWARE CO. | P8884 | Y | POWERLINE HARDWARE CO. , P8884 |  |  | 3.94 | 2001-12-11 09:39 | Anjanece | 25 | 0 | N | N
POWERLINE HARDWARE CO. | P8884 | Y | POWERLINE HARDWARE CO. , P8884 |  |  | 3.95 | 2001-12-11 09:39 | Anjanece | 25 | 0 | N | N
POWERLINE HARDWARE CO. | P8884 | Y | POWERLINE HARDWARE CO. , P8884 |  |  | 4.04 | 2001-12-11 09:39 | Anjanece | 25 | 0 | N | N
POWERLINE HARDWARE CO. | P8884 | Y | POWERLINE HARDWARE CO. , P8884 |  |  | 4.07 | 2001-12-11 09:39 | Anjanece | 25 | 0 | N | N
POWERLINE HARDWARE CO. | P8884 | Y | POWERLINE HARDWARE CO. , P8884 |  |  | 4.08 | 2001-12-11 09:39 | Anjanece | 25 | 0 | N | N
POWERLINE HARDWARE CO. | P8884 | Y | POWERLINE HARDWARE CO. , P8884 |  |  | 4.11 | 2001-12-11 09:39 | Anjanece | 25 | 0 | N | N
POWERLINE HARDWARE CO. | P8884 | Y | POWERLINE HARDWARE CO. , P8884 |  |  | 4.13 | 2001-12-11 09:39 | Anjanece | 25 | 0 | N | N
POWERLINE HARDWARE CO. | P8884 | Y | POWERLINE HARDWARE CO. , P8884 |  |  | 4.14 | 2001-12-11 09:39 | Anjanece | 25 | 0 | N | N
POWERLINE HARDWARE CO. | P8884 | Y | POWERLINE HARDWARE CO. , P8884 |  |  | 4.18 | 2001-12-11 09:39 | Anjanece | 25 | 0 | N | N
POWERLINE HARDWARE CO. | P8884 | Y | POWERLINE HARDWARE CO. , P8884 |  |  | 4.19 | 2001-12-11 09:39 | Anjanece | 25 | 0 | N | N
POWERLINE HARDWARE CO. | P8884 | Y | POWERLINE HARDWARE CO. , P8884 |  |  | 4.2 | 2001-12-11 09:39 | Anjanece | 25 | 0 | N | N
POWERLINE HARDWARE CO. | P8884 | Y | POWERLINE HARDWARE CO. , P8884 |  |  | 4.21 | 2001-12-11 09:39 | Anjanece | 25 | 0 | N | N
POWERLINE HARDWARE CO. | P8884 | Y | POWERLINE HARDWARE CO. , P8884 |  |  | 4.22 | 2001-12-11 09:39 | Anjanece | 25 | 0 | N | N
POWERLINE HARDWARE CO. | P8884 | Y | POWERLINE HARDWARE CO. , P8884 |  |  | 4.32 | 2001-12-11 09:39 | Anjanece | 25 | 0 | N | N
POWERLINE HARDWARE CO. | P8884 | Y | POWERLINE HARDWARE CO. , P8884 |  |  | 4.44 | 2001-12-11 09:39 | Anjanece | 25 | 0 | N | N
POWERLINE HARDWARE CO. | P8884 | Y | POWERLINE HARDWARE CO. , P8884 |  |  | 4.45 | 2001-12-11 09:39 | Anjanece | 25 | 0 | N | N
POWERLINE HARDWARE CO. | P8884 | Y | POWERLINE HARDWARE CO. , P8884 |  |  | 4.89 | 2001-12-11 09:39 | Anjanece | 25 | 0 | N | N
POWERLINE HARDWARE CO. | P8884 | Y | POWERLINE HARDWARE CO. , P8884 |  | Storm Stores | 0 | 2018-04-16 10:06 | Anjanece |  | 0 | N | N
POWERLINE HARDWARE CO. | P8884 | Y | POWERLINE HARDWARE CO. , P8884 |  |  | 3.04 | 2018-04-16 10:06 | Anjanece |  | 0 | N | N
POWERLINE HARDWARE CO. | P8884 | Y | POWERLINE HARDWARE CO. , P8884 |  |  | 3.12 | 2018-04-16 10:06 | Anjanece |  | 0 | N | N
POWERLINE HARDWARE CO. | P8884 | Y | POWERLINE HARDWARE CO. , P8884 |  |  | 3.14 | 2018-04-16 10:06 | Anjanece |  | 0 | N | N
POWERLINE HARDWARE CO. | P8884 | Y | POWERLINE HARDWARE CO. , P8884 |  |  | 3.15 | 2018-04-16 10:06 | Anjanece |  | 0 | N | N
POWERLINE HARDWARE CO. | P8884 | Y | POWERLINE HARDWARE CO. , P8884 |  |  | 3.35 | 2018-04-16 10:06 | Anjanece |  | 0 | N | N
POWERLINE HARDWARE CO. | P8884 | Y | POWERLINE HARDWARE CO. , P8884 |  |  | 3.4 | 2018-04-16 10:06 | Anjanece |  | 0 | N | N
POWERLINE HARDWARE CO. | P8884 | Y | POWERLINE HARDWARE CO. , P8884 |  |  | 3.44 | 2018-04-16 10:06 | Anjanece |  | 0 | N | N
POWERLINE HARDWARE CO. | P8884 | Y | POWERLINE HARDWARE CO. , P8884 |  |  | 3.65 | 2018-04-16 10:06 | Anjanece |  | 0 | N | N
POWERLINE HARDWARE CO. | P8884 | Y | POWERLINE HARDWARE CO. , P8884 |  |  | 3.76 | 2018-04-16 10:06 | Anjanece |  | 0 | N | N
POWERLINE HARDWARE CO. | P8884 | Y | POWERLINE HARDWARE CO. , P8884 |  |  | 3.77 | 2018-04-16 10:06 | Anjanece |  | 0 | N | N
STEEL CITY | SC8884BG | Y | STEEL CITY , SC8884BG | JEA OVERHEAD DISTRIBUTION | CSC Stores | 2.35 | 2001-12-11 09:39 | Anjanece | 25 | 0 | N | N
STEEL CITY | SC8884BG | Y | STEEL CITY , SC8884BG |  |  | 2.38 | 2001-12-11 09:39 | Anjanece | 25 | 0 | N | N
STEEL CITY | SC8884BG | Y | STEEL CITY , SC8884BG |  |  | 2.39 | 2001-12-11 09:39 | Anjanece | 25 | 0 | N | N
STEEL CITY | SC8884BG | Y | STEEL CITY , SC8884BG |  |  | 2.87 | 2001-12-11 09:39 | Anjanece | 25 | 0 | N | N
STEEL CITY | SC8884BG | Y | STEEL CITY , SC8884BG |  |  | 2.92 | 2001-12-11 09:39 | Anjanece | 25 | 0 | N | N
STEEL CITY | SC8884BG | Y | STEEL CITY , SC8884BG |  |  | 3 | 2001-12-11 09:39 | Anjanece | 25 | 0 | N | N
STEEL CITY | SC8884BG | Y | STEEL CITY , SC8884BG |  |  | 3.11 | 2001-12-11 09:39 | Anjanece | 25 | 0 | N | N
STEEL CITY | SC8884BG | Y | STEEL CITY , SC8884BG |  |  | 3.13 | 2001-12-11 09:39 | Anjanece | 25 | 0 | N | N
STEEL CITY | SC8884BG | Y | STEEL CITY , SC8884BG |  |  | 3.34 | 2001-12-11 09:39 | Anjanece | 25 | 0 | N | N
STEEL CITY | SC8884BG | Y | STEEL CITY , SC8884BG |  |  | 3.43 | 2001-12-11 09:39 | Anjanece | 25 | 0 | N | N
STEEL CITY | SC8884BG | Y | STEEL CITY , SC8884BG |  |  | 3.87 | 2001-12-11 09:39 | Anjanece | 25 | 0 | N | N
STEEL CITY | SC8884BG | Y | STEEL CITY , SC8884BG |  |  | 3.89 | 2001-12-11 09:39 | Anjanece | 25 | 0 | N | N
STEEL CITY | SC8884BG | Y | STEEL CITY , SC8884BG |  |  | 3.94 | 2001-12-11 09:39 | Anjanece | 25 | 0 | N | N
STEEL CITY | SC8884BG | Y | STEEL CITY , SC8884BG |  |  | 3.95 | 2001-12-11 09:39 | Anjanece | 25 | 0 | N | N
STEEL CITY | SC8884BG | Y | STEEL CITY , SC8884BG |  |  | 4.04 | 2001-12-11 09:39 | Anjanece | 25 | 0 | N | N
STEEL CITY | SC8884BG | Y | STEEL CITY , SC8884BG |  |  | 4.07 | 2001-12-11 09:39 | Anjanece | 25 | 0 | N | N
STEEL CITY | SC8884BG | Y | STEEL CITY , SC8884BG |  |  | 4.08 | 2001-12-11 09:39 | Anjanece | 25 | 0 | N | N
STEEL CITY | SC8884BG | Y | STEEL CITY , SC8884BG |  |  | 4.11 | 2001-12-11 09:39 | Anjanece | 25 | 0 | N | N
STEEL CITY | SC8884BG | Y | STEEL CITY , SC8884BG |  |  | 4.13 | 2001-12-11 09:39 | Anjanece | 25 | 0 | N | N
STEEL CITY | SC8884BG | Y | STEEL CITY , SC8884BG |  |  | 4.14 | 2001-12-11 09:39 | Anjanece | 25 | 0 | N | N
STEEL CITY | SC8884BG | Y | STEEL CITY , SC8884BG |  |  | 4.18 | 2001-12-11 09:39 | Anjanece | 25 | 0 | N | N
STEEL CITY | SC8884BG | Y | STEEL CITY , SC8884BG |  |  | 4.19 | 2001-12-11 09:39 | Anjanece | 25 | 0 | N | N
STEEL CITY | SC8884BG | Y | STEEL CITY , SC8884BG |  |  | 4.2 | 2001-12-11 09:39 | Anjanece | 25 | 0 | N | N
STEEL CITY | SC8884BG | Y | STEEL CITY , SC8884BG |  |  | 4.21 | 2001-12-11 09:39 | Anjanece | 25 | 0 | N | N
STEEL CITY | SC8884BG | Y | STEEL CITY , SC8884BG |  |  | 4.22 | 2001-12-11 09:39 | Anjanece | 25 | 0 | N | N
STEEL CITY | SC8884BG | Y | STEEL CITY , SC8884BG |  |  | 4.32 | 2001-12-11 09:39 | Anjanece | 25 | 0 | N | N
STEEL CITY | SC8884BG | Y | STEEL CITY , SC8884BG |  |  | 4.44 | 2001-12-11 09:39 | Anjanece | 25 | 0 | N | N
STEEL CITY | SC8884BG | Y | STEEL CITY , SC8884BG |  |  | 4.45 | 2001-12-11 09:39 | Anjanece | 25 | 0 | N | N
STEEL CITY | SC8884BG | Y | STEEL CITY , SC8884BG |  |  | 4.89 | 2001-12-11 09:39 | Anjanece | 25 | 0 | N | N
STEEL CITY | SC8884BG | Y | STEEL CITY , SC8884BG |  | Storm Stores | 0 | 2018-04-16 10:06 | Anjanece |  | 0 | N | N
STEEL CITY | SC8884BG | Y | STEEL CITY , SC8884BG |  |  | 3.04 | 2018-04-16 10:06 | Anjanece |  | 0 | N | N
STEEL CITY | SC8884BG | Y | STEEL CITY , SC8884BG |  |  | 3.12 | 2018-04-16 10:06 | Anjanece |  | 0 | N | N
STEEL CITY | SC8884BG | Y | STEEL CITY , SC8884BG |  |  | 3.14 | 2018-04-16 10:06 | Anjanece |  | 0 | N | N
STEEL CITY | SC8884BG | Y | STEEL CITY , SC8884BG |  |  | 3.15 | 2018-04-16 10:06 | Anjanece |  | 0 | N | N
STEEL CITY | SC8884BG | Y | STEEL CITY , SC8884BG |  |  | 3.35 | 2018-04-16 10:06 | Anjanece |  | 0 | N | N
STEEL CITY | SC8884BG | Y | STEEL CITY , SC8884BG |  |  | 3.4 | 2018-04-16 10:06 | Anjanece |  | 0 | N | N
STEEL CITY | SC8884BG | Y | STEEL CITY , SC8884BG |  |  | 3.44 | 2018-04-16 10:06 | Anjanece |  | 0 | N | N
STEEL CITY | SC8884BG | Y | STEEL CITY , SC8884BG |  |  | 3.65 | 2018-04-16 10:06 | Anjanece |  | 0 | N | N
STEEL CITY | SC8884BG | Y | STEEL CITY , SC8884BG |  |  | 3.76 | 2018-04-16 10:06 | Anjanece |  | 0 | N | N
STEEL CITY | SC8884BG | Y | STEEL CITY , SC8884BG |  |  | 3.77 | 2018-04-16 10:06 | Anjanece |  | 0 | N | N
THREADED FASTENERS INC. | TF8884 | Y | THREADED FASTENERS INC. , TF8884 | JEA OVERHEAD DISTRIBUTION | CSC Stores | 2.35 | 2001-12-11 09:39 | Anjanece | 25 | 0 | N | N
THREADED FASTENERS INC. | TF8884 | Y | THREADED FASTENERS INC. , TF8884 |  |  | 2.38 | 2001-12-11 09:39 | Anjanece | 25 | 0 | N | N
THREADED FASTENERS INC. | TF8884 | Y | THREADED FASTENERS INC. , TF8884 |  |  | 2.39 | 2001-12-11 09:39 | Anjanece | 25 | 0 | N | N
THREADED FASTENERS INC. | TF8884 | Y | THREADED FASTENERS INC. , TF8884 |  |  | 2.87 | 2001-12-11 09:39 | Anjanece | 25 | 0 | N | N
THREADED FASTENERS INC. | TF8884 | Y | THREADED FASTENERS INC. , TF8884 |  |  | 2.92 | 2001-12-11 09:39 | Anjanece | 25 | 0 | N | N
THREADED FASTENERS INC. | TF8884 | Y | THREADED FASTENERS INC. , TF8884 |  |  | 3 | 2001-12-11 09:39 | Anjanece | 25 | 0 | N | N
THREADED FASTENERS INC. | TF8884 | Y | THREADED FASTENERS INC. , TF8884 |  |  | 3.11 | 2001-12-11 09:39 | Anjanece | 25 | 0 | N | N
THREADED FASTENERS INC. | TF8884 | Y | THREADED FASTENERS INC. , TF8884 |  |  | 3.13 | 2001-12-11 09:39 | Anjanece | 25 | 0 | N | N
THREADED FASTENERS INC. | TF8884 | Y | THREADED FASTENERS INC. , TF8884 |  |  | 3.34 | 2001-12-11 09:39 | Anjanece | 25 | 0 | N | N
THREADED FASTENERS INC. | TF8884 | Y | THREADED FASTENERS INC. , TF8884 |  |  | 3.43 | 2001-12-11 09:39 | Anjanece | 25 | 0 | N | N
THREADED FASTENERS INC. | TF8884 | Y | THREADED FASTENERS INC. , TF8884 |  |  | 3.87 | 2001-12-11 09:39 | Anjanece | 25 | 0 | N | N
THREADED FASTENERS INC. | TF8884 | Y | THREADED FASTENERS INC. , TF8884 |  |  | 3.89 | 2001-12-11 09:39 | Anjanece | 25 | 0 | N | N
THREADED FASTENERS INC. | TF8884 | Y | THREADED FASTENERS INC. , TF8884 |  |  | 3.94 | 2001-12-11 09:39 | Anjanece | 25 | 0 | N | N
THREADED FASTENERS INC. | TF8884 | Y | THREADED FASTENERS INC. , TF8884 |  |  | 3.95 | 2001-12-11 09:39 | Anjanece | 25 | 0 | N | N
THREADED FASTENERS INC. | TF8884 | Y | THREADED FASTENERS INC. , TF8884 |  |  | 4.04 | 2001-12-11 09:39 | Anjanece | 25 | 0 | N | N
THREADED FASTENERS INC. | TF8884 | Y | THREADED FASTENERS INC. , TF8884 |  |  | 4.07 | 2001-12-11 09:39 | Anjanece | 25 | 0 | N | N
THREADED FASTENERS INC. | TF8884 | Y | THREADED FASTENERS INC. , TF8884 |  |  | 4.08 | 2001-12-11 09:39 | Anjanece | 25 | 0 | N | N
THREADED FASTENERS INC. | TF8884 | Y | THREADED FASTENERS INC. , TF8884 |  |  | 4.11 | 2001-12-11 09:39 | Anjanece | 25 | 0 | N | N
THREADED FASTENERS INC. | TF8884 | Y | THREADED FASTENERS INC. , TF8884 |  |  | 4.13 | 2001-12-11 09:39 | Anjanece | 25 | 0 | N | N
THREADED FASTENERS INC. | TF8884 | Y | THREADED FASTENERS INC. , TF8884 |  |  | 4.14 | 2001-12-11 09:39 | Anjanece | 25 | 0 | N | N
THREADED FASTENERS INC. | TF8884 | Y | THREADED FASTENERS INC. , TF8884 |  |  | 4.18 | 2001-12-11 09:39 | Anjanece | 25 | 0 | N | N
THREADED FASTENERS INC. | TF8884 | Y | THREADED FASTENERS INC. , TF8884 |  |  | 4.19 | 2001-12-11 09:39 | Anjanece | 25 | 0 | N | N
THREADED FASTENERS INC. | TF8884 | Y | THREADED FASTENERS INC. , TF8884 |  |  | 4.2 | 2001-12-11 09:39 | Anjanece | 25 | 0 | N | N
THREADED FASTENERS INC. | TF8884 | Y | THREADED FASTENERS INC. , TF8884 |  |  | 4.21 | 2001-12-11 09:39 | Anjanece | 25 | 0 | N | N
THREADED FASTENERS INC. | TF8884 | Y | THREADED FASTENERS INC. , TF8884 |  |  | 4.22 | 2001-12-11 09:39 | Anjanece | 25 | 0 | N | N
THREADED FASTENERS INC. | TF8884 | Y | THREADED FASTENERS INC. , TF8884 |  |  | 4.32 | 2001-12-11 09:39 | Anjanece | 25 | 0 | N | N
THREADED FASTENERS INC. | TF8884 | Y | THREADED FASTENERS INC. , TF8884 |  |  | 4.44 | 2001-12-11 09:39 | Anjanece | 25 | 0 | N | N
THREADED FASTENERS INC. | TF8884 | Y | THREADED FASTENERS INC. , TF8884 |  |  | 4.45 | 2001-12-11 09:39 | Anjanece | 25 | 0 | N | N
THREADED FASTENERS INC. | TF8884 | Y | THREADED FASTENERS INC. , TF8884 |  |  | 4.89 | 2001-12-11 09:39 | Anjanece | 25 | 0 | N | N
THREADED FASTENERS INC. | TF8884 | Y | THREADED FASTENERS INC. , TF8884 |  | Storm Stores | 0 | 2018-04-16 10:06 | Anjanece |  | 0 | N | N
THREADED FASTENERS INC. | TF8884 | Y | THREADED FASTENERS INC. , TF8884 |  |  | 3.04 | 2018-04-16 10:06 | Anjanece |  | 0 | N | N
THREADED FASTENERS INC. | TF8884 | Y | THREADED FASTENERS INC. , TF8884 |  |  | 3.12 | 2018-04-16 10:06 | Anjanece |  | 0 | N | N
THREADED FASTENERS INC. | TF8884 | Y | THREADED FASTENERS INC. , TF8884 |  |  | 3.14 | 2018-04-16 10:06 | Anjanece |  | 0 | N | N
THREADED FASTENERS INC. | TF8884 | Y | THREADED FASTENERS INC. , TF8884 |  |  | 3.15 | 2018-04-16 10:06 | Anjanece |  | 0 | N | N
THREADED FASTENERS INC. | TF8884 | Y | THREADED FASTENERS INC. , TF8884 |  |  | 3.35 | 2018-04-16 10:06 | Anjanece |  | 0 | N | N
THREADED FASTENERS INC. | TF8884 | Y | THREADED FASTENERS INC. , TF8884 |  |  | 3.4 | 2018-04-16 10:06 | Anjanece |  | 0 | N | N
THREADED FASTENERS INC. | TF8884 | Y | THREADED FASTENERS INC. , TF8884 |  |  | 3.44 | 2018-04-16 10:06 | Anjanece |  | 0 | N | N
THREADED FASTENERS INC. | TF8884 | Y | THREADED FASTENERS INC. , TF8884 |  |  | 3.65 | 2018-04-16 10:06 | Anjanece |  | 0 | N | N
THREADED FASTENERS INC. | TF8884 | Y | THREADED FASTENERS INC. , TF8884 |  |  | 3.76 | 2018-04-16 10:06 | Anjanece |  | 0 | N | N
THREADED FASTENERS INC. | TF8884 | Y | THREADED FASTENERS INC. , TF8884 |  |  | 3.77 | 2018-04-16 10:06 | Anjanece |  | 0 | N | N
ALLIED BOLT, INC. | 5982 | Y | ALLIED BOLT, INC. , 5982 | JEA OVERHEAD DISTRIBUTION | CSC Stores | 2.03 | 2001-12-11 09:40 | Anjanece | 25 | 700 | N | N
ALLIED BOLT, INC. | 5982 | Y | ALLIED BOLT, INC. , 5982 |  |  | 2.04 | 2001-12-11 09:40 | Anjanece | 25 | 700 | N | N
ALLIED BOLT, INC. | 5982 | Y | ALLIED BOLT, INC. , 5982 |  |  | 2.05 | 2001-12-11 09:40 | Anjanece | 25 | 700 | N | N
ALLIED BOLT, INC. | 5982 | Y | ALLIED BOLT, INC. , 5982 |  |  | 2.06 | 2001-12-11 09:40 | Anjanece | 25 | 700 | N | N
ALLIED BOLT, INC. | 5982 | Y | ALLIED BOLT, INC. , 5982 |  |  | 2.08 | 2001-12-11 09:40 | Anjanece | 25 | 700 | N | N
ALLIED BOLT, INC. | 5982 | Y | ALLIED BOLT, INC. , 5982 |  |  | 2.09 | 2001-12-11 09:40 | Anjanece | 25 | 700 | N | N
ALLIED BOLT, INC. | 5982 | Y | ALLIED BOLT, INC. , 5982 |  |  | 2.1 | 2001-12-11 09:40 | Anjanece | 25 | 700 | N | N
ALLIED BOLT, INC. | 5982 | Y | ALLIED BOLT, INC. , 5982 |  |  | 2.11 | 2001-12-11 09:40 | Anjanece | 25 | 700 | N | N
ALLIED BOLT, INC. | 5982 | Y | ALLIED BOLT, INC. , 5982 |  |  | 2.19 | 2001-12-11 09:40 | Anjanece | 25 | 700 | N | N
ALLIED BOLT, INC. | 5982 | Y | ALLIED BOLT, INC. , 5982 |  |  | 2.23 | 2001-12-11 09:40 | Anjanece | 25 | 700 | N | N
ALLIED BOLT, INC. | 5982 | Y | ALLIED BOLT, INC. , 5982 |  |  | 2.31 | 2001-12-11 09:40 | Anjanece | 25 | 700 | N | N
ALLIED BOLT, INC. | 5982 | Y | ALLIED BOLT, INC. , 5982 |  |  | 2.36 | 2001-12-11 09:40 | Anjanece | 25 | 700 | N | N
ALLIED BOLT, INC. | 5982 | Y | ALLIED BOLT, INC. , 5982 |  |  | 2.39 | 2001-12-11 09:40 | Anjanece | 25 | 700 | N | N
ALLIED BOLT, INC. | 5982 | Y | ALLIED BOLT, INC. , 5982 |  |  | 2.41 | 2001-12-11 09:40 | Anjanece | 25 | 700 | N | N
ALLIED BOLT, INC. | 5982 | Y | ALLIED BOLT, INC. , 5982 |  |  | 2.43 | 2001-12-11 09:40 | Anjanece | 25 | 700 | N | N
ALLIED BOLT, INC. | 5982 | Y | ALLIED BOLT, INC. , 5982 |  |  | 2.61 | 2001-12-11 09:40 | Anjanece | 25 | 700 | N | N
ALLIED BOLT, INC. | 5982 | Y | ALLIED BOLT, INC. , 5982 |  |  | 2.79 | 2001-12-11 09:40 | Anjanece | 25 | 700 | N | N
ALLIED BOLT, INC. | 5982 | Y | ALLIED BOLT, INC. , 5982 |  |  | 3.23 | 2001-12-11 09:40 | Anjanece | 25 | 700 | N | N
ALLIED BOLT, INC. | 5982 | Y | ALLIED BOLT, INC. , 5982 |  |  | 3.29 | 2001-12-11 09:40 | Anjanece | 25 | 700 | N | N
ALLIED BOLT, INC. | 5982 | Y | ALLIED BOLT, INC. , 5982 |  |  | 3.41 | 2001-12-11 09:40 | Anjanece | 25 | 700 | N | N
ALLIED BOLT, INC. | 5982 | Y | ALLIED BOLT, INC. , 5982 |  |  | 3.42 | 2001-12-11 09:40 | Anjanece | 25 | 700 | N | N
ALLIED BOLT, INC. | 5982 | Y | ALLIED BOLT, INC. , 5982 |  |  | 3.46 | 2001-12-11 09:40 | Anjanece | 25 | 700 | N | N
ALLIED BOLT, INC. | 5982 | Y | ALLIED BOLT, INC. , 5982 |  |  | 3.52 | 2001-12-11 09:40 | Anjanece | 25 | 700 | N | N
ALLIED BOLT, INC. | 5982 | Y | ALLIED BOLT, INC. , 5982 |  |  | 3.68 | 2001-12-11 09:40 | Anjanece | 25 | 700 | N | N
ALLIED BOLT, INC. | 5982 | Y | ALLIED BOLT, INC. , 5982 |  |  | 4.06 | 2001-12-11 09:40 | Anjanece | 25 | 700 | N | N
ALLIED BOLT, INC. | 5982 | Y | ALLIED BOLT, INC. , 5982 |  |  | 4.16 | 2001-12-11 09:40 | Anjanece | 25 | 700 | N | N
ALLIED BOLT, INC. | 5982 | Y | ALLIED BOLT, INC. , 5982 |  |  | 4.17 | 2001-12-11 09:40 | Anjanece | 25 | 700 | N | N
ALLIED BOLT, INC. | 5982 | Y | ALLIED BOLT, INC. , 5982 |  |  | 4.18 | 2001-12-11 09:40 | Anjanece | 25 | 700 | N | N
ALLIED BOLT, INC. | 5982 | Y | ALLIED BOLT, INC. , 5982 |  |  | 4.22 | 2001-12-11 09:40 | Anjanece | 25 | 700 | N | N
ALLIED BOLT, INC. | 5982 | Y | ALLIED BOLT, INC. , 5982 |  |  | 4.23 | 2001-12-11 09:40 | Anjanece | 25 | 700 | N | N
ALLIED BOLT, INC. | 5982 | Y | ALLIED BOLT, INC. , 5982 |  |  | 4.24 | 2001-12-11 09:40 | Anjanece | 25 | 700 | N | N
ALLIED BOLT, INC. | 5982 | Y | ALLIED BOLT, INC. , 5982 |  |  | 4.3 | 2001-12-11 09:40 | Anjanece | 25 | 700 | N | N
ALLIED BOLT, INC. | 5982 | Y | ALLIED BOLT, INC. , 5982 |  |  | 4.39 | 2001-12-11 09:40 | Anjanece | 25 | 700 | N | N
ALLIED BOLT, INC. | 5982 | Y | ALLIED BOLT, INC. , 5982 |  |  | 4.41 | 2001-12-11 09:40 | Anjanece | 25 | 700 | N | N
ALLIED BOLT, INC. | 5982 | Y | ALLIED BOLT, INC. , 5982 |  |  | 4.44 | 2001-12-11 09:40 | Anjanece | 25 | 700 | N | N
ALLIED BOLT, INC. | 5982 | Y | ALLIED BOLT, INC. , 5982 |  |  | 4.46 | 2001-12-11 09:40 | Anjanece | 25 | 700 | N | N
ALLIED BOLT, INC. | 5982 | Y | ALLIED BOLT, INC. , 5982 |  |  | 4.49 | 2001-12-11 09:40 | Anjanece | 25 | 700 | N | N
ALLIED BOLT, INC. | 5982 | Y | ALLIED BOLT, INC. , 5982 |  |  | 4.5 | 2001-12-11 09:40 | Anjanece | 25 | 700 | N | N
ALLIED BOLT, INC. | 5982 | Y | ALLIED BOLT, INC. , 5982 |  |  | 4.51 | 2001-12-11 09:40 | Anjanece | 25 | 700 | N | N
ALLIED BOLT, INC. | 5982 | Y | ALLIED BOLT, INC. , 5982 |  |  | 4.54 | 2001-12-11 09:40 | Anjanece | 25 | 700 | N | N
ALLIED BOLT, INC. | 5982 | Y | ALLIED BOLT, INC. , 5982 |  |  | 4.57 | 2001-12-11 09:40 | Anjanece | 25 | 700 | N | N
ALLIED BOLT, INC. | 5982 | Y | ALLIED BOLT, INC. , 5982 |  |  | 4.59 | 2001-12-11 09:40 | Anjanece | 25 | 700 | N | N
ALLIED BOLT, INC. | 5982 | Y | ALLIED BOLT, INC. , 5982 |  |  | 4.68 | 2001-12-11 09:40 | Anjanece | 25 | 700 | N | N
ALLIED BOLT, INC. | 5982 | Y | ALLIED BOLT, INC. , 5982 |  |  | 4.69 | 2001-12-11 09:40 | Anjanece | 25 | 700 | N | N
ALLIED BOLT, INC. | 5982 | Y | ALLIED BOLT, INC. , 5982 |  |  | 4.74 | 2001-12-11 09:40 | Anjanece | 25 | 700 | N | N
ALLIED BOLT, INC. | 5982 | Y | ALLIED BOLT, INC. , 5982 |  | Storm Stores | 0 | 2018-04-16 10:06 | Anjanece | 25 | 700 | N | N
ALLIED BOLT, INC. | 5982 | Y | ALLIED BOLT, INC. , 5982 |  |  | 2.86 | 2018-04-16 10:06 | Anjanece | 25 | 700 | N | N
ALLIED BOLT, INC. | 5982 | Y | ALLIED BOLT, INC. , 5982 |  |  | 3.27 | 2018-04-16 10:06 | Anjanece | 25 | 700 | N | N
ALLIED BOLT, INC. | 5982 | Y | ALLIED BOLT, INC. , 5982 |  |  | 3.61 | 2018-04-16 10:06 | Anjanece | 25 | 700 | N | N
ALLIED BOLT, INC. | 5982 | Y | ALLIED BOLT, INC. , 5982 |  |  | 3.81 | 2018-04-16 10:06 | Anjanece | 25 | 700 | N | N
ALLIED BOLT, INC. | 5982 | Y | ALLIED BOLT, INC. , 5982 |  |  | 4.01 | 2018-04-16 10:06 | Anjanece | 25 | 700 | N | N
ALLIED BOLT, INC. | 5982 | Y | ALLIED BOLT, INC. , 5982 |  |  | 4.25 | 2018-04-16 10:06 | Anjanece | 25 | 700 | N | N
ALLIED BOLT, INC. | 5982 | Y | ALLIED BOLT, INC. , 5982 |  |  | 4.35 | 2018-04-16 10:06 | Anjanece | 25 | 700 | N | N
ALUMA FORM | AF8886 | Y | ALUMA FORM , AF8886 | JEA OVERHEAD DISTRIBUTION | CSC Stores | 2.03 | 2001-12-11 09:40 | Anjanece | 25 | 700 | N | N
ALUMA FORM | AF8886 | Y | ALUMA FORM , AF8886 |  |  | 2.04 | 2001-12-11 09:40 | Anjanece | 25 | 700 | N | N
ALUMA FORM | AF8886 | Y | ALUMA FORM , AF8886 |  |  | 2.05 | 2001-12-11 09:40 | Anjanece | 25 | 700 | N | N
ALUMA FORM | AF8886 | Y | ALUMA FORM , AF8886 |  |  | 2.06 | 2001-12-11 09:40 | Anjanece | 25 | 700 | N | N
ALUMA FORM | AF8886 | Y | ALUMA FORM , AF8886 |  |  | 2.08 | 2001-12-11 09:40 | Anjanece | 25 | 700 | N | N
ALUMA FORM | AF8886 | Y | ALUMA FORM , AF8886 |  |  | 2.09 | 2001-12-11 09:40 | Anjanece | 25 | 700 | N | N
ALUMA FORM | AF8886 | Y | ALUMA FORM , AF8886 |  |  | 2.1 | 2001-12-11 09:40 | Anjanece | 25 | 700 | N | N
ALUMA FORM | AF8886 | Y | ALUMA FORM , AF8886 |  |  | 2.11 | 2001-12-11 09:40 | Anjanece | 25 | 700 | N | N
ALUMA FORM | AF8886 | Y | ALUMA FORM , AF8886 |  |  | 2.19 | 2001-12-11 09:40 | Anjanece | 25 | 700 | N | N
ALUMA FORM | AF8886 | Y | ALUMA FORM , AF8886 |  |  | 2.23 | 2001-12-11 09:40 | Anjanece | 25 | 700 | N | N
ALUMA FORM | AF8886 | Y | ALUMA FORM , AF8886 |  |  | 2.31 | 2001-12-11 09:40 | Anjanece | 25 | 700 | N | N
ALUMA FORM | AF8886 | Y | ALUMA FORM , AF8886 |  |  | 2.36 | 2001-12-11 09:40 | Anjanece | 25 | 700 | N | N
ALUMA FORM | AF8886 | Y | ALUMA FORM , AF8886 |  |  | 2.39 | 2001-12-11 09:40 | Anjanece | 25 | 700 | N | N
ALUMA FORM | AF8886 | Y | ALUMA FORM , AF8886 |  |  | 2.41 | 2001-12-11 09:40 | Anjanece | 25 | 700 | N | N
ALUMA FORM | AF8886 | Y | ALUMA FORM , AF8886 |  |  | 2.43 | 2001-12-11 09:40 | Anjanece | 25 | 700 | N | N
ALUMA FORM | AF8886 | Y | ALUMA FORM , AF8886 |  |  | 2.61 | 2001-12-11 09:40 | Anjanece | 25 | 700 | N | N
ALUMA FORM | AF8886 | Y | ALUMA FORM , AF8886 |  |  | 2.79 | 2001-12-11 09:40 | Anjanece | 25 | 700 | N | N
ALUMA FORM | AF8886 | Y | ALUMA FORM , AF8886 |  |  | 3.23 | 2001-12-11 09:40 | Anjanece | 25 | 700 | N | N
ALUMA FORM | AF8886 | Y | ALUMA FORM , AF8886 |  |  | 3.29 | 2001-12-11 09:40 | Anjanece | 25 | 700 | N | N
ALUMA FORM | AF8886 | Y | ALUMA FORM , AF8886 |  |  | 3.41 | 2001-12-11 09:40 | Anjanece | 25 | 700 | N | N
ALUMA FORM | AF8886 | Y | ALUMA FORM , AF8886 |  |  | 3.42 | 2001-12-11 09:40 | Anjanece | 25 | 700 | N | N
ALUMA FORM | AF8886 | Y | ALUMA FORM , AF8886 |  |  | 3.46 | 2001-12-11 09:40 | Anjanece | 25 | 700 | N | N
ALUMA FORM | AF8886 | Y | ALUMA FORM , AF8886 |  |  | 3.52 | 2001-12-11 09:40 | Anjanece | 25 | 700 | N | N
ALUMA FORM | AF8886 | Y | ALUMA FORM , AF8886 |  |  | 3.68 | 2001-12-11 09:40 | Anjanece | 25 | 700 | N | N
ALUMA FORM | AF8886 | Y | ALUMA FORM , AF8886 |  |  | 4.06 | 2001-12-11 09:40 | Anjanece | 25 | 700 | N | N
ALUMA FORM | AF8886 | Y | ALUMA FORM , AF8886 |  |  | 4.16 | 2001-12-11 09:40 | Anjanece | 25 | 700 | N | N
ALUMA FORM | AF8886 | Y | ALUMA FORM , AF8886 |  |  | 4.17 | 2001-12-11 09:40 | Anjanece | 25 | 700 | N | N
ALUMA FORM | AF8886 | Y | ALUMA FORM , AF8886 |  |  | 4.18 | 2001-12-11 09:40 | Anjanece | 25 | 700 | N | N
ALUMA FORM | AF8886 | Y | ALUMA FORM , AF8886 |  |  | 4.22 | 2001-12-11 09:40 | Anjanece | 25 | 700 | N | N
ALUMA FORM | AF8886 | Y | ALUMA FORM , AF8886 |  |  | 4.23 | 2001-12-11 09:40 | Anjanece | 25 | 700 | N | N
ALUMA FORM | AF8886 | Y | ALUMA FORM , AF8886 |  |  | 4.24 | 2001-12-11 09:40 | Anjanece | 25 | 700 | N | N
ALUMA FORM | AF8886 | Y | ALUMA FORM , AF8886 |  |  | 4.3 | 2001-12-11 09:40 | Anjanece | 25 | 700 | N | N
ALUMA FORM | AF8886 | Y | ALUMA FORM , AF8886 |  |  | 4.39 | 2001-12-11 09:40 | Anjanece | 25 | 700 | N | N
ALUMA FORM | AF8886 | Y | ALUMA FORM , AF8886 |  |  | 4.41 | 2001-12-11 09:40 | Anjanece | 25 | 700 | N | N
ALUMA FORM | AF8886 | Y | ALUMA FORM , AF8886 |  |  | 4.44 | 2001-12-11 09:40 | Anjanece | 25 | 700 | N | N
ALUMA FORM | AF8886 | Y | ALUMA FORM , AF8886 |  |  | 4.46 | 2001-12-11 09:40 | Anjanece | 25 | 700 | N | N
ALUMA FORM | AF8886 | Y | ALUMA FORM , AF8886 |  |  | 4.49 | 2001-12-11 09:40 | Anjanece | 25 | 700 | N | N
ALUMA FORM | AF8886 | Y | ALUMA FORM , AF8886 |  |  | 4.5 | 2001-12-11 09:40 | Anjanece | 25 | 700 | N | N
ALUMA FORM | AF8886 | Y | ALUMA FORM , AF8886 |  |  | 4.51 | 2001-12-11 09:40 | Anjanece | 25 | 700 | N | N
ALUMA FORM | AF8886 | Y | ALUMA FORM , AF8886 |  |  | 4.54 | 2001-12-11 09:40 | Anjanece | 25 | 700 | N | N
ALUMA FORM | AF8886 | Y | ALUMA FORM , AF8886 |  |  | 4.57 | 2001-12-11 09:40 | Anjanece | 25 | 700 | N | N
ALUMA FORM | AF8886 | Y | ALUMA FORM , AF8886 |  |  | 4.59 | 2001-12-11 09:40 | Anjanece | 25 | 700 | N | N
ALUMA FORM | AF8886 | Y | ALUMA FORM , AF8886 |  |  | 4.68 | 2001-12-11 09:40 | Anjanece | 25 | 700 | N | N
ALUMA FORM | AF8886 | Y | ALUMA FORM , AF8886 |  |  | 4.69 | 2001-12-11 09:40 | Anjanece | 25 | 700 | N | N
ALUMA FORM | AF8886 | Y | ALUMA FORM , AF8886 |  |  | 4.74 | 2001-12-11 09:40 | Anjanece | 25 | 700 | N | N
ALUMA FORM | AF8886 | Y | ALUMA FORM , AF8886 |  | Storm Stores | 0 | 2018-04-16 10:06 | Anjanece | 25 | 700 | N | N
ALUMA FORM | AF8886 | Y | ALUMA FORM , AF8886 |  |  | 2.86 | 2018-04-16 10:06 | Anjanece | 25 | 700 | N | N
ALUMA FORM | AF8886 | Y | ALUMA FORM , AF8886 |  |  | 3.27 | 2018-04-16 10:06 | Anjanece | 25 | 700 | N | N
ALUMA FORM | AF8886 | Y | ALUMA FORM , AF8886 |  |  | 3.61 | 2018-04-16 10:06 | Anjanece | 25 | 700 | N | N
ALUMA FORM | AF8886 | Y | ALUMA FORM , AF8886 |  |  | 3.81 | 2018-04-16 10:06 | Anjanece | 25 | 700 | N | N
ALUMA FORM | AF8886 | Y | ALUMA FORM , AF8886 |  |  | 4.01 | 2018-04-16 10:06 | Anjanece | 25 | 700 | N | N
ALUMA FORM | AF8886 | Y | ALUMA FORM , AF8886 |  |  | 4.25 | 2018-04-16 10:06 | Anjanece | 25 | 700 | N | N
ALUMA FORM | AF8886 | Y | ALUMA FORM , AF8886 |  |  | 4.35 | 2018-04-16 10:06 | Anjanece | 25 | 700 | N | N
CHANCE | 8886 | Y | CHANCE , 8886 | JEA OVERHEAD DISTRIBUTION | CSC Stores | 2.03 | 2001-12-11 09:40 | Anjanece | 25 | 700 | N | N
CHANCE | 8886 | Y | CHANCE , 8886 |  |  | 2.04 | 2001-12-11 09:40 | Anjanece | 25 | 700 | N | N
CHANCE | 8886 | Y | CHANCE , 8886 |  |  | 2.05 | 2001-12-11 09:40 | Anjanece | 25 | 700 | N | N
CHANCE | 8886 | Y | CHANCE , 8886 |  |  | 2.06 | 2001-12-11 09:40 | Anjanece | 25 | 700 | N | N
CHANCE | 8886 | Y | CHANCE , 8886 |  |  | 2.08 | 2001-12-11 09:40 | Anjanece | 25 | 700 | N | N
CHANCE | 8886 | Y | CHANCE , 8886 |  |  | 2.09 | 2001-12-11 09:40 | Anjanece | 25 | 700 | N | N
CHANCE | 8886 | Y | CHANCE , 8886 |  |  | 2.1 | 2001-12-11 09:40 | Anjanece | 25 | 700 | N | N
CHANCE | 8886 | Y | CHANCE , 8886 |  |  | 2.11 | 2001-12-11 09:40 | Anjanece | 25 | 700 | N | N
CHANCE | 8886 | Y | CHANCE , 8886 |  |  | 2.19 | 2001-12-11 09:40 | Anjanece | 25 | 700 | N | N
CHANCE | 8886 | Y | CHANCE , 8886 |  |  | 2.23 | 2001-12-11 09:40 | Anjanece | 25 | 700 | N | N
CHANCE | 8886 | Y | CHANCE , 8886 |  |  | 2.31 | 2001-12-11 09:40 | Anjanece | 25 | 700 | N | N
CHANCE | 8886 | Y | CHANCE , 8886 |  |  | 2.36 | 2001-12-11 09:40 | Anjanece | 25 | 700 | N | N
CHANCE | 8886 | Y | CHANCE , 8886 |  |  | 2.39 | 2001-12-11 09:40 | Anjanece | 25 | 700 | N | N
CHANCE | 8886 | Y | CHANCE , 8886 |  |  | 2.41 | 2001-12-11 09:40 | Anjanece | 25 | 700 | N | N
CHANCE | 8886 | Y | CHANCE , 8886 |  |  | 2.43 | 2001-12-11 09:40 | Anjanece | 25 | 700 | N | N
CHANCE | 8886 | Y | CHANCE , 8886 |  |  | 2.61 | 2001-12-11 09:40 | Anjanece | 25 | 700 | N | N
CHANCE | 8886 | Y | CHANCE , 8886 |  |  | 2.79 | 2001-12-11 09:40 | Anjanece | 25 | 700 | N | N
CHANCE | 8886 | Y | CHANCE , 8886 |  |  | 3.23 | 2001-12-11 09:40 | Anjanece | 25 | 700 | N | N
CHANCE | 8886 | Y | CHANCE , 8886 |  |  | 3.29 | 2001-12-11 09:40 | Anjanece | 25 | 700 | N | N
CHANCE | 8886 | Y | CHANCE , 8886 |  |  | 3.41 | 2001-12-11 09:40 | Anjanece | 25 | 700 | N | N
CHANCE | 8886 | Y | CHANCE , 8886 |  |  | 3.42 | 2001-12-11 09:40 | Anjanece | 25 | 700 | N | N
CHANCE | 8886 | Y | CHANCE , 8886 |  |  | 3.46 | 2001-12-11 09:40 | Anjanece | 25 | 700 | N | N
CHANCE | 8886 | Y | CHANCE , 8886 |  |  | 3.52 | 2001-12-11 09:40 | Anjanece | 25 | 700 | N | N
CHANCE | 8886 | Y | CHANCE , 8886 |  |  | 3.68 | 2001-12-11 09:40 | Anjanece | 25 | 700 | N | N
CHANCE | 8886 | Y | CHANCE , 8886 |  |  | 4.06 | 2001-12-11 09:40 | Anjanece | 25 | 700 | N | N
CHANCE | 8886 | Y | CHANCE , 8886 |  |  | 4.16 | 2001-12-11 09:40 | Anjanece | 25 | 700 | N | N
CHANCE | 8886 | Y | CHANCE , 8886 |  |  | 4.17 | 2001-12-11 09:40 | Anjanece | 25 | 700 | N | N
CHANCE | 8886 | Y | CHANCE , 8886 |  |  | 4.18 | 2001-12-11 09:40 | Anjanece | 25 | 700 | N | N
CHANCE | 8886 | Y | CHANCE , 8886 |  |  | 4.22 | 2001-12-11 09:40 | Anjanece | 25 | 700 | N | N
CHANCE | 8886 | Y | CHANCE , 8886 |  |  | 4.23 | 2001-12-11 09:40 | Anjanece | 25 | 700 | N | N
CHANCE | 8886 | Y | CHANCE , 8886 |  |  | 4.24 | 2001-12-11 09:40 | Anjanece | 25 | 700 | N | N
CHANCE | 8886 | Y | CHANCE , 8886 |  |  | 4.3 | 2001-12-11 09:40 | Anjanece | 25 | 700 | N | N
CHANCE | 8886 | Y | CHANCE , 8886 |  |  | 4.39 | 2001-12-11 09:40 | Anjanece | 25 | 700 | N | N
CHANCE | 8886 | Y | CHANCE , 8886 |  |  | 4.41 | 2001-12-11 09:40 | Anjanece | 25 | 700 | N | N
CHANCE | 8886 | Y | CHANCE , 8886 |  |  | 4.44 | 2001-12-11 09:40 | Anjanece | 25 | 700 | N | N
CHANCE | 8886 | Y | CHANCE , 8886 |  |  | 4.46 | 2001-12-11 09:40 | Anjanece | 25 | 700 | N | N
CHANCE | 8886 | Y | CHANCE , 8886 |  |  | 4.49 | 2001-12-11 09:40 | Anjanece | 25 | 700 | N | N
CHANCE | 8886 | Y | CHANCE , 8886 |  |  | 4.5 | 2001-12-11 09:40 | Anjanece | 25 | 700 | N | N
CHANCE | 8886 | Y | CHANCE , 8886 |  |  | 4.51 | 2001-12-11 09:40 | Anjanece | 25 | 700 | N | N
CHANCE | 8886 | Y | CHANCE , 8886 |  |  | 4.54 | 2001-12-11 09:40 | Anjanece | 25 | 700 | N | N
CHANCE | 8886 | Y | CHANCE , 8886 |  |  | 4.57 | 2001-12-11 09:40 | Anjanece | 25 | 700 | N | N
CHANCE | 8886 | Y | CHANCE , 8886 |  |  | 4.59 | 2001-12-11 09:40 | Anjanece | 25 | 700 | N | N
CHANCE | 8886 | Y | CHANCE , 8886 |  |  | 4.68 | 2001-12-11 09:40 | Anjanece | 25 | 700 | N | N
CHANCE | 8886 | Y | CHANCE , 8886 |  |  | 4.69 | 2001-12-11 09:40 | Anjanece | 25 | 700 | N | N
CHANCE | 8886 | Y | CHANCE , 8886 |  |  | 4.74 | 2001-12-11 09:40 | Anjanece | 25 | 700 | N | N
CHANCE | 8886 | Y | CHANCE , 8886 |  | Storm Stores | 0 | 2018-04-16 10:06 | Anjanece | 25 | 700 | N | N
CHANCE | 8886 | Y | CHANCE , 8886 |  |  | 2.86 | 2018-04-16 10:06 | Anjanece | 25 | 700 | N | N
CHANCE | 8886 | Y | CHANCE , 8886 |  |  | 3.27 | 2018-04-16 10:06 | Anjanece | 25 | 700 | N | N
CHANCE | 8886 | Y | CHANCE , 8886 |  |  | 3.61 | 2018-04-16 10:06 | Anjanece | 25 | 700 | N | N
CHANCE | 8886 | Y | CHANCE , 8886 |  |  | 3.81 | 2018-04-16 10:06 | Anjanece | 25 | 700 | N | N
CHANCE | 8886 | Y | CHANCE , 8886 |  |  | 4.01 | 2018-04-16 10:06 | Anjanece | 25 | 700 | N | N
CHANCE | 8886 | Y | CHANCE , 8886 |  |  | 4.25 | 2018-04-16 10:06 | Anjanece | 25 | 700 | N | N
CHANCE | 8886 | Y | CHANCE , 8886 |  |  | 4.35 | 2018-04-16 10:06 | Anjanece | 25 | 700 | N | N
DIXIE ELECTRIC | D8886 | Y | DIXIE ELECTRIC , D8886 | JEA OVERHEAD DISTRIBUTION | CSC Stores | 2.03 | 2001-12-11 09:40 | Anjanece | 25 | 700 | N | N
DIXIE ELECTRIC | D8886 | Y | DIXIE ELECTRIC , D8886 |  |  | 2.04 | 2001-12-11 09:40 | Anjanece | 25 | 700 | N | N
DIXIE ELECTRIC | D8886 | Y | DIXIE ELECTRIC , D8886 |  |  | 2.05 | 2001-12-11 09:40 | Anjanece | 25 | 700 | N | N
DIXIE ELECTRIC | D8886 | Y | DIXIE ELECTRIC , D8886 |  |  | 2.06 | 2001-12-11 09:40 | Anjanece | 25 | 700 | N | N
DIXIE ELECTRIC | D8886 | Y | DIXIE ELECTRIC , D8886 |  |  | 2.08 | 2001-12-11 09:40 | Anjanece | 25 | 700 | N | N
DIXIE ELECTRIC | D8886 | Y | DIXIE ELECTRIC , D8886 |  |  | 2.09 | 2001-12-11 09:40 | Anjanece | 25 | 700 | N | N
DIXIE ELECTRIC | D8886 | Y | DIXIE ELECTRIC , D8886 |  |  | 2.1 | 2001-12-11 09:40 | Anjanece | 25 | 700 | N | N
DIXIE ELECTRIC | D8886 | Y | DIXIE ELECTRIC , D8886 |  |  | 2.11 | 2001-12-11 09:40 | Anjanece | 25 | 700 | N | N
DIXIE ELECTRIC | D8886 | Y | DIXIE ELECTRIC , D8886 |  |  | 2.19 | 2001-12-11 09:40 | Anjanece | 25 | 700 | N | N
DIXIE ELECTRIC | D8886 | Y | DIXIE ELECTRIC , D8886 |  |  | 2.23 | 2001-12-11 09:40 | Anjanece | 25 | 700 | N | N
DIXIE ELECTRIC | D8886 | Y | DIXIE ELECTRIC , D8886 |  |  | 2.31 | 2001-12-11 09:40 | Anjanece | 25 | 700 | N | N
DIXIE ELECTRIC | D8886 | Y | DIXIE ELECTRIC , D8886 |  |  | 2.36 | 2001-12-11 09:40 | Anjanece | 25 | 700 | N | N
DIXIE ELECTRIC | D8886 | Y | DIXIE ELECTRIC , D8886 |  |  | 2.39 | 2001-12-11 09:40 | Anjanece | 25 | 700 | N | N
DIXIE ELECTRIC | D8886 | Y | DIXIE ELECTRIC , D8886 |  |  | 2.41 | 2001-12-11 09:40 | Anjanece | 25 | 700 | N | N
DIXIE ELECTRIC | D8886 | Y | DIXIE ELECTRIC , D8886 |  |  | 2.43 | 2001-12-11 09:40 | Anjanece | 25 | 700 | N | N
DIXIE ELECTRIC | D8886 | Y | DIXIE ELECTRIC , D8886 |  |  | 2.61 | 2001-12-11 09:40 | Anjanece | 25 | 700 | N | N
DIXIE ELECTRIC | D8886 | Y | DIXIE ELECTRIC , D8886 |  |  | 2.79 | 2001-12-11 09:40 | Anjanece | 25 | 700 | N | N
DIXIE ELECTRIC | D8886 | Y | DIXIE ELECTRIC , D8886 |  |  | 3.23 | 2001-12-11 09:40 | Anjanece | 25 | 700 | N | N
DIXIE ELECTRIC | D8886 | Y | DIXIE ELECTRIC , D8886 |  |  | 3.29 | 2001-12-11 09:40 | Anjanece | 25 | 700 | N | N
DIXIE ELECTRIC | D8886 | Y | DIXIE ELECTRIC , D8886 |  |  | 3.41 | 2001-12-11 09:40 | Anjanece | 25 | 700 | N | N
DIXIE ELECTRIC | D8886 | Y | DIXIE ELECTRIC , D8886 |  |  | 3.42 | 2001-12-11 09:40 | Anjanece | 25 | 700 | N | N
DIXIE ELECTRIC | D8886 | Y | DIXIE ELECTRIC , D8886 |  |  | 3.46 | 2001-12-11 09:40 | Anjanece | 25 | 700 | N | N
DIXIE ELECTRIC | D8886 | Y | DIXIE ELECTRIC , D8886 |  |  | 3.52 | 2001-12-11 09:40 | Anjanece | 25 | 700 | N | N
DIXIE ELECTRIC | D8886 | Y | DIXIE ELECTRIC , D8886 |  |  | 3.68 | 2001-12-11 09:40 | Anjanece | 25 | 700 | N | N
DIXIE ELECTRIC | D8886 | Y | DIXIE ELECTRIC , D8886 |  |  | 4.06 | 2001-12-11 09:40 | Anjanece | 25 | 700 | N | N
DIXIE ELECTRIC | D8886 | Y | DIXIE ELECTRIC , D8886 |  |  | 4.16 | 2001-12-11 09:40 | Anjanece | 25 | 700 | N | N
DIXIE ELECTRIC | D8886 | Y | DIXIE ELECTRIC , D8886 |  |  | 4.17 | 2001-12-11 09:40 | Anjanece | 25 | 700 | N | N
DIXIE ELECTRIC | D8886 | Y | DIXIE ELECTRIC , D8886 |  |  | 4.18 | 2001-12-11 09:40 | Anjanece | 25 | 700 | N | N
DIXIE ELECTRIC | D8886 | Y | DIXIE ELECTRIC , D8886 |  |  | 4.22 | 2001-12-11 09:40 | Anjanece | 25 | 700 | N | N
DIXIE ELECTRIC | D8886 | Y | DIXIE ELECTRIC , D8886 |  |  | 4.23 | 2001-12-11 09:40 | Anjanece | 25 | 700 | N | N
DIXIE ELECTRIC | D8886 | Y | DIXIE ELECTRIC , D8886 |  |  | 4.24 | 2001-12-11 09:40 | Anjanece | 25 | 700 | N | N
DIXIE ELECTRIC | D8886 | Y | DIXIE ELECTRIC , D8886 |  |  | 4.3 | 2001-12-11 09:40 | Anjanece | 25 | 700 | N | N
DIXIE ELECTRIC | D8886 | Y | DIXIE ELECTRIC , D8886 |  |  | 4.39 | 2001-12-11 09:40 | Anjanece | 25 | 700 | N | N
DIXIE ELECTRIC | D8886 | Y | DIXIE ELECTRIC , D8886 |  |  | 4.41 | 2001-12-11 09:40 | Anjanece | 25 | 700 | N | N
DIXIE ELECTRIC | D8886 | Y | DIXIE ELECTRIC , D8886 |  |  | 4.44 | 2001-12-11 09:40 | Anjanece | 25 | 700 | N | N
DIXIE ELECTRIC | D8886 | Y | DIXIE ELECTRIC , D8886 |  |  | 4.46 | 2001-12-11 09:40 | Anjanece | 25 | 700 | N | N
DIXIE ELECTRIC | D8886 | Y | DIXIE ELECTRIC , D8886 |  |  | 4.49 | 2001-12-11 09:40 | Anjanece | 25 | 700 | N | N
DIXIE ELECTRIC | D8886 | Y | DIXIE ELECTRIC , D8886 |  |  | 4.5 | 2001-12-11 09:40 | Anjanece | 25 | 700 | N | N
DIXIE ELECTRIC | D8886 | Y | DIXIE ELECTRIC , D8886 |  |  | 4.51 | 2001-12-11 09:40 | Anjanece | 25 | 700 | N | N
DIXIE ELECTRIC | D8886 | Y | DIXIE ELECTRIC , D8886 |  |  | 4.54 | 2001-12-11 09:40 | Anjanece | 25 | 700 | N | N
DIXIE ELECTRIC | D8886 | Y | DIXIE ELECTRIC , D8886 |  |  | 4.57 | 2001-12-11 09:40 | Anjanece | 25 | 700 | N | N
DIXIE ELECTRIC | D8886 | Y | DIXIE ELECTRIC , D8886 |  |  | 4.59 | 2001-12-11 09:40 | Anjanece | 25 | 700 | N | N
DIXIE ELECTRIC | D8886 | Y | DIXIE ELECTRIC , D8886 |  |  | 4.68 | 2001-12-11 09:40 | Anjanece | 25 | 700 | N | N
DIXIE ELECTRIC | D8886 | Y | DIXIE ELECTRIC , D8886 |  |  | 4.69 | 2001-12-11 09:40 | Anjanece | 25 | 700 | N | N
DIXIE ELECTRIC | D8886 | Y | DIXIE ELECTRIC , D8886 |  |  | 4.74 | 2001-12-11 09:40 | Anjanece | 25 | 700 | N | N
DIXIE ELECTRIC | D8886 | Y | DIXIE ELECTRIC , D8886 |  | Storm Stores | 0 | 2018-04-16 10:06 | Anjanece | 25 | 700 | N | N
DIXIE ELECTRIC | D8886 | Y | DIXIE ELECTRIC , D8886 |  |  | 2.86 | 2018-04-16 10:06 | Anjanece | 25 | 700 | N | N
DIXIE ELECTRIC | D8886 | Y | DIXIE ELECTRIC , D8886 |  |  | 3.27 | 2018-04-16 10:06 | Anjanece | 25 | 700 | N | N
DIXIE ELECTRIC | D8886 | Y | DIXIE ELECTRIC , D8886 |  |  | 3.61 | 2018-04-16 10:06 | Anjanece | 25 | 700 | N | N
DIXIE ELECTRIC | D8886 | Y | DIXIE ELECTRIC , D8886 |  |  | 3.81 | 2018-04-16 10:06 | Anjanece | 25 | 700 | N | N
DIXIE ELECTRIC | D8886 | Y | DIXIE ELECTRIC , D8886 |  |  | 4.01 | 2018-04-16 10:06 | Anjanece | 25 | 700 | N | N
DIXIE ELECTRIC | D8886 | Y | DIXIE ELECTRIC , D8886 |  |  | 4.25 | 2018-04-16 10:06 | Anjanece | 25 | 700 | N | N
DIXIE ELECTRIC | D8886 | Y | DIXIE ELECTRIC , D8886 |  |  | 4.35 | 2018-04-16 10:06 | Anjanece | 25 | 700 | N | N
FLORIDA WIRE AND CABLE | FW8886 | Y | FLORIDA WIRE AND CABLE , FW8886 | JEA OVERHEAD DISTRIBUTION | CSC Stores | 2.03 | 2001-12-11 09:40 | Anjanece | 25 | 700 | N | N
FLORIDA WIRE AND CABLE | FW8886 | Y | FLORIDA WIRE AND CABLE , FW8886 |  |  | 2.04 | 2001-12-11 09:40 | Anjanece | 25 | 700 | N | N
FLORIDA WIRE AND CABLE | FW8886 | Y | FLORIDA WIRE AND CABLE , FW8886 |  |  | 2.05 | 2001-12-11 09:40 | Anjanece | 25 | 700 | N | N
FLORIDA WIRE AND CABLE | FW8886 | Y | FLORIDA WIRE AND CABLE , FW8886 |  |  | 2.06 | 2001-12-11 09:40 | Anjanece | 25 | 700 | N | N
FLORIDA WIRE AND CABLE | FW8886 | Y | FLORIDA WIRE AND CABLE , FW8886 |  |  | 2.08 | 2001-12-11 09:40 | Anjanece | 25 | 700 | N | N
FLORIDA WIRE AND CABLE | FW8886 | Y | FLORIDA WIRE AND CABLE , FW8886 |  |  | 2.09 | 2001-12-11 09:40 | Anjanece | 25 | 700 | N | N
FLORIDA WIRE AND CABLE | FW8886 | Y | FLORIDA WIRE AND CABLE , FW8886 |  |  | 2.1 | 2001-12-11 09:40 | Anjanece | 25 | 700 | N | N
FLORIDA WIRE AND CABLE | FW8886 | Y | FLORIDA WIRE AND CABLE , FW8886 |  |  | 2.11 | 2001-12-11 09:40 | Anjanece | 25 | 700 | N | N
FLORIDA WIRE AND CABLE | FW8886 | Y | FLORIDA WIRE AND CABLE , FW8886 |  |  | 2.19 | 2001-12-11 09:40 | Anjanece | 25 | 700 | N | N
FLORIDA WIRE AND CABLE | FW8886 | Y | FLORIDA WIRE AND CABLE , FW8886 |  |  | 2.23 | 2001-12-11 09:40 | Anjanece | 25 | 700 | N | N
FLORIDA WIRE AND CABLE | FW8886 | Y | FLORIDA WIRE AND CABLE , FW8886 |  |  | 2.31 | 2001-12-11 09:40 | Anjanece | 25 | 700 | N | N
FLORIDA WIRE AND CABLE | FW8886 | Y | FLORIDA WIRE AND CABLE , FW8886 |  |  | 2.36 | 2001-12-11 09:40 | Anjanece | 25 | 700 | N | N
FLORIDA WIRE AND CABLE | FW8886 | Y | FLORIDA WIRE AND CABLE , FW8886 |  |  | 2.39 | 2001-12-11 09:40 | Anjanece | 25 | 700 | N | N
FLORIDA WIRE AND CABLE | FW8886 | Y | FLORIDA WIRE AND CABLE , FW8886 |  |  | 2.41 | 2001-12-11 09:40 | Anjanece | 25 | 700 | N | N
FLORIDA WIRE AND CABLE | FW8886 | Y | FLORIDA WIRE AND CABLE , FW8886 |  |  | 2.43 | 2001-12-11 09:40 | Anjanece | 25 | 700 | N | N
FLORIDA WIRE AND CABLE | FW8886 | Y | FLORIDA WIRE AND CABLE , FW8886 |  |  | 2.61 | 2001-12-11 09:40 | Anjanece | 25 | 700 | N | N
FLORIDA WIRE AND CABLE | FW8886 | Y | FLORIDA WIRE AND CABLE , FW8886 |  |  | 2.79 | 2001-12-11 09:40 | Anjanece | 25 | 700 | N | N
FLORIDA WIRE AND CABLE | FW8886 | Y | FLORIDA WIRE AND CABLE , FW8886 |  |  | 3.23 | 2001-12-11 09:40 | Anjanece | 25 | 700 | N | N
FLORIDA WIRE AND CABLE | FW8886 | Y | FLORIDA WIRE AND CABLE , FW8886 |  |  | 3.29 | 2001-12-11 09:40 | Anjanece | 25 | 700 | N | N
FLORIDA WIRE AND CABLE | FW8886 | Y | FLORIDA WIRE AND CABLE , FW8886 |  |  | 3.41 | 2001-12-11 09:40 | Anjanece | 25 | 700 | N | N
FLORIDA WIRE AND CABLE | FW8886 | Y | FLORIDA WIRE AND CABLE , FW8886 |  |  | 3.42 | 2001-12-11 09:40 | Anjanece | 25 | 700 | N | N
FLORIDA WIRE AND CABLE | FW8886 | Y | FLORIDA WIRE AND CABLE , FW8886 |  |  | 3.46 | 2001-12-11 09:40 | Anjanece | 25 | 700 | N | N
FLORIDA WIRE AND CABLE | FW8886 | Y | FLORIDA WIRE AND CABLE , FW8886 |  |  | 3.52 | 2001-12-11 09:40 | Anjanece | 25 | 700 | N | N
FLORIDA WIRE AND CABLE | FW8886 | Y | FLORIDA WIRE AND CABLE , FW8886 |  |  | 3.68 | 2001-12-11 09:40 | Anjanece | 25 | 700 | N | N
FLORIDA WIRE AND CABLE | FW8886 | Y | FLORIDA WIRE AND CABLE , FW8886 |  |  | 4.06 | 2001-12-11 09:40 | Anjanece | 25 | 700 | N | N
FLORIDA WIRE AND CABLE | FW8886 | Y | FLORIDA WIRE AND CABLE , FW8886 |  |  | 4.16 | 2001-12-11 09:40 | Anjanece | 25 | 700 | N | N
FLORIDA WIRE AND CABLE | FW8886 | Y | FLORIDA WIRE AND CABLE , FW8886 |  |  | 4.17 | 2001-12-11 09:40 | Anjanece | 25 | 700 | N | N
FLORIDA WIRE AND CABLE | FW8886 | Y | FLORIDA WIRE AND CABLE , FW8886 |  |  | 4.18 | 2001-12-11 09:40 | Anjanece | 25 | 700 | N | N
FLORIDA WIRE AND CABLE | FW8886 | Y | FLORIDA WIRE AND CABLE , FW8886 |  |  | 4.22 | 2001-12-11 09:40 | Anjanece | 25 | 700 | N | N
FLORIDA WIRE AND CABLE | FW8886 | Y | FLORIDA WIRE AND CABLE , FW8886 |  |  | 4.23 | 2001-12-11 09:40 | Anjanece | 25 | 700 | N | N
FLORIDA WIRE AND CABLE | FW8886 | Y | FLORIDA WIRE AND CABLE , FW8886 |  |  | 4.24 | 2001-12-11 09:40 | Anjanece | 25 | 700 | N | N
FLORIDA WIRE AND CABLE | FW8886 | Y | FLORIDA WIRE AND CABLE , FW8886 |  |  | 4.3 | 2001-12-11 09:40 | Anjanece | 25 | 700 | N | N
FLORIDA WIRE AND CABLE | FW8886 | Y | FLORIDA WIRE AND CABLE , FW8886 |  |  | 4.39 | 2001-12-11 09:40 | Anjanece | 25 | 700 | N | N
FLORIDA WIRE AND CABLE | FW8886 | Y | FLORIDA WIRE AND CABLE , FW8886 |  |  | 4.41 | 2001-12-11 09:40 | Anjanece | 25 | 700 | N | N
FLORIDA WIRE AND CABLE | FW8886 | Y | FLORIDA WIRE AND CABLE , FW8886 |  |  | 4.44 | 2001-12-11 09:40 | Anjanece | 25 | 700 | N | N
FLORIDA WIRE AND CABLE | FW8886 | Y | FLORIDA WIRE AND CABLE , FW8886 |  |  | 4.46 | 2001-12-11 09:40 | Anjanece | 25 | 700 | N | N
FLORIDA WIRE AND CABLE | FW8886 | Y | FLORIDA WIRE AND CABLE , FW8886 |  |  | 4.49 | 2001-12-11 09:40 | Anjanece | 25 | 700 | N | N
FLORIDA WIRE AND CABLE | FW8886 | Y | FLORIDA WIRE AND CABLE , FW8886 |  |  | 4.5 | 2001-12-11 09:40 | Anjanece | 25 | 700 | N | N
FLORIDA WIRE AND CABLE | FW8886 | Y | FLORIDA WIRE AND CABLE , FW8886 |  |  | 4.51 | 2001-12-11 09:40 | Anjanece | 25 | 700 | N | N
FLORIDA WIRE AND CABLE | FW8886 | Y | FLORIDA WIRE AND CABLE , FW8886 |  |  | 4.54 | 2001-12-11 09:40 | Anjanece | 25 | 700 | N | N
FLORIDA WIRE AND CABLE | FW8886 | Y | FLORIDA WIRE AND CABLE , FW8886 |  |  | 4.57 | 2001-12-11 09:40 | Anjanece | 25 | 700 | N | N
FLORIDA WIRE AND CABLE | FW8886 | Y | FLORIDA WIRE AND CABLE , FW8886 |  |  | 4.59 | 2001-12-11 09:40 | Anjanece | 25 | 700 | N | N
FLORIDA WIRE AND CABLE | FW8886 | Y | FLORIDA WIRE AND CABLE , FW8886 |  |  | 4.68 | 2001-12-11 09:40 | Anjanece | 25 | 700 | N | N
FLORIDA WIRE AND CABLE | FW8886 | Y | FLORIDA WIRE AND CABLE , FW8886 |  |  | 4.69 | 2001-12-11 09:40 | Anjanece | 25 | 700 | N | N
FLORIDA WIRE AND CABLE | FW8886 | Y | FLORIDA WIRE AND CABLE , FW8886 |  |  | 4.74 | 2001-12-11 09:40 | Anjanece | 25 | 700 | N | N
FLORIDA WIRE AND CABLE | FW8886 | Y | FLORIDA WIRE AND CABLE , FW8886 |  | Storm Stores | 0 | 2018-04-16 10:06 | Anjanece | 25 | 700 | N | N
FLORIDA WIRE AND CABLE | FW8886 | Y | FLORIDA WIRE AND CABLE , FW8886 |  |  | 2.86 | 2018-04-16 10:06 | Anjanece | 25 | 700 | N | N
FLORIDA WIRE AND CABLE | FW8886 | Y | FLORIDA WIRE AND CABLE , FW8886 |  |  | 3.27 | 2018-04-16 10:06 | Anjanece | 25 | 700 | N | N
FLORIDA WIRE AND CABLE | FW8886 | Y | FLORIDA WIRE AND CABLE , FW8886 |  |  | 3.61 | 2018-04-16 10:06 | Anjanece | 25 | 700 | N | N
FLORIDA WIRE AND CABLE | FW8886 | Y | FLORIDA WIRE AND CABLE , FW8886 |  |  | 3.81 | 2018-04-16 10:06 | Anjanece | 25 | 700 | N | N
FLORIDA WIRE AND CABLE | FW8886 | Y | FLORIDA WIRE AND CABLE , FW8886 |  |  | 4.01 | 2018-04-16 10:06 | Anjanece | 25 | 700 | N | N
FLORIDA WIRE AND CABLE | FW8886 | Y | FLORIDA WIRE AND CABLE , FW8886 |  |  | 4.25 | 2018-04-16 10:06 | Anjanece | 25 | 700 | N | N
FLORIDA WIRE AND CABLE | FW8886 | Y | FLORIDA WIRE AND CABLE , FW8886 |  |  | 4.35 | 2018-04-16 10:06 | Anjanece | 25 | 700 | N | N
HUGHES | TR-716-F | Y | HUGHES , TR-716-F | JEA OVERHEAD DISTRIBUTION | CSC Stores | 2.03 | 2001-12-11 09:40 | Anjanece | 25 | 700 | N | N
HUGHES | TR-716-F | Y | HUGHES , TR-716-F |  |  | 2.04 | 2001-12-11 09:40 | Anjanece | 25 | 700 | N | N
HUGHES | TR-716-F | Y | HUGHES , TR-716-F |  |  | 2.05 | 2001-12-11 09:40 | Anjanece | 25 | 700 | N | N
HUGHES | TR-716-F | Y | HUGHES , TR-716-F |  |  | 2.06 | 2001-12-11 09:40 | Anjanece | 25 | 700 | N | N
HUGHES | TR-716-F | Y | HUGHES , TR-716-F |  |  | 2.08 | 2001-12-11 09:40 | Anjanece | 25 | 700 | N | N
HUGHES | TR-716-F | Y | HUGHES , TR-716-F |  |  | 2.09 | 2001-12-11 09:40 | Anjanece | 25 | 700 | N | N
HUGHES | TR-716-F | Y | HUGHES , TR-716-F |  |  | 2.1 | 2001-12-11 09:40 | Anjanece | 25 | 700 | N | N
HUGHES | TR-716-F | Y | HUGHES , TR-716-F |  |  | 2.11 | 2001-12-11 09:40 | Anjanece | 25 | 700 | N | N
HUGHES | TR-716-F | Y | HUGHES , TR-716-F |  |  | 2.19 | 2001-12-11 09:40 | Anjanece | 25 | 700 | N | N
HUGHES | TR-716-F | Y | HUGHES , TR-716-F |  |  | 2.23 | 2001-12-11 09:40 | Anjanece | 25 | 700 | N | N
HUGHES | TR-716-F | Y | HUGHES , TR-716-F |  |  | 2.31 | 2001-12-11 09:40 | Anjanece | 25 | 700 | N | N
HUGHES | TR-716-F | Y | HUGHES , TR-716-F |  |  | 2.36 | 2001-12-11 09:40 | Anjanece | 25 | 700 | N | N
HUGHES | TR-716-F | Y | HUGHES , TR-716-F |  |  | 2.39 | 2001-12-11 09:40 | Anjanece | 25 | 700 | N | N
HUGHES | TR-716-F | Y | HUGHES , TR-716-F |  |  | 2.41 | 2001-12-11 09:40 | Anjanece | 25 | 700 | N | N
HUGHES | TR-716-F | Y | HUGHES , TR-716-F |  |  | 2.43 | 2001-12-11 09:40 | Anjanece | 25 | 700 | N | N
HUGHES | TR-716-F | Y | HUGHES , TR-716-F |  |  | 2.61 | 2001-12-11 09:40 | Anjanece | 25 | 700 | N | N
HUGHES | TR-716-F | Y | HUGHES , TR-716-F |  |  | 2.79 | 2001-12-11 09:40 | Anjanece | 25 | 700 | N | N
HUGHES | TR-716-F | Y | HUGHES , TR-716-F |  |  | 3.23 | 2001-12-11 09:40 | Anjanece | 25 | 700 | N | N
HUGHES | TR-716-F | Y | HUGHES , TR-716-F |  |  | 3.29 | 2001-12-11 09:40 | Anjanece | 25 | 700 | N | N
HUGHES | TR-716-F | Y | HUGHES , TR-716-F |  |  | 3.41 | 2001-12-11 09:40 | Anjanece | 25 | 700 | N | N
HUGHES | TR-716-F | Y | HUGHES , TR-716-F |  |  | 3.42 | 2001-12-11 09:40 | Anjanece | 25 | 700 | N | N
HUGHES | TR-716-F | Y | HUGHES , TR-716-F |  |  | 3.46 | 2001-12-11 09:40 | Anjanece | 25 | 700 | N | N
HUGHES | TR-716-F | Y | HUGHES , TR-716-F |  |  | 3.52 | 2001-12-11 09:40 | Anjanece | 25 | 700 | N | N
HUGHES | TR-716-F | Y | HUGHES , TR-716-F |  |  | 3.68 | 2001-12-11 09:40 | Anjanece | 25 | 700 | N | N
HUGHES | TR-716-F | Y | HUGHES , TR-716-F |  |  | 4.06 | 2001-12-11 09:40 | Anjanece | 25 | 700 | N | N
HUGHES | TR-716-F | Y | HUGHES , TR-716-F |  |  | 4.16 | 2001-12-11 09:40 | Anjanece | 25 | 700 | N | N
HUGHES | TR-716-F | Y | HUGHES , TR-716-F |  |  | 4.17 | 2001-12-11 09:40 | Anjanece | 25 | 700 | N | N
HUGHES | TR-716-F | Y | HUGHES , TR-716-F |  |  | 4.18 | 2001-12-11 09:40 | Anjanece | 25 | 700 | N | N
HUGHES | TR-716-F | Y | HUGHES , TR-716-F |  |  | 4.22 | 2001-12-11 09:40 | Anjanece | 25 | 700 | N | N
HUGHES | TR-716-F | Y | HUGHES , TR-716-F |  |  | 4.23 | 2001-12-11 09:40 | Anjanece | 25 | 700 | N | N
HUGHES | TR-716-F | Y | HUGHES , TR-716-F |  |  | 4.24 | 2001-12-11 09:40 | Anjanece | 25 | 700 | N | N
HUGHES | TR-716-F | Y | HUGHES , TR-716-F |  |  | 4.3 | 2001-12-11 09:40 | Anjanece | 25 | 700 | N | N
HUGHES | TR-716-F | Y | HUGHES , TR-716-F |  |  | 4.39 | 2001-12-11 09:40 | Anjanece | 25 | 700 | N | N
HUGHES | TR-716-F | Y | HUGHES , TR-716-F |  |  | 4.41 | 2001-12-11 09:40 | Anjanece | 25 | 700 | N | N
HUGHES | TR-716-F | Y | HUGHES , TR-716-F |  |  | 4.44 | 2001-12-11 09:40 | Anjanece | 25 | 700 | N | N
HUGHES | TR-716-F | Y | HUGHES , TR-716-F |  |  | 4.46 | 2001-12-11 09:40 | Anjanece | 25 | 700 | N | N
HUGHES | TR-716-F | Y | HUGHES , TR-716-F |  |  | 4.49 | 2001-12-11 09:40 | Anjanece | 25 | 700 | N | N
HUGHES | TR-716-F | Y | HUGHES , TR-716-F |  |  | 4.5 | 2001-12-11 09:40 | Anjanece | 25 | 700 | N | N
HUGHES | TR-716-F | Y | HUGHES , TR-716-F |  |  | 4.51 | 2001-12-11 09:40 | Anjanece | 25 | 700 | N | N
HUGHES | TR-716-F | Y | HUGHES , TR-716-F |  |  | 4.54 | 2001-12-11 09:40 | Anjanece | 25 | 700 | N | N
HUGHES | TR-716-F | Y | HUGHES , TR-716-F |  |  | 4.57 | 2001-12-11 09:40 | Anjanece | 25 | 700 | N | N
HUGHES | TR-716-F | Y | HUGHES , TR-716-F |  |  | 4.59 | 2001-12-11 09:40 | Anjanece | 25 | 700 | N | N
HUGHES | TR-716-F | Y | HUGHES , TR-716-F |  |  | 4.68 | 2001-12-11 09:40 | Anjanece | 25 | 700 | N | N
HUGHES | TR-716-F | Y | HUGHES , TR-716-F |  |  | 4.69 | 2001-12-11 09:40 | Anjanece | 25 | 700 | N | N
HUGHES | TR-716-F | Y | HUGHES , TR-716-F |  |  | 4.74 | 2001-12-11 09:40 | Anjanece | 25 | 700 | N | N
HUGHES | TR-716-F | Y | HUGHES , TR-716-F |  | Storm Stores | 0 | 2018-04-16 10:06 | Anjanece | 25 | 700 | N | N
HUGHES | TR-716-F | Y | HUGHES , TR-716-F |  |  | 2.86 | 2018-04-16 10:06 | Anjanece | 25 | 700 | N | N
HUGHES | TR-716-F | Y | HUGHES , TR-716-F |  |  | 3.27 | 2018-04-16 10:06 | Anjanece | 25 | 700 | N | N
HUGHES | TR-716-F | Y | HUGHES , TR-716-F |  |  | 3.61 | 2018-04-16 10:06 | Anjanece | 25 | 700 | N | N
HUGHES | TR-716-F | Y | HUGHES , TR-716-F |  |  | 3.81 | 2018-04-16 10:06 | Anjanece | 25 | 700 | N | N
HUGHES | TR-716-F | Y | HUGHES , TR-716-F |  |  | 4.01 | 2018-04-16 10:06 | Anjanece | 25 | 700 | N | N
HUGHES | TR-716-F | Y | HUGHES , TR-716-F |  |  | 4.25 | 2018-04-16 10:06 | Anjanece | 25 | 700 | N | N
HUGHES | TR-716-F | Y | HUGHES , TR-716-F |  |  | 4.35 | 2018-04-16 10:06 | Anjanece | 25 | 700 | N | N
JOSLYN HI-VOLTAGE CORP. | J8886 | Y | JOSLYN HI-VOLTAGE CORP. , J8886 | JEA OVERHEAD DISTRIBUTION | CSC Stores | 2.03 | 2001-12-11 09:40 | Anjanece | 25 | 700 | N | N
JOSLYN HI-VOLTAGE CORP. | J8886 | Y | JOSLYN HI-VOLTAGE CORP. , J8886 |  |  | 2.04 | 2001-12-11 09:40 | Anjanece | 25 | 700 | N | N
JOSLYN HI-VOLTAGE CORP. | J8886 | Y | JOSLYN HI-VOLTAGE CORP. , J8886 |  |  | 2.05 | 2001-12-11 09:40 | Anjanece | 25 | 700 | N | N
JOSLYN HI-VOLTAGE CORP. | J8886 | Y | JOSLYN HI-VOLTAGE CORP. , J8886 |  |  | 2.06 | 2001-12-11 09:40 | Anjanece | 25 | 700 | N | N
JOSLYN HI-VOLTAGE CORP. | J8886 | Y | JOSLYN HI-VOLTAGE CORP. , J8886 |  |  | 2.08 | 2001-12-11 09:40 | Anjanece | 25 | 700 | N | N
JOSLYN HI-VOLTAGE CORP. | J8886 | Y | JOSLYN HI-VOLTAGE CORP. , J8886 |  |  | 2.09 | 2001-12-11 09:40 | Anjanece | 25 | 700 | N | N
JOSLYN HI-VOLTAGE CORP. | J8886 | Y | JOSLYN HI-VOLTAGE CORP. , J8886 |  |  | 2.1 | 2001-12-11 09:40 | Anjanece | 25 | 700 | N | N
JOSLYN HI-VOLTAGE CORP. | J8886 | Y | JOSLYN HI-VOLTAGE CORP. , J8886 |  |  | 2.11 | 2001-12-11 09:40 | Anjanece | 25 | 700 | N | N
JOSLYN HI-VOLTAGE CORP. | J8886 | Y | JOSLYN HI-VOLTAGE CORP. , J8886 |  |  | 2.19 | 2001-12-11 09:40 | Anjanece | 25 | 700 | N | N
JOSLYN HI-VOLTAGE CORP. | J8886 | Y | JOSLYN HI-VOLTAGE CORP. , J8886 |  |  | 2.23 | 2001-12-11 09:40 | Anjanece | 25 | 700 | N | N
JOSLYN HI-VOLTAGE CORP. | J8886 | Y | JOSLYN HI-VOLTAGE CORP. , J8886 |  |  | 2.31 | 2001-12-11 09:40 | Anjanece | 25 | 700 | N | N
JOSLYN HI-VOLTAGE CORP. | J8886 | Y | JOSLYN HI-VOLTAGE CORP. , J8886 |  |  | 2.36 | 2001-12-11 09:40 | Anjanece | 25 | 700 | N | N
JOSLYN HI-VOLTAGE CORP. | J8886 | Y | JOSLYN HI-VOLTAGE CORP. , J8886 |  |  | 2.39 | 2001-12-11 09:40 | Anjanece | 25 | 700 | N | N
JOSLYN HI-VOLTAGE CORP. | J8886 | Y | JOSLYN HI-VOLTAGE CORP. , J8886 |  |  | 2.41 | 2001-12-11 09:40 | Anjanece | 25 | 700 | N | N
JOSLYN HI-VOLTAGE CORP. | J8886 | Y | JOSLYN HI-VOLTAGE CORP. , J8886 |  |  | 2.43 | 2001-12-11 09:40 | Anjanece | 25 | 700 | N | N
JOSLYN HI-VOLTAGE CORP. | J8886 | Y | JOSLYN HI-VOLTAGE CORP. , J8886 |  |  | 2.61 | 2001-12-11 09:40 | Anjanece | 25 | 700 | N | N
JOSLYN HI-VOLTAGE CORP. | J8886 | Y | JOSLYN HI-VOLTAGE CORP. , J8886 |  |  | 2.79 | 2001-12-11 09:40 | Anjanece | 25 | 700 | N | N
JOSLYN HI-VOLTAGE CORP. | J8886 | Y | JOSLYN HI-VOLTAGE CORP. , J8886 |  |  | 3.23 | 2001-12-11 09:40 | Anjanece | 25 | 700 | N | N
JOSLYN HI-VOLTAGE CORP. | J8886 | Y | JOSLYN HI-VOLTAGE CORP. , J8886 |  |  | 3.29 | 2001-12-11 09:40 | Anjanece | 25 | 700 | N | N
JOSLYN HI-VOLTAGE CORP. | J8886 | Y | JOSLYN HI-VOLTAGE CORP. , J8886 |  |  | 3.41 | 2001-12-11 09:40 | Anjanece | 25 | 700 | N | N
JOSLYN HI-VOLTAGE CORP. | J8886 | Y | JOSLYN HI-VOLTAGE CORP. , J8886 |  |  | 3.42 | 2001-12-11 09:40 | Anjanece | 25 | 700 | N | N
JOSLYN HI-VOLTAGE CORP. | J8886 | Y | JOSLYN HI-VOLTAGE CORP. , J8886 |  |  | 3.46 | 2001-12-11 09:40 | Anjanece | 25 | 700 | N | N
JOSLYN HI-VOLTAGE CORP. | J8886 | Y | JOSLYN HI-VOLTAGE CORP. , J8886 |  |  | 3.52 | 2001-12-11 09:40 | Anjanece | 25 | 700 | N | N
JOSLYN HI-VOLTAGE CORP. | J8886 | Y | JOSLYN HI-VOLTAGE CORP. , J8886 |  |  | 3.68 | 2001-12-11 09:40 | Anjanece | 25 | 700 | N | N
JOSLYN HI-VOLTAGE CORP. | J8886 | Y | JOSLYN HI-VOLTAGE CORP. , J8886 |  |  | 4.06 | 2001-12-11 09:40 | Anjanece | 25 | 700 | N | N
JOSLYN HI-VOLTAGE CORP. | J8886 | Y | JOSLYN HI-VOLTAGE CORP. , J8886 |  |  | 4.16 | 2001-12-11 09:40 | Anjanece | 25 | 700 | N | N
JOSLYN HI-VOLTAGE CORP. | J8886 | Y | JOSLYN HI-VOLTAGE CORP. , J8886 |  |  | 4.17 | 2001-12-11 09:40 | Anjanece | 25 | 700 | N | N
JOSLYN HI-VOLTAGE CORP. | J8886 | Y | JOSLYN HI-VOLTAGE CORP. , J8886 |  |  | 4.18 | 2001-12-11 09:40 | Anjanece | 25 | 700 | N | N
JOSLYN HI-VOLTAGE CORP. | J8886 | Y | JOSLYN HI-VOLTAGE CORP. , J8886 |  |  | 4.22 | 2001-12-11 09:40 | Anjanece | 25 | 700 | N | N
JOSLYN HI-VOLTAGE CORP. | J8886 | Y | JOSLYN HI-VOLTAGE CORP. , J8886 |  |  | 4.23 | 2001-12-11 09:40 | Anjanece | 25 | 700 | N | N
JOSLYN HI-VOLTAGE CORP. | J8886 | Y | JOSLYN HI-VOLTAGE CORP. , J8886 |  |  | 4.24 | 2001-12-11 09:40 | Anjanece | 25 | 700 | N | N
JOSLYN HI-VOLTAGE CORP. | J8886 | Y | JOSLYN HI-VOLTAGE CORP. , J8886 |  |  | 4.3 | 2001-12-11 09:40 | Anjanece | 25 | 700 | N | N
JOSLYN HI-VOLTAGE CORP. | J8886 | Y | JOSLYN HI-VOLTAGE CORP. , J8886 |  |  | 4.39 | 2001-12-11 09:40 | Anjanece | 25 | 700 | N | N
JOSLYN HI-VOLTAGE CORP. | J8886 | Y | JOSLYN HI-VOLTAGE CORP. , J8886 |  |  | 4.41 | 2001-12-11 09:40 | Anjanece | 25 | 700 | N | N
JOSLYN HI-VOLTAGE CORP. | J8886 | Y | JOSLYN HI-VOLTAGE CORP. , J8886 |  |  | 4.44 | 2001-12-11 09:40 | Anjanece | 25 | 700 | N | N
JOSLYN HI-VOLTAGE CORP. | J8886 | Y | JOSLYN HI-VOLTAGE CORP. , J8886 |  |  | 4.46 | 2001-12-11 09:40 | Anjanece | 25 | 700 | N | N
JOSLYN HI-VOLTAGE CORP. | J8886 | Y | JOSLYN HI-VOLTAGE CORP. , J8886 |  |  | 4.49 | 2001-12-11 09:40 | Anjanece | 25 | 700 | N | N
JOSLYN HI-VOLTAGE CORP. | J8886 | Y | JOSLYN HI-VOLTAGE CORP. , J8886 |  |  | 4.5 | 2001-12-11 09:40 | Anjanece | 25 | 700 | N | N
JOSLYN HI-VOLTAGE CORP. | J8886 | Y | JOSLYN HI-VOLTAGE CORP. , J8886 |  |  | 4.51 | 2001-12-11 09:40 | Anjanece | 25 | 700 | N | N
JOSLYN HI-VOLTAGE CORP. | J8886 | Y | JOSLYN HI-VOLTAGE CORP. , J8886 |  |  | 4.54 | 2001-12-11 09:40 | Anjanece | 25 | 700 | N | N
JOSLYN HI-VOLTAGE CORP. | J8886 | Y | JOSLYN HI-VOLTAGE CORP. , J8886 |  |  | 4.57 | 2001-12-11 09:40 | Anjanece | 25 | 700 | N | N
JOSLYN HI-VOLTAGE CORP. | J8886 | Y | JOSLYN HI-VOLTAGE CORP. , J8886 |  |  | 4.59 | 2001-12-11 09:40 | Anjanece | 25 | 700 | N | N
JOSLYN HI-VOLTAGE CORP. | J8886 | Y | JOSLYN HI-VOLTAGE CORP. , J8886 |  |  | 4.68 | 2001-12-11 09:40 | Anjanece | 25 | 700 | N | N
JOSLYN HI-VOLTAGE CORP. | J8886 | Y | JOSLYN HI-VOLTAGE CORP. , J8886 |  |  | 4.69 | 2001-12-11 09:40 | Anjanece | 25 | 700 | N | N
JOSLYN HI-VOLTAGE CORP. | J8886 | Y | JOSLYN HI-VOLTAGE CORP. , J8886 |  |  | 4.74 | 2001-12-11 09:40 | Anjanece | 25 | 700 | N | N
JOSLYN HI-VOLTAGE CORP. | J8886 | Y | JOSLYN HI-VOLTAGE CORP. , J8886 |  | Storm Stores | 0 | 2018-04-16 10:06 | Anjanece | 25 | 700 | N | N
JOSLYN HI-VOLTAGE CORP. | J8886 | Y | JOSLYN HI-VOLTAGE CORP. , J8886 |  |  | 2.86 | 2018-04-16 10:06 | Anjanece | 25 | 700 | N | N
JOSLYN HI-VOLTAGE CORP. | J8886 | Y | JOSLYN HI-VOLTAGE CORP. , J8886 |  |  | 3.27 | 2018-04-16 10:06 | Anjanece | 25 | 700 | N | N
JOSLYN HI-VOLTAGE CORP. | J8886 | Y | JOSLYN HI-VOLTAGE CORP. , J8886 |  |  | 3.61 | 2018-04-16 10:06 | Anjanece | 25 | 700 | N | N
JOSLYN HI-VOLTAGE CORP. | J8886 | Y | JOSLYN HI-VOLTAGE CORP. , J8886 |  |  | 3.81 | 2018-04-16 10:06 | Anjanece | 25 | 700 | N | N
JOSLYN HI-VOLTAGE CORP. | J8886 | Y | JOSLYN HI-VOLTAGE CORP. , J8886 |  |  | 4.01 | 2018-04-16 10:06 | Anjanece | 25 | 700 | N | N
JOSLYN HI-VOLTAGE CORP. | J8886 | Y | JOSLYN HI-VOLTAGE CORP. , J8886 |  |  | 4.25 | 2018-04-16 10:06 | Anjanece | 25 | 700 | N | N
JOSLYN HI-VOLTAGE CORP. | J8886 | Y | JOSLYN HI-VOLTAGE CORP. , J8886 |  |  | 4.35 | 2018-04-16 10:06 | Anjanece | 25 | 700 | N | N
MC GRAW EDISON | DF3D16 | Y | MC GRAW EDISON , DF3D16 | JEA OVERHEAD DISTRIBUTION | CSC Stores | 2.03 | 2001-12-11 09:40 | Anjanece | 25 | 700 | N | N
MC GRAW EDISON | DF3D16 | Y | MC GRAW EDISON , DF3D16 |  |  | 2.04 | 2001-12-11 09:40 | Anjanece | 25 | 700 | N | N
MC GRAW EDISON | DF3D16 | Y | MC GRAW EDISON , DF3D16 |  |  | 2.05 | 2001-12-11 09:40 | Anjanece | 25 | 700 | N | N
MC GRAW EDISON | DF3D16 | Y | MC GRAW EDISON , DF3D16 |  |  | 2.06 | 2001-12-11 09:40 | Anjanece | 25 | 700 | N | N
MC GRAW EDISON | DF3D16 | Y | MC GRAW EDISON , DF3D16 |  |  | 2.08 | 2001-12-11 09:40 | Anjanece | 25 | 700 | N | N
MC GRAW EDISON | DF3D16 | Y | MC GRAW EDISON , DF3D16 |  |  | 2.09 | 2001-12-11 09:40 | Anjanece | 25 | 700 | N | N
MC GRAW EDISON | DF3D16 | Y | MC GRAW EDISON , DF3D16 |  |  | 2.1 | 2001-12-11 09:40 | Anjanece | 25 | 700 | N | N
MC GRAW EDISON | DF3D16 | Y | MC GRAW EDISON , DF3D16 |  |  | 2.11 | 2001-12-11 09:40 | Anjanece | 25 | 700 | N | N
MC GRAW EDISON | DF3D16 | Y | MC GRAW EDISON , DF3D16 |  |  | 2.19 | 2001-12-11 09:40 | Anjanece | 25 | 700 | N | N
MC GRAW EDISON | DF3D16 | Y | MC GRAW EDISON , DF3D16 |  |  | 2.23 | 2001-12-11 09:40 | Anjanece | 25 | 700 | N | N
MC GRAW EDISON | DF3D16 | Y | MC GRAW EDISON , DF3D16 |  |  | 2.31 | 2001-12-11 09:40 | Anjanece | 25 | 700 | N | N
MC GRAW EDISON | DF3D16 | Y | MC GRAW EDISON , DF3D16 |  |  | 2.36 | 2001-12-11 09:40 | Anjanece | 25 | 700 | N | N
MC GRAW EDISON | DF3D16 | Y | MC GRAW EDISON , DF3D16 |  |  | 2.39 | 2001-12-11 09:40 | Anjanece | 25 | 700 | N | N
MC GRAW EDISON | DF3D16 | Y | MC GRAW EDISON , DF3D16 |  |  | 2.41 | 2001-12-11 09:40 | Anjanece | 25 | 700 | N | N
MC GRAW EDISON | DF3D16 | Y | MC GRAW EDISON , DF3D16 |  |  | 2.43 | 2001-12-11 09:40 | Anjanece | 25 | 700 | N | N
MC GRAW EDISON | DF3D16 | Y | MC GRAW EDISON , DF3D16 |  |  | 2.61 | 2001-12-11 09:40 | Anjanece | 25 | 700 | N | N
MC GRAW EDISON | DF3D16 | Y | MC GRAW EDISON , DF3D16 |  |  | 2.79 | 2001-12-11 09:40 | Anjanece | 25 | 700 | N | N
MC GRAW EDISON | DF3D16 | Y | MC GRAW EDISON , DF3D16 |  |  | 3.23 | 2001-12-11 09:40 | Anjanece | 25 | 700 | N | N
MC GRAW EDISON | DF3D16 | Y | MC GRAW EDISON , DF3D16 |  |  | 3.29 | 2001-12-11 09:40 | Anjanece | 25 | 700 | N | N
MC GRAW EDISON | DF3D16 | Y | MC GRAW EDISON , DF3D16 |  |  | 3.41 | 2001-12-11 09:40 | Anjanece | 25 | 700 | N | N
MC GRAW EDISON | DF3D16 | Y | MC GRAW EDISON , DF3D16 |  |  | 3.42 | 2001-12-11 09:40 | Anjanece | 25 | 700 | N | N
MC GRAW EDISON | DF3D16 | Y | MC GRAW EDISON , DF3D16 |  |  | 3.46 | 2001-12-11 09:40 | Anjanece | 25 | 700 | N | N
MC GRAW EDISON | DF3D16 | Y | MC GRAW EDISON , DF3D16 |  |  | 3.52 | 2001-12-11 09:40 | Anjanece | 25 | 700 | N | N
MC GRAW EDISON | DF3D16 | Y | MC GRAW EDISON , DF3D16 |  |  | 3.68 | 2001-12-11 09:40 | Anjanece | 25 | 700 | N | N
MC GRAW EDISON | DF3D16 | Y | MC GRAW EDISON , DF3D16 |  |  | 4.06 | 2001-12-11 09:40 | Anjanece | 25 | 700 | N | N
MC GRAW EDISON | DF3D16 | Y | MC GRAW EDISON , DF3D16 |  |  | 4.16 | 2001-12-11 09:40 | Anjanece | 25 | 700 | N | N
MC GRAW EDISON | DF3D16 | Y | MC GRAW EDISON , DF3D16 |  |  | 4.17 | 2001-12-11 09:40 | Anjanece | 25 | 700 | N | N
MC GRAW EDISON | DF3D16 | Y | MC GRAW EDISON , DF3D16 |  |  | 4.18 | 2001-12-11 09:40 | Anjanece | 25 | 700 | N | N
MC GRAW EDISON | DF3D16 | Y | MC GRAW EDISON , DF3D16 |  |  | 4.22 | 2001-12-11 09:40 | Anjanece | 25 | 700 | N | N
MC GRAW EDISON | DF3D16 | Y | MC GRAW EDISON , DF3D16 |  |  | 4.23 | 2001-12-11 09:40 | Anjanece | 25 | 700 | N | N
MC GRAW EDISON | DF3D16 | Y | MC GRAW EDISON , DF3D16 |  |  | 4.24 | 2001-12-11 09:40 | Anjanece | 25 | 700 | N | N
MC GRAW EDISON | DF3D16 | Y | MC GRAW EDISON , DF3D16 |  |  | 4.3 | 2001-12-11 09:40 | Anjanece | 25 | 700 | N | N
MC GRAW EDISON | DF3D16 | Y | MC GRAW EDISON , DF3D16 |  |  | 4.39 | 2001-12-11 09:40 | Anjanece | 25 | 700 | N | N
MC GRAW EDISON | DF3D16 | Y | MC GRAW EDISON , DF3D16 |  |  | 4.41 | 2001-12-11 09:40 | Anjanece | 25 | 700 | N | N
MC GRAW EDISON | DF3D16 | Y | MC GRAW EDISON , DF3D16 |  |  | 4.44 | 2001-12-11 09:40 | Anjanece | 25 | 700 | N | N
MC GRAW EDISON | DF3D16 | Y | MC GRAW EDISON , DF3D16 |  |  | 4.46 | 2001-12-11 09:40 | Anjanece | 25 | 700 | N | N
MC GRAW EDISON | DF3D16 | Y | MC GRAW EDISON , DF3D16 |  |  | 4.49 | 2001-12-11 09:40 | Anjanece | 25 | 700 | N | N
MC GRAW EDISON | DF3D16 | Y | MC GRAW EDISON , DF3D16 |  |  | 4.5 | 2001-12-11 09:40 | Anjanece | 25 | 700 | N | N
MC GRAW EDISON | DF3D16 | Y | MC GRAW EDISON , DF3D16 |  |  | 4.51 | 2001-12-11 09:40 | Anjanece | 25 | 700 | N | N
MC GRAW EDISON | DF3D16 | Y | MC GRAW EDISON , DF3D16 |  |  | 4.54 | 2001-12-11 09:40 | Anjanece | 25 | 700 | N | N
MC GRAW EDISON | DF3D16 | Y | MC GRAW EDISON , DF3D16 |  |  | 4.57 | 2001-12-11 09:40 | Anjanece | 25 | 700 | N | N
MC GRAW EDISON | DF3D16 | Y | MC GRAW EDISON , DF3D16 |  |  | 4.59 | 2001-12-11 09:40 | Anjanece | 25 | 700 | N | N
MC GRAW EDISON | DF3D16 | Y | MC GRAW EDISON , DF3D16 |  |  | 4.68 | 2001-12-11 09:40 | Anjanece | 25 | 700 | N | N
MC GRAW EDISON | DF3D16 | Y | MC GRAW EDISON , DF3D16 |  |  | 4.69 | 2001-12-11 09:40 | Anjanece | 25 | 700 | N | N
MC GRAW EDISON | DF3D16 | Y | MC GRAW EDISON , DF3D16 |  |  | 4.74 | 2001-12-11 09:40 | Anjanece | 25 | 700 | N | N
MC GRAW EDISON | DF3D16 | Y | MC GRAW EDISON , DF3D16 |  | Storm Stores | 0 | 2018-04-16 10:06 | Anjanece | 25 | 700 | N | N
MC GRAW EDISON | DF3D16 | Y | MC GRAW EDISON , DF3D16 |  |  | 2.86 | 2018-04-16 10:06 | Anjanece | 25 | 700 | N | N
MC GRAW EDISON | DF3D16 | Y | MC GRAW EDISON , DF3D16 |  |  | 3.27 | 2018-04-16 10:06 | Anjanece | 25 | 700 | N | N
MC GRAW EDISON | DF3D16 | Y | MC GRAW EDISON , DF3D16 |  |  | 3.61 | 2018-04-16 10:06 | Anjanece | 25 | 700 | N | N
MC GRAW EDISON | DF3D16 | Y | MC GRAW EDISON , DF3D16 |  |  | 3.81 | 2018-04-16 10:06 | Anjanece | 25 | 700 | N | N
MC GRAW EDISON | DF3D16 | Y | MC GRAW EDISON , DF3D16 |  |  | 4.01 | 2018-04-16 10:06 | Anjanece | 25 | 700 | N | N
MC GRAW EDISON | DF3D16 | Y | MC GRAW EDISON , DF3D16 |  |  | 4.25 | 2018-04-16 10:06 | Anjanece | 25 | 700 | N | N
MC GRAW EDISON | DF3D16 | Y | MC GRAW EDISON , DF3D16 |  |  | 4.35 | 2018-04-16 10:06 | Anjanece | 25 | 700 | N | N
POWERLINE HARDWARE CO. | P8886 | Y | POWERLINE HARDWARE CO. , P8886 | JEA OVERHEAD DISTRIBUTION | CSC Stores | 2.03 | 2001-12-11 09:40 | Anjanece | 25 | 700 | N | N
POWERLINE HARDWARE CO. | P8886 | Y | POWERLINE HARDWARE CO. , P8886 |  |  | 2.04 | 2001-12-11 09:40 | Anjanece | 25 | 700 | N | N
POWERLINE HARDWARE CO. | P8886 | Y | POWERLINE HARDWARE CO. , P8886 |  |  | 2.05 | 2001-12-11 09:40 | Anjanece | 25 | 700 | N | N
POWERLINE HARDWARE CO. | P8886 | Y | POWERLINE HARDWARE CO. , P8886 |  |  | 2.06 | 2001-12-11 09:40 | Anjanece | 25 | 700 | N | N
POWERLINE HARDWARE CO. | P8886 | Y | POWERLINE HARDWARE CO. , P8886 |  |  | 2.08 | 2001-12-11 09:40 | Anjanece | 25 | 700 | N | N
POWERLINE HARDWARE CO. | P8886 | Y | POWERLINE HARDWARE CO. , P8886 |  |  | 2.09 | 2001-12-11 09:40 | Anjanece | 25 | 700 | N | N
POWERLINE HARDWARE CO. | P8886 | Y | POWERLINE HARDWARE CO. , P8886 |  |  | 2.1 | 2001-12-11 09:40 | Anjanece | 25 | 700 | N | N
POWERLINE HARDWARE CO. | P8886 | Y | POWERLINE HARDWARE CO. , P8886 |  |  | 2.11 | 2001-12-11 09:40 | Anjanece | 25 | 700 | N | N
POWERLINE HARDWARE CO. | P8886 | Y | POWERLINE HARDWARE CO. , P8886 |  |  | 2.19 | 2001-12-11 09:40 | Anjanece | 25 | 700 | N | N
POWERLINE HARDWARE CO. | P8886 | Y | POWERLINE HARDWARE CO. , P8886 |  |  | 2.23 | 2001-12-11 09:40 | Anjanece | 25 | 700 | N | N
POWERLINE HARDWARE CO. | P8886 | Y | POWERLINE HARDWARE CO. , P8886 |  |  | 2.31 | 2001-12-11 09:40 | Anjanece | 25 | 700 | N | N
POWERLINE HARDWARE CO. | P8886 | Y | POWERLINE HARDWARE CO. , P8886 |  |  | 2.36 | 2001-12-11 09:40 | Anjanece | 25 | 700 | N | N
POWERLINE HARDWARE CO. | P8886 | Y | POWERLINE HARDWARE CO. , P8886 |  |  | 2.39 | 2001-12-11 09:40 | Anjanece | 25 | 700 | N | N
POWERLINE HARDWARE CO. | P8886 | Y | POWERLINE HARDWARE CO. , P8886 |  |  | 2.41 | 2001-12-11 09:40 | Anjanece | 25 | 700 | N | N
POWERLINE HARDWARE CO. | P8886 | Y | POWERLINE HARDWARE CO. , P8886 |  |  | 2.43 | 2001-12-11 09:40 | Anjanece | 25 | 700 | N | N
POWERLINE HARDWARE CO. | P8886 | Y | POWERLINE HARDWARE CO. , P8886 |  |  | 2.61 | 2001-12-11 09:40 | Anjanece | 25 | 700 | N | N
POWERLINE HARDWARE CO. | P8886 | Y | POWERLINE HARDWARE CO. , P8886 |  |  | 2.79 | 2001-12-11 09:40 | Anjanece | 25 | 700 | N | N
POWERLINE HARDWARE CO. | P8886 | Y | POWERLINE HARDWARE CO. , P8886 |  |  | 3.23 | 2001-12-11 09:40 | Anjanece | 25 | 700 | N | N
POWERLINE HARDWARE CO. | P8886 | Y | POWERLINE HARDWARE CO. , P8886 |  |  | 3.29 | 2001-12-11 09:40 | Anjanece | 25 | 700 | N | N
POWERLINE HARDWARE CO. | P8886 | Y | POWERLINE HARDWARE CO. , P8886 |  |  | 3.41 | 2001-12-11 09:40 | Anjanece | 25 | 700 | N | N
POWERLINE HARDWARE CO. | P8886 | Y | POWERLINE HARDWARE CO. , P8886 |  |  | 3.42 | 2001-12-11 09:40 | Anjanece | 25 | 700 | N | N
POWERLINE HARDWARE CO. | P8886 | Y | POWERLINE HARDWARE CO. , P8886 |  |  | 3.46 | 2001-12-11 09:40 | Anjanece | 25 | 700 | N | N
POWERLINE HARDWARE CO. | P8886 | Y | POWERLINE HARDWARE CO. , P8886 |  |  | 3.52 | 2001-12-11 09:40 | Anjanece | 25 | 700 | N | N
POWERLINE HARDWARE CO. | P8886 | Y | POWERLINE HARDWARE CO. , P8886 |  |  | 3.68 | 2001-12-11 09:40 | Anjanece | 25 | 700 | N | N
POWERLINE HARDWARE CO. | P8886 | Y | POWERLINE HARDWARE CO. , P8886 |  |  | 4.06 | 2001-12-11 09:40 | Anjanece | 25 | 700 | N | N
POWERLINE HARDWARE CO. | P8886 | Y | POWERLINE HARDWARE CO. , P8886 |  |  | 4.16 | 2001-12-11 09:40 | Anjanece | 25 | 700 | N | N
POWERLINE HARDWARE CO. | P8886 | Y | POWERLINE HARDWARE CO. , P8886 |  |  | 4.17 | 2001-12-11 09:40 | Anjanece | 25 | 700 | N | N
POWERLINE HARDWARE CO. | P8886 | Y | POWERLINE HARDWARE CO. , P8886 |  |  | 4.18 | 2001-12-11 09:40 | Anjanece | 25 | 700 | N | N
POWERLINE HARDWARE CO. | P8886 | Y | POWERLINE HARDWARE CO. , P8886 |  |  | 4.22 | 2001-12-11 09:40 | Anjanece | 25 | 700 | N | N
POWERLINE HARDWARE CO. | P8886 | Y | POWERLINE HARDWARE CO. , P8886 |  |  | 4.23 | 2001-12-11 09:40 | Anjanece | 25 | 700 | N | N
POWERLINE HARDWARE CO. | P8886 | Y | POWERLINE HARDWARE CO. , P8886 |  |  | 4.24 | 2001-12-11 09:40 | Anjanece | 25 | 700 | N | N
POWERLINE HARDWARE CO. | P8886 | Y | POWERLINE HARDWARE CO. , P8886 |  |  | 4.3 | 2001-12-11 09:40 | Anjanece | 25 | 700 | N | N
POWERLINE HARDWARE CO. | P8886 | Y | POWERLINE HARDWARE CO. , P8886 |  |  | 4.39 | 2001-12-11 09:40 | Anjanece | 25 | 700 | N | N
POWERLINE HARDWARE CO. | P8886 | Y | POWERLINE HARDWARE CO. , P8886 |  |  | 4.41 | 2001-12-11 09:40 | Anjanece | 25 | 700 | N | N
POWERLINE HARDWARE CO. | P8886 | Y | POWERLINE HARDWARE CO. , P8886 |  |  | 4.44 | 2001-12-11 09:40 | Anjanece | 25 | 700 | N | N
POWERLINE HARDWARE CO. | P8886 | Y | POWERLINE HARDWARE CO. , P8886 |  |  | 4.46 | 2001-12-11 09:40 | Anjanece | 25 | 700 | N | N
POWERLINE HARDWARE CO. | P8886 | Y | POWERLINE HARDWARE CO. , P8886 |  |  | 4.49 | 2001-12-11 09:40 | Anjanece | 25 | 700 | N | N
POWERLINE HARDWARE CO. | P8886 | Y | POWERLINE HARDWARE CO. , P8886 |  |  | 4.5 | 2001-12-11 09:40 | Anjanece | 25 | 700 | N | N
POWERLINE HARDWARE CO. | P8886 | Y | POWERLINE HARDWARE CO. , P8886 |  |  | 4.51 | 2001-12-11 09:40 | Anjanece | 25 | 700 | N | N
POWERLINE HARDWARE CO. | P8886 | Y | POWERLINE HARDWARE CO. , P8886 |  |  | 4.54 | 2001-12-11 09:40 | Anjanece | 25 | 700 | N | N
POWERLINE HARDWARE CO. | P8886 | Y | POWERLINE HARDWARE CO. , P8886 |  |  | 4.57 | 2001-12-11 09:40 | Anjanece | 25 | 700 | N | N
POWERLINE HARDWARE CO. | P8886 | Y | POWERLINE HARDWARE CO. , P8886 |  |  | 4.59 | 2001-12-11 09:40 | Anjanece | 25 | 700 | N | N
POWERLINE HARDWARE CO. | P8886 | Y | POWERLINE HARDWARE CO. , P8886 |  |  | 4.68 | 2001-12-11 09:40 | Anjanece | 25 | 700 | N | N
POWERLINE HARDWARE CO. | P8886 | Y | POWERLINE HARDWARE CO. , P8886 |  |  | 4.69 | 2001-12-11 09:40 | Anjanece | 25 | 700 | N | N
POWERLINE HARDWARE CO. | P8886 | Y | POWERLINE HARDWARE CO. , P8886 |  |  | 4.74 | 2001-12-11 09:40 | Anjanece | 25 | 700 | N | N
POWERLINE HARDWARE CO. | P8886 | Y | POWERLINE HARDWARE CO. , P8886 |  | Storm Stores | 0 | 2018-04-16 10:06 | Anjanece | 25 | 700 | N | N
POWERLINE HARDWARE CO. | P8886 | Y | POWERLINE HARDWARE CO. , P8886 |  |  | 2.86 | 2018-04-16 10:06 | Anjanece | 25 | 700 | N | N
POWERLINE HARDWARE CO. | P8886 | Y | POWERLINE HARDWARE CO. , P8886 |  |  | 3.27 | 2018-04-16 10:06 | Anjanece | 25 | 700 | N | N
POWERLINE HARDWARE CO. | P8886 | Y | POWERLINE HARDWARE CO. , P8886 |  |  | 3.61 | 2018-04-16 10:06 | Anjanece | 25 | 700 | N | N
POWERLINE HARDWARE CO. | P8886 | Y | POWERLINE HARDWARE CO. , P8886 |  |  | 3.81 | 2018-04-16 10:06 | Anjanece | 25 | 700 | N | N
POWERLINE HARDWARE CO. | P8886 | Y | POWERLINE HARDWARE CO. , P8886 |  |  | 4.01 | 2018-04-16 10:06 | Anjanece | 25 | 700 | N | N
POWERLINE HARDWARE CO. | P8886 | Y | POWERLINE HARDWARE CO. , P8886 |  |  | 4.25 | 2018-04-16 10:06 | Anjanece | 25 | 700 | N | N
POWERLINE HARDWARE CO. | P8886 | Y | POWERLINE HARDWARE CO. , P8886 |  |  | 4.35 | 2018-04-16 10:06 | Anjanece | 25 | 700 | N | N
STEEL CITY | SC8886BG | Y | STEEL CITY , SC8886BG | JEA OVERHEAD DISTRIBUTION | CSC Stores | 2.03 | 2001-12-11 09:40 | Anjanece | 25 | 700 | N | N
STEEL CITY | SC8886BG | Y | STEEL CITY , SC8886BG |  |  | 2.04 | 2001-12-11 09:40 | Anjanece | 25 | 700 | N | N
STEEL CITY | SC8886BG | Y | STEEL CITY , SC8886BG |  |  | 2.05 | 2001-12-11 09:40 | Anjanece | 25 | 700 | N | N
STEEL CITY | SC8886BG | Y | STEEL CITY , SC8886BG |  |  | 2.06 | 2001-12-11 09:40 | Anjanece | 25 | 700 | N | N
STEEL CITY | SC8886BG | Y | STEEL CITY , SC8886BG |  |  | 2.08 | 2001-12-11 09:40 | Anjanece | 25 | 700 | N | N
STEEL CITY | SC8886BG | Y | STEEL CITY , SC8886BG |  |  | 2.09 | 2001-12-11 09:40 | Anjanece | 25 | 700 | N | N
STEEL CITY | SC8886BG | Y | STEEL CITY , SC8886BG |  |  | 2.1 | 2001-12-11 09:40 | Anjanece | 25 | 700 | N | N
STEEL CITY | SC8886BG | Y | STEEL CITY , SC8886BG |  |  | 2.11 | 2001-12-11 09:40 | Anjanece | 25 | 700 | N | N
STEEL CITY | SC8886BG | Y | STEEL CITY , SC8886BG |  |  | 2.19 | 2001-12-11 09:40 | Anjanece | 25 | 700 | N | N
STEEL CITY | SC8886BG | Y | STEEL CITY , SC8886BG |  |  | 2.23 | 2001-12-11 09:40 | Anjanece | 25 | 700 | N | N
STEEL CITY | SC8886BG | Y | STEEL CITY , SC8886BG |  |  | 2.31 | 2001-12-11 09:40 | Anjanece | 25 | 700 | N | N
STEEL CITY | SC8886BG | Y | STEEL CITY , SC8886BG |  |  | 2.36 | 2001-12-11 09:40 | Anjanece | 25 | 700 | N | N
STEEL CITY | SC8886BG | Y | STEEL CITY , SC8886BG |  |  | 2.39 | 2001-12-11 09:40 | Anjanece | 25 | 700 | N | N
STEEL CITY | SC8886BG | Y | STEEL CITY , SC8886BG |  |  | 2.41 | 2001-12-11 09:40 | Anjanece | 25 | 700 | N | N
STEEL CITY | SC8886BG | Y | STEEL CITY , SC8886BG |  |  | 2.43 | 2001-12-11 09:40 | Anjanece | 25 | 700 | N | N
STEEL CITY | SC8886BG | Y | STEEL CITY , SC8886BG |  |  | 2.61 | 2001-12-11 09:40 | Anjanece | 25 | 700 | N | N
STEEL CITY | SC8886BG | Y | STEEL CITY , SC8886BG |  |  | 2.79 | 2001-12-11 09:40 | Anjanece | 25 | 700 | N | N
STEEL CITY | SC8886BG | Y | STEEL CITY , SC8886BG |  |  | 3.23 | 2001-12-11 09:40 | Anjanece | 25 | 700 | N | N
STEEL CITY | SC8886BG | Y | STEEL CITY , SC8886BG |  |  | 3.29 | 2001-12-11 09:40 | Anjanece | 25 | 700 | N | N
STEEL CITY | SC8886BG | Y | STEEL CITY , SC8886BG |  |  | 3.41 | 2001-12-11 09:40 | Anjanece | 25 | 700 | N | N
STEEL CITY | SC8886BG | Y | STEEL CITY , SC8886BG |  |  | 3.42 | 2001-12-11 09:40 | Anjanece | 25 | 700 | N | N
STEEL CITY | SC8886BG | Y | STEEL CITY , SC8886BG |  |  | 3.46 | 2001-12-11 09:40 | Anjanece | 25 | 700 | N | N
STEEL CITY | SC8886BG | Y | STEEL CITY , SC8886BG |  |  | 3.52 | 2001-12-11 09:40 | Anjanece | 25 | 700 | N | N
STEEL CITY | SC8886BG | Y | STEEL CITY , SC8886BG |  |  | 3.68 | 2001-12-11 09:40 | Anjanece | 25 | 700 | N | N
STEEL CITY | SC8886BG | Y | STEEL CITY , SC8886BG |  |  | 4.06 | 2001-12-11 09:40 | Anjanece | 25 | 700 | N | N
STEEL CITY | SC8886BG | Y | STEEL CITY , SC8886BG |  |  | 4.16 | 2001-12-11 09:40 | Anjanece | 25 | 700 | N | N
STEEL CITY | SC8886BG | Y | STEEL CITY , SC8886BG |  |  | 4.17 | 2001-12-11 09:40 | Anjanece | 25 | 700 | N | N
STEEL CITY | SC8886BG | Y | STEEL CITY , SC8886BG |  |  | 4.18 | 2001-12-11 09:40 | Anjanece | 25 | 700 | N | N
STEEL CITY | SC8886BG | Y | STEEL CITY , SC8886BG |  |  | 4.22 | 2001-12-11 09:40 | Anjanece | 25 | 700 | N | N
STEEL CITY | SC8886BG | Y | STEEL CITY , SC8886BG |  |  | 4.23 | 2001-12-11 09:40 | Anjanece | 25 | 700 | N | N
STEEL CITY | SC8886BG | Y | STEEL CITY , SC8886BG |  |  | 4.24 | 2001-12-11 09:40 | Anjanece | 25 | 700 | N | N
STEEL CITY | SC8886BG | Y | STEEL CITY , SC8886BG |  |  | 4.3 | 2001-12-11 09:40 | Anjanece | 25 | 700 | N | N
STEEL CITY | SC8886BG | Y | STEEL CITY , SC8886BG |  |  | 4.39 | 2001-12-11 09:40 | Anjanece | 25 | 700 | N | N
STEEL CITY | SC8886BG | Y | STEEL CITY , SC8886BG |  |  | 4.41 | 2001-12-11 09:40 | Anjanece | 25 | 700 | N | N
STEEL CITY | SC8886BG | Y | STEEL CITY , SC8886BG |  |  | 4.44 | 2001-12-11 09:40 | Anjanece | 25 | 700 | N | N
STEEL CITY | SC8886BG | Y | STEEL CITY , SC8886BG |  |  | 4.46 | 2001-12-11 09:40 | Anjanece | 25 | 700 | N | N
STEEL CITY | SC8886BG | Y | STEEL CITY , SC8886BG |  |  | 4.49 | 2001-12-11 09:40 | Anjanece | 25 | 700 | N | N
STEEL CITY | SC8886BG | Y | STEEL CITY , SC8886BG |  |  | 4.5 | 2001-12-11 09:40 | Anjanece | 25 | 700 | N | N
STEEL CITY | SC8886BG | Y | STEEL CITY , SC8886BG |  |  | 4.51 | 2001-12-11 09:40 | Anjanece | 25 | 700 | N | N
STEEL CITY | SC8886BG | Y | STEEL CITY , SC8886BG |  |  | 4.54 | 2001-12-11 09:40 | Anjanece | 25 | 700 | N | N
STEEL CITY | SC8886BG | Y | STEEL CITY , SC8886BG |  |  | 4.57 | 2001-12-11 09:40 | Anjanece | 25 | 700 | N | N
STEEL CITY | SC8886BG | Y | STEEL CITY , SC8886BG |  |  | 4.59 | 2001-12-11 09:40 | Anjanece | 25 | 700 | N | N
STEEL CITY | SC8886BG | Y | STEEL CITY , SC8886BG |  |  | 4.68 | 2001-12-11 09:40 | Anjanece | 25 | 700 | N | N
STEEL CITY | SC8886BG | Y | STEEL CITY , SC8886BG |  |  | 4.69 | 2001-12-11 09:40 | Anjanece | 25 | 700 | N | N
STEEL CITY | SC8886BG | Y | STEEL CITY , SC8886BG |  |  | 4.74 | 2001-12-11 09:40 | Anjanece | 25 | 700 | N | N
STEEL CITY | SC8886BG | Y | STEEL CITY , SC8886BG |  | Storm Stores | 0 | 2018-04-16 10:06 | Anjanece | 25 | 700 | N | N
STEEL CITY | SC8886BG | Y | STEEL CITY , SC8886BG |  |  | 2.86 | 2018-04-16 10:06 | Anjanece | 25 | 700 | N | N
STEEL CITY | SC8886BG | Y | STEEL CITY , SC8886BG |  |  | 3.27 | 2018-04-16 10:06 | Anjanece | 25 | 700 | N | N
STEEL CITY | SC8886BG | Y | STEEL CITY , SC8886BG |  |  | 3.61 | 2018-04-16 10:06 | Anjanece | 25 | 700 | N | N
STEEL CITY | SC8886BG | Y | STEEL CITY , SC8886BG |  |  | 3.81 | 2018-04-16 10:06 | Anjanece | 25 | 700 | N | N
STEEL CITY | SC8886BG | Y | STEEL CITY , SC8886BG |  |  | 4.01 | 2018-04-16 10:06 | Anjanece | 25 | 700 | N | N
STEEL CITY | SC8886BG | Y | STEEL CITY , SC8886BG |  |  | 4.25 | 2018-04-16 10:06 | Anjanece | 25 | 700 | N | N
STEEL CITY | SC8886BG | Y | STEEL CITY , SC8886BG |  |  | 4.35 | 2018-04-16 10:06 | Anjanece | 25 | 700 | N | N
THREADED FASTENERS INC. | TF8886 | Y | THREADED FASTENERS INC. , TF8886 | JEA OVERHEAD DISTRIBUTION | CSC Stores | 2.03 | 2001-12-11 09:40 | Anjanece | 25 | 700 | N | N
THREADED FASTENERS INC. | TF8886 | Y | THREADED FASTENERS INC. , TF8886 |  |  | 2.04 | 2001-12-11 09:40 | Anjanece | 25 | 700 | N | N
THREADED FASTENERS INC. | TF8886 | Y | THREADED FASTENERS INC. , TF8886 |  |  | 2.05 | 2001-12-11 09:40 | Anjanece | 25 | 700 | N | N
THREADED FASTENERS INC. | TF8886 | Y | THREADED FASTENERS INC. , TF8886 |  |  | 2.06 | 2001-12-11 09:40 | Anjanece | 25 | 700 | N | N
THREADED FASTENERS INC. | TF8886 | Y | THREADED FASTENERS INC. , TF8886 |  |  | 2.08 | 2001-12-11 09:40 | Anjanece | 25 | 700 | N | N
THREADED FASTENERS INC. | TF8886 | Y | THREADED FASTENERS INC. , TF8886 |  |  | 2.09 | 2001-12-11 09:40 | Anjanece | 25 | 700 | N | N
THREADED FASTENERS INC. | TF8886 | Y | THREADED FASTENERS INC. , TF8886 |  |  | 2.1 | 2001-12-11 09:40 | Anjanece | 25 | 700 | N | N
THREADED FASTENERS INC. | TF8886 | Y | THREADED FASTENERS INC. , TF8886 |  |  | 2.11 | 2001-12-11 09:40 | Anjanece | 25 | 700 | N | N
THREADED FASTENERS INC. | TF8886 | Y | THREADED FASTENERS INC. , TF8886 |  |  | 2.19 | 2001-12-11 09:40 | Anjanece | 25 | 700 | N | N
THREADED FASTENERS INC. | TF8886 | Y | THREADED FASTENERS INC. , TF8886 |  |  | 2.23 | 2001-12-11 09:40 | Anjanece | 25 | 700 | N | N
THREADED FASTENERS INC. | TF8886 | Y | THREADED FASTENERS INC. , TF8886 |  |  | 2.31 | 2001-12-11 09:40 | Anjanece | 25 | 700 | N | N
THREADED FASTENERS INC. | TF8886 | Y | THREADED FASTENERS INC. , TF8886 |  |  | 2.36 | 2001-12-11 09:40 | Anjanece | 25 | 700 | N | N
THREADED FASTENERS INC. | TF8886 | Y | THREADED FASTENERS INC. , TF8886 |  |  | 2.39 | 2001-12-11 09:40 | Anjanece | 25 | 700 | N | N
THREADED FASTENERS INC. | TF8886 | Y | THREADED FASTENERS INC. , TF8886 |  |  | 2.41 | 2001-12-11 09:40 | Anjanece | 25 | 700 | N | N
THREADED FASTENERS INC. | TF8886 | Y | THREADED FASTENERS INC. , TF8886 |  |  | 2.43 | 2001-12-11 09:40 | Anjanece | 25 | 700 | N | N
THREADED FASTENERS INC. | TF8886 | Y | THREADED FASTENERS INC. , TF8886 |  |  | 2.61 | 2001-12-11 09:40 | Anjanece | 25 | 700 | N | N
THREADED FASTENERS INC. | TF8886 | Y | THREADED FASTENERS INC. , TF8886 |  |  | 2.79 | 2001-12-11 09:40 | Anjanece | 25 | 700 | N | N
THREADED FASTENERS INC. | TF8886 | Y | THREADED FASTENERS INC. , TF8886 |  |  | 3.23 | 2001-12-11 09:40 | Anjanece | 25 | 700 | N | N
THREADED FASTENERS INC. | TF8886 | Y | THREADED FASTENERS INC. , TF8886 |  |  | 3.29 | 2001-12-11 09:40 | Anjanece | 25 | 700 | N | N
THREADED FASTENERS INC. | TF8886 | Y | THREADED FASTENERS INC. , TF8886 |  |  | 3.41 | 2001-12-11 09:40 | Anjanece | 25 | 700 | N | N
THREADED FASTENERS INC. | TF8886 | Y | THREADED FASTENERS INC. , TF8886 |  |  | 3.42 | 2001-12-11 09:40 | Anjanece | 25 | 700 | N | N
THREADED FASTENERS INC. | TF8886 | Y | THREADED FASTENERS INC. , TF8886 |  |  | 3.46 | 2001-12-11 09:40 | Anjanece | 25 | 700 | N | N
THREADED FASTENERS INC. | TF8886 | Y | THREADED FASTENERS INC. , TF8886 |  |  | 3.52 | 2001-12-11 09:40 | Anjanece | 25 | 700 | N | N
THREADED FASTENERS INC. | TF8886 | Y | THREADED FASTENERS INC. , TF8886 |  |  | 3.68 | 2001-12-11 09:40 | Anjanece | 25 | 700 | N | N
THREADED FASTENERS INC. | TF8886 | Y | THREADED FASTENERS INC. , TF8886 |  |  | 4.06 | 2001-12-11 09:40 | Anjanece | 25 | 700 | N | N
THREADED FASTENERS INC. | TF8886 | Y | THREADED FASTENERS INC. , TF8886 |  |  | 4.16 | 2001-12-11 09:40 | Anjanece | 25 | 700 | N | N
THREADED FASTENERS INC. | TF8886 | Y | THREADED FASTENERS INC. , TF8886 |  |  | 4.17 | 2001-12-11 09:40 | Anjanece | 25 | 700 | N | N
THREADED FASTENERS INC. | TF8886 | Y | THREADED FASTENERS INC. , TF8886 |  |  | 4.18 | 2001-12-11 09:40 | Anjanece | 25 | 700 | N | N
THREADED FASTENERS INC. | TF8886 | Y | THREADED FASTENERS INC. , TF8886 |  |  | 4.22 | 2001-12-11 09:40 | Anjanece | 25 | 700 | N | N
THREADED FASTENERS INC. | TF8886 | Y | THREADED FASTENERS INC. , TF8886 |  |  | 4.23 | 2001-12-11 09:40 | Anjanece | 25 | 700 | N | N
THREADED FASTENERS INC. | TF8886 | Y | THREADED FASTENERS INC. , TF8886 |  |  | 4.24 | 2001-12-11 09:40 | Anjanece | 25 | 700 | N | N
THREADED FASTENERS INC. | TF8886 | Y | THREADED FASTENERS INC. , TF8886 |  |  | 4.3 | 2001-12-11 09:40 | Anjanece | 25 | 700 | N | N
THREADED FASTENERS INC. | TF8886 | Y | THREADED FASTENERS INC. , TF8886 |  |  | 4.39 | 2001-12-11 09:40 | Anjanece | 25 | 700 | N | N
THREADED FASTENERS INC. | TF8886 | Y | THREADED FASTENERS INC. , TF8886 |  |  | 4.41 | 2001-12-11 09:40 | Anjanece | 25 | 700 | N | N
THREADED FASTENERS INC. | TF8886 | Y | THREADED FASTENERS INC. , TF8886 |  |  | 4.44 | 2001-12-11 09:40 | Anjanece | 25 | 700 | N | N
THREADED FASTENERS INC. | TF8886 | Y | THREADED FASTENERS INC. , TF8886 |  |  | 4.46 | 2001-12-11 09:40 | Anjanece | 25 | 700 | N | N
THREADED FASTENERS INC. | TF8886 | Y | THREADED FASTENERS INC. , TF8886 |  |  | 4.49 | 2001-12-11 09:40 | Anjanece | 25 | 700 | N | N
THREADED FASTENERS INC. | TF8886 | Y | THREADED FASTENERS INC. , TF8886 |  |  | 4.5 | 2001-12-11 09:40 | Anjanece | 25 | 700 | N | N
THREADED FASTENERS INC. | TF8886 | Y | THREADED FASTENERS INC. , TF8886 |  |  | 4.51 | 2001-12-11 09:40 | Anjanece | 25 | 700 | N | N
THREADED FASTENERS INC. | TF8886 | Y | THREADED FASTENERS INC. , TF8886 |  |  | 4.54 | 2001-12-11 09:40 | Anjanece | 25 | 700 | N | N
THREADED FASTENERS INC. | TF8886 | Y | THREADED FASTENERS INC. , TF8886 |  |  | 4.57 | 2001-12-11 09:40 | Anjanece | 25 | 700 | N | N
THREADED FASTENERS INC. | TF8886 | Y | THREADED FASTENERS INC. , TF8886 |  |  | 4.59 | 2001-12-11 09:40 | Anjanece | 25 | 700 | N | N
THREADED FASTENERS INC. | TF8886 | Y | THREADED FASTENERS INC. , TF8886 |  |  | 4.68 | 2001-12-11 09:40 | Anjanece | 25 | 700 | N | N
THREADED FASTENERS INC. | TF8886 | Y | THREADED FASTENERS INC. , TF8886 |  |  | 4.69 | 2001-12-11 09:40 | Anjanece | 25 | 700 | N | N
THREADED FASTENERS INC. | TF8886 | Y | THREADED FASTENERS INC. , TF8886 |  |  | 4.74 | 2001-12-11 09:40 | Anjanece | 25 | 700 | N | N
THREADED FASTENERS INC. | TF8886 | Y | THREADED FASTENERS INC. , TF8886 |  | Storm Stores | 0 | 2018-04-16 10:06 | Anjanece | 25 | 700 | N | N
THREADED FASTENERS INC. | TF8886 | Y | THREADED FASTENERS INC. , TF8886 |  |  | 2.86 | 2018-04-16 10:06 | Anjanece | 25 | 700 | N | N
THREADED FASTENERS INC. | TF8886 | Y | THREADED FASTENERS INC. , TF8886 |  |  | 3.27 | 2018-04-16 10:06 | Anjanece | 25 | 700 | N | N
THREADED FASTENERS INC. | TF8886 | Y | THREADED FASTENERS INC. , TF8886 |  |  | 3.61 | 2018-04-16 10:06 | Anjanece | 25 | 700 | N | N
THREADED FASTENERS INC. | TF8886 | Y | THREADED FASTENERS INC. , TF8886 |  |  | 3.81 | 2018-04-16 10:06 | Anjanece | 25 | 700 | N | N
THREADED FASTENERS INC. | TF8886 | Y | THREADED FASTENERS INC. , TF8886 |  |  | 4.01 | 2018-04-16 10:06 | Anjanece | 25 | 700 | N | N
THREADED FASTENERS INC. | TF8886 | Y | THREADED FASTENERS INC. , TF8886 |  |  | 4.25 | 2018-04-16 10:06 | Anjanece | 25 | 700 | N | N
THREADED FASTENERS INC. | TF8886 | Y | THREADED FASTENERS INC. , TF8886 |  |  | 4.35 | 2018-04-16 10:06 | Anjanece | 25 | 700 | N | N
ALLIED BOLT, INC. | 5984 | Y | ALLIED BOLT, INC. , 5984 | JEA OVERHEAD DISTRIBUTION | CSC Stores | 2.35 | 2001-12-11 09:40 | Anjanece | 25 | 1900 | N | N
ALLIED BOLT, INC. | 5984 | Y | ALLIED BOLT, INC. , 5984 |  |  | 2.36 | 2001-12-11 09:40 | Anjanece | 25 | 1900 | N | N
ALLIED BOLT, INC. | 5984 | Y | ALLIED BOLT, INC. , 5984 |  |  | 2.37 | 2001-12-11 09:40 | Anjanece | 25 | 1900 | N | N
ALLIED BOLT, INC. | 5984 | Y | ALLIED BOLT, INC. , 5984 |  |  | 2.38 | 2001-12-11 09:40 | Anjanece | 25 | 1900 | N | N
ALLIED BOLT, INC. | 5984 | Y | ALLIED BOLT, INC. , 5984 |  |  | 2.39 | 2001-12-11 09:40 | Anjanece | 25 | 1900 | N | N
ALLIED BOLT, INC. | 5984 | Y | ALLIED BOLT, INC. , 5984 |  |  | 2.73 | 2001-12-11 09:40 | Anjanece | 25 | 1900 | N | N
ALLIED BOLT, INC. | 5984 | Y | ALLIED BOLT, INC. , 5984 |  |  | 2.85 | 2001-12-11 09:40 | Anjanece | 25 | 1900 | N | N
ALLIED BOLT, INC. | 5984 | Y | ALLIED BOLT, INC. , 5984 |  |  | 3.61 | 2001-12-11 09:40 | Anjanece | 25 | 1900 | N | N
ALLIED BOLT, INC. | 5984 | Y | ALLIED BOLT, INC. , 5984 |  |  | 3.62 | 2001-12-11 09:40 | Anjanece | 25 | 1900 | N | N
ALLIED BOLT, INC. | 5984 | Y | ALLIED BOLT, INC. , 5984 |  |  | 3.65 | 2001-12-11 09:40 | Anjanece | 25 | 1900 | N | N
ALLIED BOLT, INC. | 5984 | Y | ALLIED BOLT, INC. , 5984 |  |  | 3.84 | 2001-12-11 09:40 | Anjanece | 25 | 1900 | N | N
ALLIED BOLT, INC. | 5984 | Y | ALLIED BOLT, INC. , 5984 |  |  | 3.87 | 2001-12-11 09:40 | Anjanece | 25 | 1900 | N | N
ALLIED BOLT, INC. | 5984 | Y | ALLIED BOLT, INC. , 5984 |  |  | 3.94 | 2001-12-11 09:40 | Anjanece | 25 | 1900 | N | N
ALLIED BOLT, INC. | 5984 | Y | ALLIED BOLT, INC. , 5984 |  |  | 4.03 | 2001-12-11 09:40 | Anjanece | 25 | 1900 | N | N
ALLIED BOLT, INC. | 5984 | Y | ALLIED BOLT, INC. , 5984 |  |  | 4.04 | 2001-12-11 09:40 | Anjanece | 25 | 1900 | N | N
ALLIED BOLT, INC. | 5984 | Y | ALLIED BOLT, INC. , 5984 |  |  | 4.14 | 2001-12-11 09:40 | Anjanece | 25 | 1900 | N | N
ALLIED BOLT, INC. | 5984 | Y | ALLIED BOLT, INC. , 5984 |  |  | 4.26 | 2001-12-11 09:40 | Anjanece | 25 | 1900 | N | N
ALLIED BOLT, INC. | 5984 | Y | ALLIED BOLT, INC. , 5984 |  |  | 4.66 | 2001-12-11 09:40 | Anjanece | 25 | 1900 | N | N
ALLIED BOLT, INC. | 5984 | Y | ALLIED BOLT, INC. , 5984 |  |  | 4.74 | 2001-12-11 09:40 | Anjanece | 25 | 1900 | N | N
ALLIED BOLT, INC. | 5984 | Y | ALLIED BOLT, INC. , 5984 |  |  | 4.8 | 2001-12-11 09:40 | Anjanece | 25 | 1900 | N | N
ALLIED BOLT, INC. | 5984 | Y | ALLIED BOLT, INC. , 5984 |  |  | 4.85 | 2001-12-11 09:40 | Anjanece | 25 | 1900 | N | N
ALLIED BOLT, INC. | 5984 | Y | ALLIED BOLT, INC. , 5984 |  |  | 4.95 | 2001-12-11 09:40 | Anjanece | 25 | 1900 | N | N
ALLIED BOLT, INC. | 5984 | Y | ALLIED BOLT, INC. , 5984 |  |  | 4.96 | 2001-12-11 09:40 | Anjanece | 25 | 1900 | N | N
ALLIED BOLT, INC. | 5984 | Y | ALLIED BOLT, INC. , 5984 |  |  | 5.01 | 2001-12-11 09:40 | Anjanece | 25 | 1900 | N | N
ALLIED BOLT, INC. | 5984 | Y | ALLIED BOLT, INC. , 5984 |  |  | 5.03 | 2001-12-11 09:40 | Anjanece | 25 | 1900 | N | N
ALLIED BOLT, INC. | 5984 | Y | ALLIED BOLT, INC. , 5984 |  |  | 5.09 | 2001-12-11 09:40 | Anjanece | 25 | 1900 | N | N
ALLIED BOLT, INC. | 5984 | Y | ALLIED BOLT, INC. , 5984 |  |  | 5.42 | 2001-12-11 09:40 | Anjanece | 25 | 1900 | N | N
ALLIED BOLT, INC. | 5984 | Y | ALLIED BOLT, INC. , 5984 |  |  | 5.73 | 2001-12-11 09:40 | Anjanece | 25 | 1900 | N | N
ALLIED BOLT, INC. | 5984 | Y | ALLIED BOLT, INC. , 5984 |  |  | 5.78 | 2001-12-11 09:40 | Anjanece | 25 | 1900 | N | N
ALLIED BOLT, INC. | 5984 | Y | ALLIED BOLT, INC. , 5984 |  | Storm Stores | 0 | 2018-04-16 10:07 | Anjanece | 25 | 1900 | N | N
ALLIED BOLT, INC. | 5984 | Y | ALLIED BOLT, INC. , 5984 |  |  | 4.03 | 2018-04-16 10:07 | Anjanece | 25 | 1900 | N | N
ALLIED BOLT, INC. | 5984 | Y | ALLIED BOLT, INC. , 5984 |  |  | 4.36 | 2018-04-16 10:07 | Anjanece | 25 | 1900 | N | N
ALLIED BOLT, INC. | 5984 | Y | ALLIED BOLT, INC. , 5984 |  |  | 4.55 | 2018-04-16 10:07 | Anjanece | 25 | 1900 | N | N
ALLIED BOLT, INC. | 5984 | Y | ALLIED BOLT, INC. , 5984 |  |  | 4.71 | 2018-04-16 10:07 | Anjanece | 25 | 1900 | N | N
ALLIED BOLT, INC. | 5984 | Y | ALLIED BOLT, INC. , 5984 |  |  | 4.76 | 2018-04-16 10:07 | Anjanece | 25 | 1900 | N | N
ALLIED BOLT, INC. | 5984 | Y | ALLIED BOLT, INC. , 5984 |  |  | 4.77 | 2018-04-16 10:07 | Anjanece | 25 | 1900 | N | N
ALUMA FORM | AF8888 | Y | ALUMA FORM , AF8888 | JEA OVERHEAD DISTRIBUTION | CSC Stores | 2.35 | 2001-12-11 09:40 | Anjanece | 25 | 1900 | N | N
ALUMA FORM | AF8888 | Y | ALUMA FORM , AF8888 |  |  | 2.36 | 2001-12-11 09:40 | Anjanece | 25 | 1900 | N | N
ALUMA FORM | AF8888 | Y | ALUMA FORM , AF8888 |  |  | 2.37 | 2001-12-11 09:40 | Anjanece | 25 | 1900 | N | N
ALUMA FORM | AF8888 | Y | ALUMA FORM , AF8888 |  |  | 2.38 | 2001-12-11 09:40 | Anjanece | 25 | 1900 | N | N
ALUMA FORM | AF8888 | Y | ALUMA FORM , AF8888 |  |  | 2.39 | 2001-12-11 09:40 | Anjanece | 25 | 1900 | N | N
ALUMA FORM | AF8888 | Y | ALUMA FORM , AF8888 |  |  | 2.73 | 2001-12-11 09:40 | Anjanece | 25 | 1900 | N | N
ALUMA FORM | AF8888 | Y | ALUMA FORM , AF8888 |  |  | 2.85 | 2001-12-11 09:40 | Anjanece | 25 | 1900 | N | N
ALUMA FORM | AF8888 | Y | ALUMA FORM , AF8888 |  |  | 3.61 | 2001-12-11 09:40 | Anjanece | 25 | 1900 | N | N
ALUMA FORM | AF8888 | Y | ALUMA FORM , AF8888 |  |  | 3.62 | 2001-12-11 09:40 | Anjanece | 25 | 1900 | N | N
ALUMA FORM | AF8888 | Y | ALUMA FORM , AF8888 |  |  | 3.65 | 2001-12-11 09:40 | Anjanece | 25 | 1900 | N | N
ALUMA FORM | AF8888 | Y | ALUMA FORM , AF8888 |  |  | 3.84 | 2001-12-11 09:40 | Anjanece | 25 | 1900 | N | N
ALUMA FORM | AF8888 | Y | ALUMA FORM , AF8888 |  |  | 3.87 | 2001-12-11 09:40 | Anjanece | 25 | 1900 | N | N
ALUMA FORM | AF8888 | Y | ALUMA FORM , AF8888 |  |  | 3.94 | 2001-12-11 09:40 | Anjanece | 25 | 1900 | N | N
ALUMA FORM | AF8888 | Y | ALUMA FORM , AF8888 |  |  | 4.03 | 2001-12-11 09:40 | Anjanece | 25 | 1900 | N | N
ALUMA FORM | AF8888 | Y | ALUMA FORM , AF8888 |  |  | 4.04 | 2001-12-11 09:40 | Anjanece | 25 | 1900 | N | N
ALUMA FORM | AF8888 | Y | ALUMA FORM , AF8888 |  |  | 4.14 | 2001-12-11 09:40 | Anjanece | 25 | 1900 | N | N
ALUMA FORM | AF8888 | Y | ALUMA FORM , AF8888 |  |  | 4.26 | 2001-12-11 09:40 | Anjanece | 25 | 1900 | N | N
ALUMA FORM | AF8888 | Y | ALUMA FORM , AF8888 |  |  | 4.66 | 2001-12-11 09:40 | Anjanece | 25 | 1900 | N | N
ALUMA FORM | AF8888 | Y | ALUMA FORM , AF8888 |  |  | 4.74 | 2001-12-11 09:40 | Anjanece | 25 | 1900 | N | N
ALUMA FORM | AF8888 | Y | ALUMA FORM , AF8888 |  |  | 4.8 | 2001-12-11 09:40 | Anjanece | 25 | 1900 | N | N
ALUMA FORM | AF8888 | Y | ALUMA FORM , AF8888 |  |  | 4.85 | 2001-12-11 09:40 | Anjanece | 25 | 1900 | N | N
ALUMA FORM | AF8888 | Y | ALUMA FORM , AF8888 |  |  | 4.95 | 2001-12-11 09:40 | Anjanece | 25 | 1900 | N | N
ALUMA FORM | AF8888 | Y | ALUMA FORM , AF8888 |  |  | 4.96 | 2001-12-11 09:40 | Anjanece | 25 | 1900 | N | N
ALUMA FORM | AF8888 | Y | ALUMA FORM , AF8888 |  |  | 5.01 | 2001-12-11 09:40 | Anjanece | 25 | 1900 | N | N
ALUMA FORM | AF8888 | Y | ALUMA FORM , AF8888 |  |  | 5.03 | 2001-12-11 09:40 | Anjanece | 25 | 1900 | N | N
ALUMA FORM | AF8888 | Y | ALUMA FORM , AF8888 |  |  | 5.09 | 2001-12-11 09:40 | Anjanece | 25 | 1900 | N | N
ALUMA FORM | AF8888 | Y | ALUMA FORM , AF8888 |  |  | 5.42 | 2001-12-11 09:40 | Anjanece | 25 | 1900 | N | N
ALUMA FORM | AF8888 | Y | ALUMA FORM , AF8888 |  |  | 5.73 | 2001-12-11 09:40 | Anjanece | 25 | 1900 | N | N
ALUMA FORM | AF8888 | Y | ALUMA FORM , AF8888 |  |  | 5.78 | 2001-12-11 09:40 | Anjanece | 25 | 1900 | N | N
ALUMA FORM | AF8888 | Y | ALUMA FORM , AF8888 |  | Storm Stores | 0 | 2018-04-16 10:07 | Anjanece | 25 | 1900 | N | N
ALUMA FORM | AF8888 | Y | ALUMA FORM , AF8888 |  |  | 4.03 | 2018-04-16 10:07 | Anjanece | 25 | 1900 | N | N
ALUMA FORM | AF8888 | Y | ALUMA FORM , AF8888 |  |  | 4.36 | 2018-04-16 10:07 | Anjanece | 25 | 1900 | N | N
ALUMA FORM | AF8888 | Y | ALUMA FORM , AF8888 |  |  | 4.55 | 2018-04-16 10:07 | Anjanece | 25 | 1900 | N | N
ALUMA FORM | AF8888 | Y | ALUMA FORM , AF8888 |  |  | 4.71 | 2018-04-16 10:07 | Anjanece | 25 | 1900 | N | N
ALUMA FORM | AF8888 | Y | ALUMA FORM , AF8888 |  |  | 4.76 | 2018-04-16 10:07 | Anjanece | 25 | 1900 | N | N
ALUMA FORM | AF8888 | Y | ALUMA FORM , AF8888 |  |  | 4.77 | 2018-04-16 10:07 | Anjanece | 25 | 1900 | N | N
CHANCE | 8888 | Y | CHANCE , 8888 | JEA OVERHEAD DISTRIBUTION | CSC Stores | 2.35 | 2001-12-11 09:40 | Anjanece | 25 | 1900 | N | N
CHANCE | 8888 | Y | CHANCE , 8888 |  |  | 2.36 | 2001-12-11 09:40 | Anjanece | 25 | 1900 | N | N
CHANCE | 8888 | Y | CHANCE , 8888 |  |  | 2.37 | 2001-12-11 09:40 | Anjanece | 25 | 1900 | N | N
CHANCE | 8888 | Y | CHANCE , 8888 |  |  | 2.38 | 2001-12-11 09:40 | Anjanece | 25 | 1900 | N | N
CHANCE | 8888 | Y | CHANCE , 8888 |  |  | 2.39 | 2001-12-11 09:40 | Anjanece | 25 | 1900 | N | N
CHANCE | 8888 | Y | CHANCE , 8888 |  |  | 2.73 | 2001-12-11 09:40 | Anjanece | 25 | 1900 | N | N
CHANCE | 8888 | Y | CHANCE , 8888 |  |  | 2.85 | 2001-12-11 09:40 | Anjanece | 25 | 1900 | N | N
CHANCE | 8888 | Y | CHANCE , 8888 |  |  | 3.61 | 2001-12-11 09:40 | Anjanece | 25 | 1900 | N | N
CHANCE | 8888 | Y | CHANCE , 8888 |  |  | 3.62 | 2001-12-11 09:40 | Anjanece | 25 | 1900 | N | N
CHANCE | 8888 | Y | CHANCE , 8888 |  |  | 3.65 | 2001-12-11 09:40 | Anjanece | 25 | 1900 | N | N
CHANCE | 8888 | Y | CHANCE , 8888 |  |  | 3.84 | 2001-12-11 09:40 | Anjanece | 25 | 1900 | N | N
CHANCE | 8888 | Y | CHANCE , 8888 |  |  | 3.87 | 2001-12-11 09:40 | Anjanece | 25 | 1900 | N | N
CHANCE | 8888 | Y | CHANCE , 8888 |  |  | 3.94 | 2001-12-11 09:40 | Anjanece | 25 | 1900 | N | N
CHANCE | 8888 | Y | CHANCE , 8888 |  |  | 4.03 | 2001-12-11 09:40 | Anjanece | 25 | 1900 | N | N
CHANCE | 8888 | Y | CHANCE , 8888 |  |  | 4.04 | 2001-12-11 09:40 | Anjanece | 25 | 1900 | N | N
CHANCE | 8888 | Y | CHANCE , 8888 |  |  | 4.14 | 2001-12-11 09:40 | Anjanece | 25 | 1900 | N | N
CHANCE | 8888 | Y | CHANCE , 8888 |  |  | 4.26 | 2001-12-11 09:40 | Anjanece | 25 | 1900 | N | N
CHANCE | 8888 | Y | CHANCE , 8888 |  |  | 4.66 | 2001-12-11 09:40 | Anjanece | 25 | 1900 | N | N
CHANCE | 8888 | Y | CHANCE , 8888 |  |  | 4.74 | 2001-12-11 09:40 | Anjanece | 25 | 1900 | N | N
CHANCE | 8888 | Y | CHANCE , 8888 |  |  | 4.8 | 2001-12-11 09:40 | Anjanece | 25 | 1900 | N | N
CHANCE | 8888 | Y | CHANCE , 8888 |  |  | 4.85 | 2001-12-11 09:40 | Anjanece | 25 | 1900 | N | N
CHANCE | 8888 | Y | CHANCE , 8888 |  |  | 4.95 | 2001-12-11 09:40 | Anjanece | 25 | 1900 | N | N
CHANCE | 8888 | Y | CHANCE , 8888 |  |  | 4.96 | 2001-12-11 09:40 | Anjanece | 25 | 1900 | N | N
CHANCE | 8888 | Y | CHANCE , 8888 |  |  | 5.01 | 2001-12-11 09:40 | Anjanece | 25 | 1900 | N | N
CHANCE | 8888 | Y | CHANCE , 8888 |  |  | 5.03 | 2001-12-11 09:40 | Anjanece | 25 | 1900 | N | N
CHANCE | 8888 | Y | CHANCE , 8888 |  |  | 5.09 | 2001-12-11 09:40 | Anjanece | 25 | 1900 | N | N
CHANCE | 8888 | Y | CHANCE , 8888 |  |  | 5.42 | 2001-12-11 09:40 | Anjanece | 25 | 1900 | N | N
CHANCE | 8888 | Y | CHANCE , 8888 |  |  | 5.73 | 2001-12-11 09:40 | Anjanece | 25 | 1900 | N | N
CHANCE | 8888 | Y | CHANCE , 8888 |  |  | 5.78 | 2001-12-11 09:40 | Anjanece | 25 | 1900 | N | N
CHANCE | 8888 | Y | CHANCE , 8888 |  | Storm Stores | 0 | 2018-04-16 10:07 | Anjanece | 25 | 1900 | N | N
CHANCE | 8888 | Y | CHANCE , 8888 |  |  | 4.03 | 2018-04-16 10:07 | Anjanece | 25 | 1900 | N | N
CHANCE | 8888 | Y | CHANCE , 8888 |  |  | 4.36 | 2018-04-16 10:07 | Anjanece | 25 | 1900 | N | N
CHANCE | 8888 | Y | CHANCE , 8888 |  |  | 4.55 | 2018-04-16 10:07 | Anjanece | 25 | 1900 | N | N
CHANCE | 8888 | Y | CHANCE , 8888 |  |  | 4.71 | 2018-04-16 10:07 | Anjanece | 25 | 1900 | N | N
CHANCE | 8888 | Y | CHANCE , 8888 |  |  | 4.76 | 2018-04-16 10:07 | Anjanece | 25 | 1900 | N | N
CHANCE | 8888 | Y | CHANCE , 8888 |  |  | 4.77 | 2018-04-16 10:07 | Anjanece | 25 | 1900 | N | N
DIXIE ELECTRIC | D8888 | Y | DIXIE ELECTRIC , D8888 | JEA OVERHEAD DISTRIBUTION | CSC Stores | 2.35 | 2001-12-11 09:40 | Anjanece | 25 | 1900 | N | N
DIXIE ELECTRIC | D8888 | Y | DIXIE ELECTRIC , D8888 |  |  | 2.36 | 2001-12-11 09:40 | Anjanece | 25 | 1900 | N | N
DIXIE ELECTRIC | D8888 | Y | DIXIE ELECTRIC , D8888 |  |  | 2.37 | 2001-12-11 09:40 | Anjanece | 25 | 1900 | N | N
DIXIE ELECTRIC | D8888 | Y | DIXIE ELECTRIC , D8888 |  |  | 2.38 | 2001-12-11 09:40 | Anjanece | 25 | 1900 | N | N
DIXIE ELECTRIC | D8888 | Y | DIXIE ELECTRIC , D8888 |  |  | 2.39 | 2001-12-11 09:40 | Anjanece | 25 | 1900 | N | N
DIXIE ELECTRIC | D8888 | Y | DIXIE ELECTRIC , D8888 |  |  | 2.73 | 2001-12-11 09:40 | Anjanece | 25 | 1900 | N | N
DIXIE ELECTRIC | D8888 | Y | DIXIE ELECTRIC , D8888 |  |  | 2.85 | 2001-12-11 09:40 | Anjanece | 25 | 1900 | N | N
DIXIE ELECTRIC | D8888 | Y | DIXIE ELECTRIC , D8888 |  |  | 3.61 | 2001-12-11 09:40 | Anjanece | 25 | 1900 | N | N
DIXIE ELECTRIC | D8888 | Y | DIXIE ELECTRIC , D8888 |  |  | 3.62 | 2001-12-11 09:40 | Anjanece | 25 | 1900 | N | N
DIXIE ELECTRIC | D8888 | Y | DIXIE ELECTRIC , D8888 |  |  | 3.65 | 2001-12-11 09:40 | Anjanece | 25 | 1900 | N | N
DIXIE ELECTRIC | D8888 | Y | DIXIE ELECTRIC , D8888 |  |  | 3.84 | 2001-12-11 09:40 | Anjanece | 25 | 1900 | N | N
DIXIE ELECTRIC | D8888 | Y | DIXIE ELECTRIC , D8888 |  |  | 3.87 | 2001-12-11 09:40 | Anjanece | 25 | 1900 | N | N
DIXIE ELECTRIC | D8888 | Y | DIXIE ELECTRIC , D8888 |  |  | 3.94 | 2001-12-11 09:40 | Anjanece | 25 | 1900 | N | N
DIXIE ELECTRIC | D8888 | Y | DIXIE ELECTRIC , D8888 |  |  | 4.03 | 2001-12-11 09:40 | Anjanece | 25 | 1900 | N | N
DIXIE ELECTRIC | D8888 | Y | DIXIE ELECTRIC , D8888 |  |  | 4.04 | 2001-12-11 09:40 | Anjanece | 25 | 1900 | N | N
DIXIE ELECTRIC | D8888 | Y | DIXIE ELECTRIC , D8888 |  |  | 4.14 | 2001-12-11 09:40 | Anjanece | 25 | 1900 | N | N
DIXIE ELECTRIC | D8888 | Y | DIXIE ELECTRIC , D8888 |  |  | 4.26 | 2001-12-11 09:40 | Anjanece | 25 | 1900 | N | N
DIXIE ELECTRIC | D8888 | Y | DIXIE ELECTRIC , D8888 |  |  | 4.66 | 2001-12-11 09:40 | Anjanece | 25 | 1900 | N | N
DIXIE ELECTRIC | D8888 | Y | DIXIE ELECTRIC , D8888 |  |  | 4.74 | 2001-12-11 09:40 | Anjanece | 25 | 1900 | N | N
DIXIE ELECTRIC | D8888 | Y | DIXIE ELECTRIC , D8888 |  |  | 4.8 | 2001-12-11 09:40 | Anjanece | 25 | 1900 | N | N
DIXIE ELECTRIC | D8888 | Y | DIXIE ELECTRIC , D8888 |  |  | 4.85 | 2001-12-11 09:40 | Anjanece | 25 | 1900 | N | N
DIXIE ELECTRIC | D8888 | Y | DIXIE ELECTRIC , D8888 |  |  | 4.95 | 2001-12-11 09:40 | Anjanece | 25 | 1900 | N | N
DIXIE ELECTRIC | D8888 | Y | DIXIE ELECTRIC , D8888 |  |  | 4.96 | 2001-12-11 09:40 | Anjanece | 25 | 1900 | N | N
DIXIE ELECTRIC | D8888 | Y | DIXIE ELECTRIC , D8888 |  |  | 5.01 | 2001-12-11 09:40 | Anjanece | 25 | 1900 | N | N
DIXIE ELECTRIC | D8888 | Y | DIXIE ELECTRIC , D8888 |  |  | 5.03 | 2001-12-11 09:40 | Anjanece | 25 | 1900 | N | N
DIXIE ELECTRIC | D8888 | Y | DIXIE ELECTRIC , D8888 |  |  | 5.09 | 2001-12-11 09:40 | Anjanece | 25 | 1900 | N | N
DIXIE ELECTRIC | D8888 | Y | DIXIE ELECTRIC , D8888 |  |  | 5.42 | 2001-12-11 09:40 | Anjanece | 25 | 1900 | N | N
DIXIE ELECTRIC | D8888 | Y | DIXIE ELECTRIC , D8888 |  |  | 5.73 | 2001-12-11 09:40 | Anjanece | 25 | 1900 | N | N
DIXIE ELECTRIC | D8888 | Y | DIXIE ELECTRIC , D8888 |  |  | 5.78 | 2001-12-11 09:40 | Anjanece | 25 | 1900 | N | N
DIXIE ELECTRIC | D8888 | Y | DIXIE ELECTRIC , D8888 |  | Storm Stores | 0 | 2018-04-16 10:07 | Anjanece | 25 | 1900 | N | N
DIXIE ELECTRIC | D8888 | Y | DIXIE ELECTRIC , D8888 |  |  | 4.03 | 2018-04-16 10:07 | Anjanece | 25 | 1900 | N | N
DIXIE ELECTRIC | D8888 | Y | DIXIE ELECTRIC , D8888 |  |  | 4.36 | 2018-04-16 10:07 | Anjanece | 25 | 1900 | N | N
DIXIE ELECTRIC | D8888 | Y | DIXIE ELECTRIC , D8888 |  |  | 4.55 | 2018-04-16 10:07 | Anjanece | 25 | 1900 | N | N
DIXIE ELECTRIC | D8888 | Y | DIXIE ELECTRIC , D8888 |  |  | 4.71 | 2018-04-16 10:07 | Anjanece | 25 | 1900 | N | N
DIXIE ELECTRIC | D8888 | Y | DIXIE ELECTRIC , D8888 |  |  | 4.76 | 2018-04-16 10:07 | Anjanece | 25 | 1900 | N | N
DIXIE ELECTRIC | D8888 | Y | DIXIE ELECTRIC , D8888 |  |  | 4.77 | 2018-04-16 10:07 | Anjanece | 25 | 1900 | N | N
FLORIDA WIRE AND CABLE | FW8888 | Y | FLORIDA WIRE AND CABLE , FW8888 | JEA OVERHEAD DISTRIBUTION | CSC Stores | 2.35 | 2001-12-11 09:40 | Anjanece | 25 | 1900 | N | N
FLORIDA WIRE AND CABLE | FW8888 | Y | FLORIDA WIRE AND CABLE , FW8888 |  |  | 2.36 | 2001-12-11 09:40 | Anjanece | 25 | 1900 | N | N
FLORIDA WIRE AND CABLE | FW8888 | Y | FLORIDA WIRE AND CABLE , FW8888 |  |  | 2.37 | 2001-12-11 09:40 | Anjanece | 25 | 1900 | N | N
FLORIDA WIRE AND CABLE | FW8888 | Y | FLORIDA WIRE AND CABLE , FW8888 |  |  | 2.38 | 2001-12-11 09:40 | Anjanece | 25 | 1900 | N | N
FLORIDA WIRE AND CABLE | FW8888 | Y | FLORIDA WIRE AND CABLE , FW8888 |  |  | 2.39 | 2001-12-11 09:40 | Anjanece | 25 | 1900 | N | N
FLORIDA WIRE AND CABLE | FW8888 | Y | FLORIDA WIRE AND CABLE , FW8888 |  |  | 2.73 | 2001-12-11 09:40 | Anjanece | 25 | 1900 | N | N
FLORIDA WIRE AND CABLE | FW8888 | Y | FLORIDA WIRE AND CABLE , FW8888 |  |  | 2.85 | 2001-12-11 09:40 | Anjanece | 25 | 1900 | N | N
FLORIDA WIRE AND CABLE | FW8888 | Y | FLORIDA WIRE AND CABLE , FW8888 |  |  | 3.61 | 2001-12-11 09:40 | Anjanece | 25 | 1900 | N | N
FLORIDA WIRE AND CABLE | FW8888 | Y | FLORIDA WIRE AND CABLE , FW8888 |  |  | 3.62 | 2001-12-11 09:40 | Anjanece | 25 | 1900 | N | N
FLORIDA WIRE AND CABLE | FW8888 | Y | FLORIDA WIRE AND CABLE , FW8888 |  |  | 3.65 | 2001-12-11 09:40 | Anjanece | 25 | 1900 | N | N
FLORIDA WIRE AND CABLE | FW8888 | Y | FLORIDA WIRE AND CABLE , FW8888 |  |  | 3.84 | 2001-12-11 09:40 | Anjanece | 25 | 1900 | N | N
FLORIDA WIRE AND CABLE | FW8888 | Y | FLORIDA WIRE AND CABLE , FW8888 |  |  | 3.87 | 2001-12-11 09:40 | Anjanece | 25 | 1900 | N | N
FLORIDA WIRE AND CABLE | FW8888 | Y | FLORIDA WIRE AND CABLE , FW8888 |  |  | 3.94 | 2001-12-11 09:40 | Anjanece | 25 | 1900 | N | N
FLORIDA WIRE AND CABLE | FW8888 | Y | FLORIDA WIRE AND CABLE , FW8888 |  |  | 4.03 | 2001-12-11 09:40 | Anjanece | 25 | 1900 | N | N
FLORIDA WIRE AND CABLE | FW8888 | Y | FLORIDA WIRE AND CABLE , FW8888 |  |  | 4.04 | 2001-12-11 09:40 | Anjanece | 25 | 1900 | N | N
FLORIDA WIRE AND CABLE | FW8888 | Y | FLORIDA WIRE AND CABLE , FW8888 |  |  | 4.14 | 2001-12-11 09:40 | Anjanece | 25 | 1900 | N | N
FLORIDA WIRE AND CABLE | FW8888 | Y | FLORIDA WIRE AND CABLE , FW8888 |  |  | 4.26 | 2001-12-11 09:40 | Anjanece | 25 | 1900 | N | N
FLORIDA WIRE AND CABLE | FW8888 | Y | FLORIDA WIRE AND CABLE , FW8888 |  |  | 4.66 | 2001-12-11 09:40 | Anjanece | 25 | 1900 | N | N
FLORIDA WIRE AND CABLE | FW8888 | Y | FLORIDA WIRE AND CABLE , FW8888 |  |  | 4.74 | 2001-12-11 09:40 | Anjanece | 25 | 1900 | N | N
FLORIDA WIRE AND CABLE | FW8888 | Y | FLORIDA WIRE AND CABLE , FW8888 |  |  | 4.8 | 2001-12-11 09:40 | Anjanece | 25 | 1900 | N | N
FLORIDA WIRE AND CABLE | FW8888 | Y | FLORIDA WIRE AND CABLE , FW8888 |  |  | 4.85 | 2001-12-11 09:40 | Anjanece | 25 | 1900 | N | N
FLORIDA WIRE AND CABLE | FW8888 | Y | FLORIDA WIRE AND CABLE , FW8888 |  |  | 4.95 | 2001-12-11 09:40 | Anjanece | 25 | 1900 | N | N
FLORIDA WIRE AND CABLE | FW8888 | Y | FLORIDA WIRE AND CABLE , FW8888 |  |  | 4.96 | 2001-12-11 09:40 | Anjanece | 25 | 1900 | N | N
FLORIDA WIRE AND CABLE | FW8888 | Y | FLORIDA WIRE AND CABLE , FW8888 |  |  | 5.01 | 2001-12-11 09:40 | Anjanece | 25 | 1900 | N | N
FLORIDA WIRE AND CABLE | FW8888 | Y | FLORIDA WIRE AND CABLE , FW8888 |  |  | 5.03 | 2001-12-11 09:40 | Anjanece | 25 | 1900 | N | N
FLORIDA WIRE AND CABLE | FW8888 | Y | FLORIDA WIRE AND CABLE , FW8888 |  |  | 5.09 | 2001-12-11 09:40 | Anjanece | 25 | 1900 | N | N
FLORIDA WIRE AND CABLE | FW8888 | Y | FLORIDA WIRE AND CABLE , FW8888 |  |  | 5.42 | 2001-12-11 09:40 | Anjanece | 25 | 1900 | N | N
FLORIDA WIRE AND CABLE | FW8888 | Y | FLORIDA WIRE AND CABLE , FW8888 |  |  | 5.73 | 2001-12-11 09:40 | Anjanece | 25 | 1900 | N | N
FLORIDA WIRE AND CABLE | FW8888 | Y | FLORIDA WIRE AND CABLE , FW8888 |  |  | 5.78 | 2001-12-11 09:40 | Anjanece | 25 | 1900 | N | N
FLORIDA WIRE AND CABLE | FW8888 | Y | FLORIDA WIRE AND CABLE , FW8888 |  | Storm Stores | 0 | 2018-04-16 10:07 | Anjanece | 25 | 1900 | N | N
FLORIDA WIRE AND CABLE | FW8888 | Y | FLORIDA WIRE AND CABLE , FW8888 |  |  | 4.03 | 2018-04-16 10:07 | Anjanece | 25 | 1900 | N | N
FLORIDA WIRE AND CABLE | FW8888 | Y | FLORIDA WIRE AND CABLE , FW8888 |  |  | 4.36 | 2018-04-16 10:07 | Anjanece | 25 | 1900 | N | N
FLORIDA WIRE AND CABLE | FW8888 | Y | FLORIDA WIRE AND CABLE , FW8888 |  |  | 4.55 | 2018-04-16 10:07 | Anjanece | 25 | 1900 | N | N
FLORIDA WIRE AND CABLE | FW8888 | Y | FLORIDA WIRE AND CABLE , FW8888 |  |  | 4.71 | 2018-04-16 10:07 | Anjanece | 25 | 1900 | N | N
FLORIDA WIRE AND CABLE | FW8888 | Y | FLORIDA WIRE AND CABLE , FW8888 |  |  | 4.76 | 2018-04-16 10:07 | Anjanece | 25 | 1900 | N | N
FLORIDA WIRE AND CABLE | FW8888 | Y | FLORIDA WIRE AND CABLE , FW8888 |  |  | 4.77 | 2018-04-16 10:07 | Anjanece | 25 | 1900 | N | N
HUGHES | TR-718-F | Y | HUGHES , TR-718-F | JEA OVERHEAD DISTRIBUTION | CSC Stores | 2.35 | 2001-12-11 09:40 | Anjanece | 25 | 1900 | N | N
HUGHES | TR-718-F | Y | HUGHES , TR-718-F |  |  | 2.36 | 2001-12-11 09:40 | Anjanece | 25 | 1900 | N | N
HUGHES | TR-718-F | Y | HUGHES , TR-718-F |  |  | 2.37 | 2001-12-11 09:40 | Anjanece | 25 | 1900 | N | N
HUGHES | TR-718-F | Y | HUGHES , TR-718-F |  |  | 2.38 | 2001-12-11 09:40 | Anjanece | 25 | 1900 | N | N
HUGHES | TR-718-F | Y | HUGHES , TR-718-F |  |  | 2.39 | 2001-12-11 09:40 | Anjanece | 25 | 1900 | N | N
HUGHES | TR-718-F | Y | HUGHES , TR-718-F |  |  | 2.73 | 2001-12-11 09:40 | Anjanece | 25 | 1900 | N | N
HUGHES | TR-718-F | Y | HUGHES , TR-718-F |  |  | 2.85 | 2001-12-11 09:40 | Anjanece | 25 | 1900 | N | N
HUGHES | TR-718-F | Y | HUGHES , TR-718-F |  |  | 3.61 | 2001-12-11 09:40 | Anjanece | 25 | 1900 | N | N
HUGHES | TR-718-F | Y | HUGHES , TR-718-F |  |  | 3.62 | 2001-12-11 09:40 | Anjanece | 25 | 1900 | N | N
HUGHES | TR-718-F | Y | HUGHES , TR-718-F |  |  | 3.65 | 2001-12-11 09:40 | Anjanece | 25 | 1900 | N | N
HUGHES | TR-718-F | Y | HUGHES , TR-718-F |  |  | 3.84 | 2001-12-11 09:40 | Anjanece | 25 | 1900 | N | N
HUGHES | TR-718-F | Y | HUGHES , TR-718-F |  |  | 3.87 | 2001-12-11 09:40 | Anjanece | 25 | 1900 | N | N
HUGHES | TR-718-F | Y | HUGHES , TR-718-F |  |  | 3.94 | 2001-12-11 09:40 | Anjanece | 25 | 1900 | N | N
HUGHES | TR-718-F | Y | HUGHES , TR-718-F |  |  | 4.03 | 2001-12-11 09:40 | Anjanece | 25 | 1900 | N | N
HUGHES | TR-718-F | Y | HUGHES , TR-718-F |  |  | 4.04 | 2001-12-11 09:40 | Anjanece | 25 | 1900 | N | N
HUGHES | TR-718-F | Y | HUGHES , TR-718-F |  |  | 4.14 | 2001-12-11 09:40 | Anjanece | 25 | 1900 | N | N
HUGHES | TR-718-F | Y | HUGHES , TR-718-F |  |  | 4.26 | 2001-12-11 09:40 | Anjanece | 25 | 1900 | N | N
HUGHES | TR-718-F | Y | HUGHES , TR-718-F |  |  | 4.66 | 2001-12-11 09:40 | Anjanece | 25 | 1900 | N | N
HUGHES | TR-718-F | Y | HUGHES , TR-718-F |  |  | 4.74 | 2001-12-11 09:40 | Anjanece | 25 | 1900 | N | N
HUGHES | TR-718-F | Y | HUGHES , TR-718-F |  |  | 4.8 | 2001-12-11 09:40 | Anjanece | 25 | 1900 | N | N
HUGHES | TR-718-F | Y | HUGHES , TR-718-F |  |  | 4.85 | 2001-12-11 09:40 | Anjanece | 25 | 1900 | N | N
HUGHES | TR-718-F | Y | HUGHES , TR-718-F |  |  | 4.95 | 2001-12-11 09:40 | Anjanece | 25 | 1900 | N | N
HUGHES | TR-718-F | Y | HUGHES , TR-718-F |  |  | 4.96 | 2001-12-11 09:40 | Anjanece | 25 | 1900 | N | N
HUGHES | TR-718-F | Y | HUGHES , TR-718-F |  |  | 5.01 | 2001-12-11 09:40 | Anjanece | 25 | 1900 | N | N
HUGHES | TR-718-F | Y | HUGHES , TR-718-F |  |  | 5.03 | 2001-12-11 09:40 | Anjanece | 25 | 1900 | N | N
HUGHES | TR-718-F | Y | HUGHES , TR-718-F |  |  | 5.09 | 2001-12-11 09:40 | Anjanece | 25 | 1900 | N | N
HUGHES | TR-718-F | Y | HUGHES , TR-718-F |  |  | 5.42 | 2001-12-11 09:40 | Anjanece | 25 | 1900 | N | N
HUGHES | TR-718-F | Y | HUGHES , TR-718-F |  |  | 5.73 | 2001-12-11 09:40 | Anjanece | 25 | 1900 | N | N
HUGHES | TR-718-F | Y | HUGHES , TR-718-F |  |  | 5.78 | 2001-12-11 09:40 | Anjanece | 25 | 1900 | N | N
HUGHES | TR-718-F | Y | HUGHES , TR-718-F |  | Storm Stores | 0 | 2018-04-16 10:07 | Anjanece | 25 | 1900 | N | N
HUGHES | TR-718-F | Y | HUGHES , TR-718-F |  |  | 4.03 | 2018-04-16 10:07 | Anjanece | 25 | 1900 | N | N
HUGHES | TR-718-F | Y | HUGHES , TR-718-F |  |  | 4.36 | 2018-04-16 10:07 | Anjanece | 25 | 1900 | N | N
HUGHES | TR-718-F | Y | HUGHES , TR-718-F |  |  | 4.55 | 2018-04-16 10:07 | Anjanece | 25 | 1900 | N | N
HUGHES | TR-718-F | Y | HUGHES , TR-718-F |  |  | 4.71 | 2018-04-16 10:07 | Anjanece | 25 | 1900 | N | N
HUGHES | TR-718-F | Y | HUGHES , TR-718-F |  |  | 4.76 | 2018-04-16 10:07 | Anjanece | 25 | 1900 | N | N
HUGHES | TR-718-F | Y | HUGHES , TR-718-F |  |  | 4.77 | 2018-04-16 10:07 | Anjanece | 25 | 1900 | N | N
JOSLYN HI-VOLTAGE CORP. | J8888 | Y | JOSLYN HI-VOLTAGE CORP. , J8888 | JEA OVERHEAD DISTRIBUTION | CSC Stores | 2.35 | 2001-12-11 09:40 | Anjanece | 25 | 1900 | N | N
JOSLYN HI-VOLTAGE CORP. | J8888 | Y | JOSLYN HI-VOLTAGE CORP. , J8888 |  |  | 2.36 | 2001-12-11 09:40 | Anjanece | 25 | 1900 | N | N
JOSLYN HI-VOLTAGE CORP. | J8888 | Y | JOSLYN HI-VOLTAGE CORP. , J8888 |  |  | 2.37 | 2001-12-11 09:40 | Anjanece | 25 | 1900 | N | N
JOSLYN HI-VOLTAGE CORP. | J8888 | Y | JOSLYN HI-VOLTAGE CORP. , J8888 |  |  | 2.38 | 2001-12-11 09:40 | Anjanece | 25 | 1900 | N | N
JOSLYN HI-VOLTAGE CORP. | J8888 | Y | JOSLYN HI-VOLTAGE CORP. , J8888 |  |  | 2.39 | 2001-12-11 09:40 | Anjanece | 25 | 1900 | N | N
JOSLYN HI-VOLTAGE CORP. | J8888 | Y | JOSLYN HI-VOLTAGE CORP. , J8888 |  |  | 2.73 | 2001-12-11 09:40 | Anjanece | 25 | 1900 | N | N
JOSLYN HI-VOLTAGE CORP. | J8888 | Y | JOSLYN HI-VOLTAGE CORP. , J8888 |  |  | 2.85 | 2001-12-11 09:40 | Anjanece | 25 | 1900 | N | N
JOSLYN HI-VOLTAGE CORP. | J8888 | Y | JOSLYN HI-VOLTAGE CORP. , J8888 |  |  | 3.61 | 2001-12-11 09:40 | Anjanece | 25 | 1900 | N | N
JOSLYN HI-VOLTAGE CORP. | J8888 | Y | JOSLYN HI-VOLTAGE CORP. , J8888 |  |  | 3.62 | 2001-12-11 09:40 | Anjanece | 25 | 1900 | N | N
JOSLYN HI-VOLTAGE CORP. | J8888 | Y | JOSLYN HI-VOLTAGE CORP. , J8888 |  |  | 3.65 | 2001-12-11 09:40 | Anjanece | 25 | 1900 | N | N
JOSLYN HI-VOLTAGE CORP. | J8888 | Y | JOSLYN HI-VOLTAGE CORP. , J8888 |  |  | 3.84 | 2001-12-11 09:40 | Anjanece | 25 | 1900 | N | N
JOSLYN HI-VOLTAGE CORP. | J8888 | Y | JOSLYN HI-VOLTAGE CORP. , J8888 |  |  | 3.87 | 2001-12-11 09:40 | Anjanece | 25 | 1900 | N | N
JOSLYN HI-VOLTAGE CORP. | J8888 | Y | JOSLYN HI-VOLTAGE CORP. , J8888 |  |  | 3.94 | 2001-12-11 09:40 | Anjanece | 25 | 1900 | N | N
JOSLYN HI-VOLTAGE CORP. | J8888 | Y | JOSLYN HI-VOLTAGE CORP. , J8888 |  |  | 4.03 | 2001-12-11 09:40 | Anjanece | 25 | 1900 | N | N
JOSLYN HI-VOLTAGE CORP. | J8888 | Y | JOSLYN HI-VOLTAGE CORP. , J8888 |  |  | 4.04 | 2001-12-11 09:40 | Anjanece | 25 | 1900 | N | N
JOSLYN HI-VOLTAGE CORP. | J8888 | Y | JOSLYN HI-VOLTAGE CORP. , J8888 |  |  | 4.14 | 2001-12-11 09:40 | Anjanece | 25 | 1900 | N | N
JOSLYN HI-VOLTAGE CORP. | J8888 | Y | JOSLYN HI-VOLTAGE CORP. , J8888 |  |  | 4.26 | 2001-12-11 09:40 | Anjanece | 25 | 1900 | N | N
JOSLYN HI-VOLTAGE CORP. | J8888 | Y | JOSLYN HI-VOLTAGE CORP. , J8888 |  |  | 4.66 | 2001-12-11 09:40 | Anjanece | 25 | 1900 | N | N
JOSLYN HI-VOLTAGE CORP. | J8888 | Y | JOSLYN HI-VOLTAGE CORP. , J8888 |  |  | 4.74 | 2001-12-11 09:40 | Anjanece | 25 | 1900 | N | N
JOSLYN HI-VOLTAGE CORP. | J8888 | Y | JOSLYN HI-VOLTAGE CORP. , J8888 |  |  | 4.8 | 2001-12-11 09:40 | Anjanece | 25 | 1900 | N | N
JOSLYN HI-VOLTAGE CORP. | J8888 | Y | JOSLYN HI-VOLTAGE CORP. , J8888 |  |  | 4.85 | 2001-12-11 09:40 | Anjanece | 25 | 1900 | N | N
JOSLYN HI-VOLTAGE CORP. | J8888 | Y | JOSLYN HI-VOLTAGE CORP. , J8888 |  |  | 4.95 | 2001-12-11 09:40 | Anjanece | 25 | 1900 | N | N
JOSLYN HI-VOLTAGE CORP. | J8888 | Y | JOSLYN HI-VOLTAGE CORP. , J8888 |  |  | 4.96 | 2001-12-11 09:40 | Anjanece | 25 | 1900 | N | N
JOSLYN HI-VOLTAGE CORP. | J8888 | Y | JOSLYN HI-VOLTAGE CORP. , J8888 |  |  | 5.01 | 2001-12-11 09:40 | Anjanece | 25 | 1900 | N | N
JOSLYN HI-VOLTAGE CORP. | J8888 | Y | JOSLYN HI-VOLTAGE CORP. , J8888 |  |  | 5.03 | 2001-12-11 09:40 | Anjanece | 25 | 1900 | N | N
JOSLYN HI-VOLTAGE CORP. | J8888 | Y | JOSLYN HI-VOLTAGE CORP. , J8888 |  |  | 5.09 | 2001-12-11 09:40 | Anjanece | 25 | 1900 | N | N
JOSLYN HI-VOLTAGE CORP. | J8888 | Y | JOSLYN HI-VOLTAGE CORP. , J8888 |  |  | 5.42 | 2001-12-11 09:40 | Anjanece | 25 | 1900 | N | N
JOSLYN HI-VOLTAGE CORP. | J8888 | Y | JOSLYN HI-VOLTAGE CORP. , J8888 |  |  | 5.73 | 2001-12-11 09:40 | Anjanece | 25 | 1900 | N | N
JOSLYN HI-VOLTAGE CORP. | J8888 | Y | JOSLYN HI-VOLTAGE CORP. , J8888 |  |  | 5.78 | 2001-12-11 09:40 | Anjanece | 25 | 1900 | N | N
JOSLYN HI-VOLTAGE CORP. | J8888 | Y | JOSLYN HI-VOLTAGE CORP. , J8888 |  | Storm Stores | 0 | 2018-04-16 10:07 | Anjanece | 25 | 1900 | N | N
JOSLYN HI-VOLTAGE CORP. | J8888 | Y | JOSLYN HI-VOLTAGE CORP. , J8888 |  |  | 4.03 | 2018-04-16 10:07 | Anjanece | 25 | 1900 | N | N
JOSLYN HI-VOLTAGE CORP. | J8888 | Y | JOSLYN HI-VOLTAGE CORP. , J8888 |  |  | 4.36 | 2018-04-16 10:07 | Anjanece | 25 | 1900 | N | N
JOSLYN HI-VOLTAGE CORP. | J8888 | Y | JOSLYN HI-VOLTAGE CORP. , J8888 |  |  | 4.55 | 2018-04-16 10:07 | Anjanece | 25 | 1900 | N | N
JOSLYN HI-VOLTAGE CORP. | J8888 | Y | JOSLYN HI-VOLTAGE CORP. , J8888 |  |  | 4.71 | 2018-04-16 10:07 | Anjanece | 25 | 1900 | N | N
JOSLYN HI-VOLTAGE CORP. | J8888 | Y | JOSLYN HI-VOLTAGE CORP. , J8888 |  |  | 4.76 | 2018-04-16 10:07 | Anjanece | 25 | 1900 | N | N
JOSLYN HI-VOLTAGE CORP. | J8888 | Y | JOSLYN HI-VOLTAGE CORP. , J8888 |  |  | 4.77 | 2018-04-16 10:07 | Anjanece | 25 | 1900 | N | N
MC GRAW EDISON | DF3D18 | Y | MC GRAW EDISON , DF3D18 | JEA OVERHEAD DISTRIBUTION | CSC Stores | 2.35 | 2001-12-11 09:40 | Anjanece | 25 | 1900 | N | N
MC GRAW EDISON | DF3D18 | Y | MC GRAW EDISON , DF3D18 |  |  | 2.36 | 2001-12-11 09:40 | Anjanece | 25 | 1900 | N | N
MC GRAW EDISON | DF3D18 | Y | MC GRAW EDISON , DF3D18 |  |  | 2.37 | 2001-12-11 09:40 | Anjanece | 25 | 1900 | N | N
MC GRAW EDISON | DF3D18 | Y | MC GRAW EDISON , DF3D18 |  |  | 2.38 | 2001-12-11 09:40 | Anjanece | 25 | 1900 | N | N
MC GRAW EDISON | DF3D18 | Y | MC GRAW EDISON , DF3D18 |  |  | 2.39 | 2001-12-11 09:40 | Anjanece | 25 | 1900 | N | N
MC GRAW EDISON | DF3D18 | Y | MC GRAW EDISON , DF3D18 |  |  | 2.73 | 2001-12-11 09:40 | Anjanece | 25 | 1900 | N | N
MC GRAW EDISON | DF3D18 | Y | MC GRAW EDISON , DF3D18 |  |  | 2.85 | 2001-12-11 09:40 | Anjanece | 25 | 1900 | N | N
MC GRAW EDISON | DF3D18 | Y | MC GRAW EDISON , DF3D18 |  |  | 3.61 | 2001-12-11 09:40 | Anjanece | 25 | 1900 | N | N
MC GRAW EDISON | DF3D18 | Y | MC GRAW EDISON , DF3D18 |  |  | 3.62 | 2001-12-11 09:40 | Anjanece | 25 | 1900 | N | N
MC GRAW EDISON | DF3D18 | Y | MC GRAW EDISON , DF3D18 |  |  | 3.65 | 2001-12-11 09:40 | Anjanece | 25 | 1900 | N | N
MC GRAW EDISON | DF3D18 | Y | MC GRAW EDISON , DF3D18 |  |  | 3.84 | 2001-12-11 09:40 | Anjanece | 25 | 1900 | N | N
MC GRAW EDISON | DF3D18 | Y | MC GRAW EDISON , DF3D18 |  |  | 3.87 | 2001-12-11 09:40 | Anjanece | 25 | 1900 | N | N
MC GRAW EDISON | DF3D18 | Y | MC GRAW EDISON , DF3D18 |  |  | 3.94 | 2001-12-11 09:40 | Anjanece | 25 | 1900 | N | N
MC GRAW EDISON | DF3D18 | Y | MC GRAW EDISON , DF3D18 |  |  | 4.03 | 2001-12-11 09:40 | Anjanece | 25 | 1900 | N | N
MC GRAW EDISON | DF3D18 | Y | MC GRAW EDISON , DF3D18 |  |  | 4.04 | 2001-12-11 09:40 | Anjanece | 25 | 1900 | N | N
MC GRAW EDISON | DF3D18 | Y | MC GRAW EDISON , DF3D18 |  |  | 4.14 | 2001-12-11 09:40 | Anjanece | 25 | 1900 | N | N
MC GRAW EDISON | DF3D18 | Y | MC GRAW EDISON , DF3D18 |  |  | 4.26 | 2001-12-11 09:40 | Anjanece | 25 | 1900 | N | N
MC GRAW EDISON | DF3D18 | Y | MC GRAW EDISON , DF3D18 |  |  | 4.66 | 2001-12-11 09:40 | Anjanece | 25 | 1900 | N | N
MC GRAW EDISON | DF3D18 | Y | MC GRAW EDISON , DF3D18 |  |  | 4.74 | 2001-12-11 09:40 | Anjanece | 25 | 1900 | N | N
MC GRAW EDISON | DF3D18 | Y | MC GRAW EDISON , DF3D18 |  |  | 4.8 | 2001-12-11 09:40 | Anjanece | 25 | 1900 | N | N
MC GRAW EDISON | DF3D18 | Y | MC GRAW EDISON , DF3D18 |  |  | 4.85 | 2001-12-11 09:40 | Anjanece | 25 | 1900 | N | N
MC GRAW EDISON | DF3D18 | Y | MC GRAW EDISON , DF3D18 |  |  | 4.95 | 2001-12-11 09:40 | Anjanece | 25 | 1900 | N | N
MC GRAW EDISON | DF3D18 | Y | MC GRAW EDISON , DF3D18 |  |  | 4.96 | 2001-12-11 09:40 | Anjanece | 25 | 1900 | N | N
MC GRAW EDISON | DF3D18 | Y | MC GRAW EDISON , DF3D18 |  |  | 5.01 | 2001-12-11 09:40 | Anjanece | 25 | 1900 | N | N
MC GRAW EDISON | DF3D18 | Y | MC GRAW EDISON , DF3D18 |  |  | 5.03 | 2001-12-11 09:40 | Anjanece | 25 | 1900 | N | N
MC GRAW EDISON | DF3D18 | Y | MC GRAW EDISON , DF3D18 |  |  | 5.09 | 2001-12-11 09:40 | Anjanece | 25 | 1900 | N | N
MC GRAW EDISON | DF3D18 | Y | MC GRAW EDISON , DF3D18 |  |  | 5.42 | 2001-12-11 09:40 | Anjanece | 25 | 1900 | N | N
MC GRAW EDISON | DF3D18 | Y | MC GRAW EDISON , DF3D18 |  |  | 5.73 | 2001-12-11 09:40 | Anjanece | 25 | 1900 | N | N
MC GRAW EDISON | DF3D18 | Y | MC GRAW EDISON , DF3D18 |  |  | 5.78 | 2001-12-11 09:40 | Anjanece | 25 | 1900 | N | N
MC GRAW EDISON | DF3D18 | Y | MC GRAW EDISON , DF3D18 |  | Storm Stores | 0 | 2018-04-16 10:07 | Anjanece | 25 | 1900 | N | N
MC GRAW EDISON | DF3D18 | Y | MC GRAW EDISON , DF3D18 |  |  | 4.03 | 2018-04-16 10:07 | Anjanece | 25 | 1900 | N | N
MC GRAW EDISON | DF3D18 | Y | MC GRAW EDISON , DF3D18 |  |  | 4.36 | 2018-04-16 10:07 | Anjanece | 25 | 1900 | N | N
MC GRAW EDISON | DF3D18 | Y | MC GRAW EDISON , DF3D18 |  |  | 4.55 | 2018-04-16 10:07 | Anjanece | 25 | 1900 | N | N
MC GRAW EDISON | DF3D18 | Y | MC GRAW EDISON , DF3D18 |  |  | 4.71 | 2018-04-16 10:07 | Anjanece | 25 | 1900 | N | N
MC GRAW EDISON | DF3D18 | Y | MC GRAW EDISON , DF3D18 |  |  | 4.76 | 2018-04-16 10:07 | Anjanece | 25 | 1900 | N | N
MC GRAW EDISON | DF3D18 | Y | MC GRAW EDISON , DF3D18 |  |  | 4.77 | 2018-04-16 10:07 | Anjanece | 25 | 1900 | N | N
POWERLINE HARDWARE CO. | P8888 | Y | POWERLINE HARDWARE CO. , P8888 | JEA OVERHEAD DISTRIBUTION | CSC Stores | 2.35 | 2001-12-11 09:40 | Anjanece | 25 | 1900 | N | N
POWERLINE HARDWARE CO. | P8888 | Y | POWERLINE HARDWARE CO. , P8888 |  |  | 2.36 | 2001-12-11 09:40 | Anjanece | 25 | 1900 | N | N
POWERLINE HARDWARE CO. | P8888 | Y | POWERLINE HARDWARE CO. , P8888 |  |  | 2.37 | 2001-12-11 09:40 | Anjanece | 25 | 1900 | N | N
POWERLINE HARDWARE CO. | P8888 | Y | POWERLINE HARDWARE CO. , P8888 |  |  | 2.38 | 2001-12-11 09:40 | Anjanece | 25 | 1900 | N | N
POWERLINE HARDWARE CO. | P8888 | Y | POWERLINE HARDWARE CO. , P8888 |  |  | 2.39 | 2001-12-11 09:40 | Anjanece | 25 | 1900 | N | N
POWERLINE HARDWARE CO. | P8888 | Y | POWERLINE HARDWARE CO. , P8888 |  |  | 2.73 | 2001-12-11 09:40 | Anjanece | 25 | 1900 | N | N
POWERLINE HARDWARE CO. | P8888 | Y | POWERLINE HARDWARE CO. , P8888 |  |  | 2.85 | 2001-12-11 09:40 | Anjanece | 25 | 1900 | N | N
POWERLINE HARDWARE CO. | P8888 | Y | POWERLINE HARDWARE CO. , P8888 |  |  | 3.61 | 2001-12-11 09:40 | Anjanece | 25 | 1900 | N | N
POWERLINE HARDWARE CO. | P8888 | Y | POWERLINE HARDWARE CO. , P8888 |  |  | 3.62 | 2001-12-11 09:40 | Anjanece | 25 | 1900 | N | N
POWERLINE HARDWARE CO. | P8888 | Y | POWERLINE HARDWARE CO. , P8888 |  |  | 3.65 | 2001-12-11 09:40 | Anjanece | 25 | 1900 | N | N
POWERLINE HARDWARE CO. | P8888 | Y | POWERLINE HARDWARE CO. , P8888 |  |  | 3.84 | 2001-12-11 09:40 | Anjanece | 25 | 1900 | N | N
POWERLINE HARDWARE CO. | P8888 | Y | POWERLINE HARDWARE CO. , P8888 |  |  | 3.87 | 2001-12-11 09:40 | Anjanece | 25 | 1900 | N | N
POWERLINE HARDWARE CO. | P8888 | Y | POWERLINE HARDWARE CO. , P8888 |  |  | 3.94 | 2001-12-11 09:40 | Anjanece | 25 | 1900 | N | N
POWERLINE HARDWARE CO. | P8888 | Y | POWERLINE HARDWARE CO. , P8888 |  |  | 4.03 | 2001-12-11 09:40 | Anjanece | 25 | 1900 | N | N
POWERLINE HARDWARE CO. | P8888 | Y | POWERLINE HARDWARE CO. , P8888 |  |  | 4.04 | 2001-12-11 09:40 | Anjanece | 25 | 1900 | N | N
POWERLINE HARDWARE CO. | P8888 | Y | POWERLINE HARDWARE CO. , P8888 |  |  | 4.14 | 2001-12-11 09:40 | Anjanece | 25 | 1900 | N | N
POWERLINE HARDWARE CO. | P8888 | Y | POWERLINE HARDWARE CO. , P8888 |  |  | 4.26 | 2001-12-11 09:40 | Anjanece | 25 | 1900 | N | N
POWERLINE HARDWARE CO. | P8888 | Y | POWERLINE HARDWARE CO. , P8888 |  |  | 4.66 | 2001-12-11 09:40 | Anjanece | 25 | 1900 | N | N
POWERLINE HARDWARE CO. | P8888 | Y | POWERLINE HARDWARE CO. , P8888 |  |  | 4.74 | 2001-12-11 09:40 | Anjanece | 25 | 1900 | N | N
POWERLINE HARDWARE CO. | P8888 | Y | POWERLINE HARDWARE CO. , P8888 |  |  | 4.8 | 2001-12-11 09:40 | Anjanece | 25 | 1900 | N | N
POWERLINE HARDWARE CO. | P8888 | Y | POWERLINE HARDWARE CO. , P8888 |  |  | 4.85 | 2001-12-11 09:40 | Anjanece | 25 | 1900 | N | N
POWERLINE HARDWARE CO. | P8888 | Y | POWERLINE HARDWARE CO. , P8888 |  |  | 4.95 | 2001-12-11 09:40 | Anjanece | 25 | 1900 | N | N
POWERLINE HARDWARE CO. | P8888 | Y | POWERLINE HARDWARE CO. , P8888 |  |  | 4.96 | 2001-12-11 09:40 | Anjanece | 25 | 1900 | N | N
POWERLINE HARDWARE CO. | P8888 | Y | POWERLINE HARDWARE CO. , P8888 |  |  | 5.01 | 2001-12-11 09:40 | Anjanece | 25 | 1900 | N | N
POWERLINE HARDWARE CO. | P8888 | Y | POWERLINE HARDWARE CO. , P8888 |  |  | 5.03 | 2001-12-11 09:40 | Anjanece | 25 | 1900 | N | N
POWERLINE HARDWARE CO. | P8888 | Y | POWERLINE HARDWARE CO. , P8888 |  |  | 5.09 | 2001-12-11 09:40 | Anjanece | 25 | 1900 | N | N
POWERLINE HARDWARE CO. | P8888 | Y | POWERLINE HARDWARE CO. , P8888 |  |  | 5.42 | 2001-12-11 09:40 | Anjanece | 25 | 1900 | N | N
POWERLINE HARDWARE CO. | P8888 | Y | POWERLINE HARDWARE CO. , P8888 |  |  | 5.73 | 2001-12-11 09:40 | Anjanece | 25 | 1900 | N | N
POWERLINE HARDWARE CO. | P8888 | Y | POWERLINE HARDWARE CO. , P8888 |  |  | 5.78 | 2001-12-11 09:40 | Anjanece | 25 | 1900 | N | N
POWERLINE HARDWARE CO. | P8888 | Y | POWERLINE HARDWARE CO. , P8888 |  | Storm Stores | 0 | 2018-04-16 10:07 | Anjanece | 25 | 1900 | N | N
POWERLINE HARDWARE CO. | P8888 | Y | POWERLINE HARDWARE CO. , P8888 |  |  | 4.03 | 2018-04-16 10:07 | Anjanece | 25 | 1900 | N | N
POWERLINE HARDWARE CO. | P8888 | Y | POWERLINE HARDWARE CO. , P8888 |  |  | 4.36 | 2018-04-16 10:07 | Anjanece | 25 | 1900 | N | N
POWERLINE HARDWARE CO. | P8888 | Y | POWERLINE HARDWARE CO. , P8888 |  |  | 4.55 | 2018-04-16 10:07 | Anjanece | 25 | 1900 | N | N
POWERLINE HARDWARE CO. | P8888 | Y | POWERLINE HARDWARE CO. , P8888 |  |  | 4.71 | 2018-04-16 10:07 | Anjanece | 25 | 1900 | N | N
POWERLINE HARDWARE CO. | P8888 | Y | POWERLINE HARDWARE CO. , P8888 |  |  | 4.76 | 2018-04-16 10:07 | Anjanece | 25 | 1900 | N | N
POWERLINE HARDWARE CO. | P8888 | Y | POWERLINE HARDWARE CO. , P8888 |  |  | 4.77 | 2018-04-16 10:07 | Anjanece | 25 | 1900 | N | N
STEEL CITY | SC8888BG | Y | STEEL CITY , SC8888BG | JEA OVERHEAD DISTRIBUTION | CSC Stores | 2.35 | 2001-12-11 09:40 | Anjanece | 25 | 1900 | N | N
STEEL CITY | SC8888BG | Y | STEEL CITY , SC8888BG |  |  | 2.36 | 2001-12-11 09:40 | Anjanece | 25 | 1900 | N | N
STEEL CITY | SC8888BG | Y | STEEL CITY , SC8888BG |  |  | 2.37 | 2001-12-11 09:40 | Anjanece | 25 | 1900 | N | N
STEEL CITY | SC8888BG | Y | STEEL CITY , SC8888BG |  |  | 2.38 | 2001-12-11 09:40 | Anjanece | 25 | 1900 | N | N
STEEL CITY | SC8888BG | Y | STEEL CITY , SC8888BG |  |  | 2.39 | 2001-12-11 09:40 | Anjanece | 25 | 1900 | N | N
STEEL CITY | SC8888BG | Y | STEEL CITY , SC8888BG |  |  | 2.73 | 2001-12-11 09:40 | Anjanece | 25 | 1900 | N | N
STEEL CITY | SC8888BG | Y | STEEL CITY , SC8888BG |  |  | 2.85 | 2001-12-11 09:40 | Anjanece | 25 | 1900 | N | N
STEEL CITY | SC8888BG | Y | STEEL CITY , SC8888BG |  |  | 3.61 | 2001-12-11 09:40 | Anjanece | 25 | 1900 | N | N
STEEL CITY | SC8888BG | Y | STEEL CITY , SC8888BG |  |  | 3.62 | 2001-12-11 09:40 | Anjanece | 25 | 1900 | N | N
STEEL CITY | SC8888BG | Y | STEEL CITY , SC8888BG |  |  | 3.65 | 2001-12-11 09:40 | Anjanece | 25 | 1900 | N | N
STEEL CITY | SC8888BG | Y | STEEL CITY , SC8888BG |  |  | 3.84 | 2001-12-11 09:40 | Anjanece | 25 | 1900 | N | N
STEEL CITY | SC8888BG | Y | STEEL CITY , SC8888BG |  |  | 3.87 | 2001-12-11 09:40 | Anjanece | 25 | 1900 | N | N
STEEL CITY | SC8888BG | Y | STEEL CITY , SC8888BG |  |  | 3.94 | 2001-12-11 09:40 | Anjanece | 25 | 1900 | N | N
STEEL CITY | SC8888BG | Y | STEEL CITY , SC8888BG |  |  | 4.03 | 2001-12-11 09:40 | Anjanece | 25 | 1900 | N | N
STEEL CITY | SC8888BG | Y | STEEL CITY , SC8888BG |  |  | 4.04 | 2001-12-11 09:40 | Anjanece | 25 | 1900 | N | N
STEEL CITY | SC8888BG | Y | STEEL CITY , SC8888BG |  |  | 4.14 | 2001-12-11 09:40 | Anjanece | 25 | 1900 | N | N
STEEL CITY | SC8888BG | Y | STEEL CITY , SC8888BG |  |  | 4.26 | 2001-12-11 09:40 | Anjanece | 25 | 1900 | N | N
STEEL CITY | SC8888BG | Y | STEEL CITY , SC8888BG |  |  | 4.66 | 2001-12-11 09:40 | Anjanece | 25 | 1900 | N | N
STEEL CITY | SC8888BG | Y | STEEL CITY , SC8888BG |  |  | 4.74 | 2001-12-11 09:40 | Anjanece | 25 | 1900 | N | N
STEEL CITY | SC8888BG | Y | STEEL CITY , SC8888BG |  |  | 4.8 | 2001-12-11 09:40 | Anjanece | 25 | 1900 | N | N
STEEL CITY | SC8888BG | Y | STEEL CITY , SC8888BG |  |  | 4.85 | 2001-12-11 09:40 | Anjanece | 25 | 1900 | N | N
STEEL CITY | SC8888BG | Y | STEEL CITY , SC8888BG |  |  | 4.95 | 2001-12-11 09:40 | Anjanece | 25 | 1900 | N | N
STEEL CITY | SC8888BG | Y | STEEL CITY , SC8888BG |  |  | 4.96 | 2001-12-11 09:40 | Anjanece | 25 | 1900 | N | N
STEEL CITY | SC8888BG | Y | STEEL CITY , SC8888BG |  |  | 5.01 | 2001-12-11 09:40 | Anjanece | 25 | 1900 | N | N
STEEL CITY | SC8888BG | Y | STEEL CITY , SC8888BG |  |  | 5.03 | 2001-12-11 09:40 | Anjanece | 25 | 1900 | N | N
STEEL CITY | SC8888BG | Y | STEEL CITY , SC8888BG |  |  | 5.09 | 2001-12-11 09:40 | Anjanece | 25 | 1900 | N | N
STEEL CITY | SC8888BG | Y | STEEL CITY , SC8888BG |  |  | 5.42 | 2001-12-11 09:40 | Anjanece | 25 | 1900 | N | N
STEEL CITY | SC8888BG | Y | STEEL CITY , SC8888BG |  |  | 5.73 | 2001-12-11 09:40 | Anjanece | 25 | 1900 | N | N
STEEL CITY | SC8888BG | Y | STEEL CITY , SC8888BG |  |  | 5.78 | 2001-12-11 09:40 | Anjanece | 25 | 1900 | N | N
STEEL CITY | SC8888BG | Y | STEEL CITY , SC8888BG |  | Storm Stores | 0 | 2018-04-16 10:07 | Anjanece | 25 | 1900 | N | N
STEEL CITY | SC8888BG | Y | STEEL CITY , SC8888BG |  |  | 4.03 | 2018-04-16 10:07 | Anjanece | 25 | 1900 | N | N
STEEL CITY | SC8888BG | Y | STEEL CITY , SC8888BG |  |  | 4.36 | 2018-04-16 10:07 | Anjanece | 25 | 1900 | N | N
STEEL CITY | SC8888BG | Y | STEEL CITY , SC8888BG |  |  | 4.55 | 2018-04-16 10:07 | Anjanece | 25 | 1900 | N | N
STEEL CITY | SC8888BG | Y | STEEL CITY , SC8888BG |  |  | 4.71 | 2018-04-16 10:07 | Anjanece | 25 | 1900 | N | N
STEEL CITY | SC8888BG | Y | STEEL CITY , SC8888BG |  |  | 4.76 | 2018-04-16 10:07 | Anjanece | 25 | 1900 | N | N
STEEL CITY | SC8888BG | Y | STEEL CITY , SC8888BG |  |  | 4.77 | 2018-04-16 10:07 | Anjanece | 25 | 1900 | N | N
THREADED FASTENERS INC. | TF8888 | Y | THREADED FASTENERS INC. , TF8888 | JEA OVERHEAD DISTRIBUTION | CSC Stores | 2.35 | 2001-12-11 09:40 | Anjanece | 25 | 1900 | N | N
THREADED FASTENERS INC. | TF8888 | Y | THREADED FASTENERS INC. , TF8888 |  |  | 2.36 | 2001-12-11 09:40 | Anjanece | 25 | 1900 | N | N
THREADED FASTENERS INC. | TF8888 | Y | THREADED FASTENERS INC. , TF8888 |  |  | 2.37 | 2001-12-11 09:40 | Anjanece | 25 | 1900 | N | N
THREADED FASTENERS INC. | TF8888 | Y | THREADED FASTENERS INC. , TF8888 |  |  | 2.38 | 2001-12-11 09:40 | Anjanece | 25 | 1900 | N | N
THREADED FASTENERS INC. | TF8888 | Y | THREADED FASTENERS INC. , TF8888 |  |  | 2.39 | 2001-12-11 09:40 | Anjanece | 25 | 1900 | N | N
THREADED FASTENERS INC. | TF8888 | Y | THREADED FASTENERS INC. , TF8888 |  |  | 2.73 | 2001-12-11 09:40 | Anjanece | 25 | 1900 | N | N
THREADED FASTENERS INC. | TF8888 | Y | THREADED FASTENERS INC. , TF8888 |  |  | 2.85 | 2001-12-11 09:40 | Anjanece | 25 | 1900 | N | N
THREADED FASTENERS INC. | TF8888 | Y | THREADED FASTENERS INC. , TF8888 |  |  | 3.61 | 2001-12-11 09:40 | Anjanece | 25 | 1900 | N | N
THREADED FASTENERS INC. | TF8888 | Y | THREADED FASTENERS INC. , TF8888 |  |  | 3.62 | 2001-12-11 09:40 | Anjanece | 25 | 1900 | N | N
THREADED FASTENERS INC. | TF8888 | Y | THREADED FASTENERS INC. , TF8888 |  |  | 3.65 | 2001-12-11 09:40 | Anjanece | 25 | 1900 | N | N
THREADED FASTENERS INC. | TF8888 | Y | THREADED FASTENERS INC. , TF8888 |  |  | 3.84 | 2001-12-11 09:40 | Anjanece | 25 | 1900 | N | N
THREADED FASTENERS INC. | TF8888 | Y | THREADED FASTENERS INC. , TF8888 |  |  | 3.87 | 2001-12-11 09:40 | Anjanece | 25 | 1900 | N | N
THREADED FASTENERS INC. | TF8888 | Y | THREADED FASTENERS INC. , TF8888 |  |  | 3.94 | 2001-12-11 09:40 | Anjanece | 25 | 1900 | N | N
THREADED FASTENERS INC. | TF8888 | Y | THREADED FASTENERS INC. , TF8888 |  |  | 4.03 | 2001-12-11 09:40 | Anjanece | 25 | 1900 | N | N
THREADED FASTENERS INC. | TF8888 | Y | THREADED FASTENERS INC. , TF8888 |  |  | 4.04 | 2001-12-11 09:40 | Anjanece | 25 | 1900 | N | N
THREADED FASTENERS INC. | TF8888 | Y | THREADED FASTENERS INC. , TF8888 |  |  | 4.14 | 2001-12-11 09:40 | Anjanece | 25 | 1900 | N | N
THREADED FASTENERS INC. | TF8888 | Y | THREADED FASTENERS INC. , TF8888 |  |  | 4.26 | 2001-12-11 09:40 | Anjanece | 25 | 1900 | N | N
THREADED FASTENERS INC. | TF8888 | Y | THREADED FASTENERS INC. , TF8888 |  |  | 4.66 | 2001-12-11 09:40 | Anjanece | 25 | 1900 | N | N
THREADED FASTENERS INC. | TF8888 | Y | THREADED FASTENERS INC. , TF8888 |  |  | 4.74 | 2001-12-11 09:40 | Anjanece | 25 | 1900 | N | N
THREADED FASTENERS INC. | TF8888 | Y | THREADED FASTENERS INC. , TF8888 |  |  | 4.8 | 2001-12-11 09:40 | Anjanece | 25 | 1900 | N | N
THREADED FASTENERS INC. | TF8888 | Y | THREADED FASTENERS INC. , TF8888 |  |  | 4.85 | 2001-12-11 09:40 | Anjanece | 25 | 1900 | N | N
THREADED FASTENERS INC. | TF8888 | Y | THREADED FASTENERS INC. , TF8888 |  |  | 4.95 | 2001-12-11 09:40 | Anjanece | 25 | 1900 | N | N
THREADED FASTENERS INC. | TF8888 | Y | THREADED FASTENERS INC. , TF8888 |  |  | 4.96 | 2001-12-11 09:40 | Anjanece | 25 | 1900 | N | N
THREADED FASTENERS INC. | TF8888 | Y | THREADED FASTENERS INC. , TF8888 |  |  | 5.01 | 2001-12-11 09:40 | Anjanece | 25 | 1900 | N | N
THREADED FASTENERS INC. | TF8888 | Y | THREADED FASTENERS INC. , TF8888 |  |  | 5.03 | 2001-12-11 09:40 | Anjanece | 25 | 1900 | N | N
THREADED FASTENERS INC. | TF8888 | Y | THREADED FASTENERS INC. , TF8888 |  |  | 5.09 | 2001-12-11 09:40 | Anjanece | 25 | 1900 | N | N
THREADED FASTENERS INC. | TF8888 | Y | THREADED FASTENERS INC. , TF8888 |  |  | 5.42 | 2001-12-11 09:40 | Anjanece | 25 | 1900 | N | N
THREADED FASTENERS INC. | TF8888 | Y | THREADED FASTENERS INC. , TF8888 |  |  | 5.73 | 2001-12-11 09:40 | Anjanece | 25 | 1900 | N | N
THREADED FASTENERS INC. | TF8888 | Y | THREADED FASTENERS INC. , TF8888 |  |  | 5.78 | 2001-12-11 09:40 | Anjanece | 25 | 1900 | N | N
THREADED FASTENERS INC. | TF8888 | Y | THREADED FASTENERS INC. , TF8888 |  | Storm Stores | 0 | 2018-04-16 10:07 | Anjanece | 25 | 1900 | N | N
THREADED FASTENERS INC. | TF8888 | Y | THREADED FASTENERS INC. , TF8888 |  |  | 4.03 | 2018-04-16 10:07 | Anjanece | 25 | 1900 | N | N
THREADED FASTENERS INC. | TF8888 | Y | THREADED FASTENERS INC. , TF8888 |  |  | 4.36 | 2018-04-16 10:07 | Anjanece | 25 | 1900 | N | N
THREADED FASTENERS INC. | TF8888 | Y | THREADED FASTENERS INC. , TF8888 |  |  | 4.55 | 2018-04-16 10:07 | Anjanece | 25 | 1900 | N | N
THREADED FASTENERS INC. | TF8888 | Y | THREADED FASTENERS INC. , TF8888 |  |  | 4.71 | 2018-04-16 10:07 | Anjanece | 25 | 1900 | N | N
THREADED FASTENERS INC. | TF8888 | Y | THREADED FASTENERS INC. , TF8888 |  |  | 4.76 | 2018-04-16 10:07 | Anjanece | 25 | 1900 | N | N
THREADED FASTENERS INC. | TF8888 | Y | THREADED FASTENERS INC. , TF8888 |  |  | 4.77 | 2018-04-16 10:07 | Anjanece | 25 | 1900 | N | N
ALLIED BOLT, INC. | 5986 | Y | ALLIED BOLT, INC. , 5986 | JEA OVERHEAD DISTRIBUTION | CSC Stores | 2.62 | 2001-12-11 09:40 | Anjanece | 15 | 0 | N | N
ALLIED BOLT, INC. | 5986 | Y | ALLIED BOLT, INC. , 5986 |  |  | 2.72 | 2001-12-11 09:40 | Anjanece | 15 | 0 | N | N
ALLIED BOLT, INC. | 5986 | Y | ALLIED BOLT, INC. , 5986 |  |  | 2.77 | 2001-12-11 09:40 | Anjanece | 15 | 0 | N | N
ALLIED BOLT, INC. | 5986 | Y | ALLIED BOLT, INC. , 5986 |  |  | 2.82 | 2001-12-11 09:40 | Anjanece | 15 | 0 | N | N
ALLIED BOLT, INC. | 5986 | Y | ALLIED BOLT, INC. , 5986 |  |  | 2.84 | 2001-12-11 09:40 | Anjanece | 15 | 0 | N | N
ALLIED BOLT, INC. | 5986 | Y | ALLIED BOLT, INC. , 5986 |  |  | 3.93 | 2001-12-11 09:40 | Anjanece | 15 | 0 | N | N
ALLIED BOLT, INC. | 5986 | Y | ALLIED BOLT, INC. , 5986 |  |  | 3.96 | 2001-12-11 09:40 | Anjanece | 15 | 0 | N | N
ALLIED BOLT, INC. | 5986 | Y | ALLIED BOLT, INC. , 5986 |  |  | 4 | 2001-12-11 09:40 | Anjanece | 15 | 0 | N | N
ALLIED BOLT, INC. | 5986 | Y | ALLIED BOLT, INC. , 5986 |  |  | 4.09 | 2001-12-11 09:40 | Anjanece | 15 | 0 | N | N
ALLIED BOLT, INC. | 5986 | Y | ALLIED BOLT, INC. , 5986 |  |  | 4.4 | 2001-12-11 09:40 | Anjanece | 15 | 0 | N | N
ALLIED BOLT, INC. | 5986 | Y | ALLIED BOLT, INC. , 5986 |  |  | 4.42 | 2001-12-11 09:40 | Anjanece | 15 | 0 | N | N
ALLIED BOLT, INC. | 5986 | Y | ALLIED BOLT, INC. , 5986 |  |  | 4.71 | 2001-12-11 09:40 | Anjanece | 15 | 0 | N | N
ALLIED BOLT, INC. | 5986 | Y | ALLIED BOLT, INC. , 5986 |  |  | 4.91 | 2001-12-11 09:40 | Anjanece | 15 | 0 | N | N
ALLIED BOLT, INC. | 5986 | Y | ALLIED BOLT, INC. , 5986 |  |  | 4.95 | 2001-12-11 09:40 | Anjanece | 15 | 0 | N | N
ALLIED BOLT, INC. | 5986 | Y | ALLIED BOLT, INC. , 5986 |  |  | 5.2 | 2001-12-11 09:40 | Anjanece | 15 | 0 | N | N
ALLIED BOLT, INC. | 5986 | Y | ALLIED BOLT, INC. , 5986 |  |  | 5.26 | 2001-12-11 09:40 | Anjanece | 15 | 0 | N | N
ALLIED BOLT, INC. | 5986 | Y | ALLIED BOLT, INC. , 5986 |  |  | 5.41 | 2001-12-11 09:40 | Anjanece | 15 | 0 | N | N
ALLIED BOLT, INC. | 5986 | Y | ALLIED BOLT, INC. , 5986 |  |  | 5.46 | 2001-12-11 09:40 | Anjanece | 15 | 0 | N | N
ALLIED BOLT, INC. | 5986 | Y | ALLIED BOLT, INC. , 5986 |  |  | 5.52 | 2001-12-11 09:40 | Anjanece | 15 | 0 | N | N
ALLIED BOLT, INC. | 5986 | Y | ALLIED BOLT, INC. , 5986 |  |  | 5.53 | 2001-12-11 09:40 | Anjanece | 15 | 0 | N | N
ALLIED BOLT, INC. | 5986 | Y | ALLIED BOLT, INC. , 5986 |  |  | 5.54 | 2001-12-11 09:40 | Anjanece | 15 | 0 | N | N
ALUMA FORM | AF8890 | Y | ALUMA FORM , AF8890 | JEA OVERHEAD DISTRIBUTION | CSC Stores | 2.62 | 2001-12-11 09:40 | Anjanece | 15 | 0 | N | N
ALUMA FORM | AF8890 | Y | ALUMA FORM , AF8890 |  |  | 2.72 | 2001-12-11 09:40 | Anjanece | 15 | 0 | N | N
ALUMA FORM | AF8890 | Y | ALUMA FORM , AF8890 |  |  | 2.77 | 2001-12-11 09:40 | Anjanece | 15 | 0 | N | N
ALUMA FORM | AF8890 | Y | ALUMA FORM , AF8890 |  |  | 2.82 | 2001-12-11 09:40 | Anjanece | 15 | 0 | N | N
ALUMA FORM | AF8890 | Y | ALUMA FORM , AF8890 |  |  | 2.84 | 2001-12-11 09:40 | Anjanece | 15 | 0 | N | N
ALUMA FORM | AF8890 | Y | ALUMA FORM , AF8890 |  |  | 3.93 | 2001-12-11 09:40 | Anjanece | 15 | 0 | N | N
ALUMA FORM | AF8890 | Y | ALUMA FORM , AF8890 |  |  | 3.96 | 2001-12-11 09:40 | Anjanece | 15 | 0 | N | N
ALUMA FORM | AF8890 | Y | ALUMA FORM , AF8890 |  |  | 4 | 2001-12-11 09:40 | Anjanece | 15 | 0 | N | N
ALUMA FORM | AF8890 | Y | ALUMA FORM , AF8890 |  |  | 4.09 | 2001-12-11 09:40 | Anjanece | 15 | 0 | N | N
ALUMA FORM | AF8890 | Y | ALUMA FORM , AF8890 |  |  | 4.4 | 2001-12-11 09:40 | Anjanece | 15 | 0 | N | N
ALUMA FORM | AF8890 | Y | ALUMA FORM , AF8890 |  |  | 4.42 | 2001-12-11 09:40 | Anjanece | 15 | 0 | N | N
ALUMA FORM | AF8890 | Y | ALUMA FORM , AF8890 |  |  | 4.71 | 2001-12-11 09:40 | Anjanece | 15 | 0 | N | N
ALUMA FORM | AF8890 | Y | ALUMA FORM , AF8890 |  |  | 4.91 | 2001-12-11 09:40 | Anjanece | 15 | 0 | N | N
ALUMA FORM | AF8890 | Y | ALUMA FORM , AF8890 |  |  | 4.95 | 2001-12-11 09:40 | Anjanece | 15 | 0 | N | N
ALUMA FORM | AF8890 | Y | ALUMA FORM , AF8890 |  |  | 5.2 | 2001-12-11 09:40 | Anjanece | 15 | 0 | N | N
ALUMA FORM | AF8890 | Y | ALUMA FORM , AF8890 |  |  | 5.26 | 2001-12-11 09:40 | Anjanece | 15 | 0 | N | N
ALUMA FORM | AF8890 | Y | ALUMA FORM , AF8890 |  |  | 5.41 | 2001-12-11 09:40 | Anjanece | 15 | 0 | N | N
ALUMA FORM | AF8890 | Y | ALUMA FORM , AF8890 |  |  | 5.46 | 2001-12-11 09:40 | Anjanece | 15 | 0 | N | N
ALUMA FORM | AF8890 | Y | ALUMA FORM , AF8890 |  |  | 5.52 | 2001-12-11 09:40 | Anjanece | 15 | 0 | N | N
ALUMA FORM | AF8890 | Y | ALUMA FORM , AF8890 |  |  | 5.53 | 2001-12-11 09:40 | Anjanece | 15 | 0 | N | N
ALUMA FORM | AF8890 | Y | ALUMA FORM , AF8890 |  |  | 5.54 | 2001-12-11 09:40 | Anjanece | 15 | 0 | N | N
CHANCE | 8890 | Y | CHANCE , 8890 | JEA OVERHEAD DISTRIBUTION | CSC Stores | 2.62 | 2001-12-11 09:40 | Anjanece | 15 | 0 | N | N
CHANCE | 8890 | Y | CHANCE , 8890 |  |  | 2.72 | 2001-12-11 09:40 | Anjanece | 15 | 0 | N | N
CHANCE | 8890 | Y | CHANCE , 8890 |  |  | 2.77 | 2001-12-11 09:40 | Anjanece | 15 | 0 | N | N
CHANCE | 8890 | Y | CHANCE , 8890 |  |  | 2.82 | 2001-12-11 09:40 | Anjanece | 15 | 0 | N | N
CHANCE | 8890 | Y | CHANCE , 8890 |  |  | 2.84 | 2001-12-11 09:40 | Anjanece | 15 | 0 | N | N
CHANCE | 8890 | Y | CHANCE , 8890 |  |  | 3.93 | 2001-12-11 09:40 | Anjanece | 15 | 0 | N | N
CHANCE | 8890 | Y | CHANCE , 8890 |  |  | 3.96 | 2001-12-11 09:40 | Anjanece | 15 | 0 | N | N
CHANCE | 8890 | Y | CHANCE , 8890 |  |  | 4 | 2001-12-11 09:40 | Anjanece | 15 | 0 | N | N
CHANCE | 8890 | Y | CHANCE , 8890 |  |  | 4.09 | 2001-12-11 09:40 | Anjanece | 15 | 0 | N | N
CHANCE | 8890 | Y | CHANCE , 8890 |  |  | 4.4 | 2001-12-11 09:40 | Anjanece | 15 | 0 | N | N
CHANCE | 8890 | Y | CHANCE , 8890 |  |  | 4.42 | 2001-12-11 09:40 | Anjanece | 15 | 0 | N | N
CHANCE | 8890 | Y | CHANCE , 8890 |  |  | 4.71 | 2001-12-11 09:40 | Anjanece | 15 | 0 | N | N
CHANCE | 8890 | Y | CHANCE , 8890 |  |  | 4.91 | 2001-12-11 09:40 | Anjanece | 15 | 0 | N | N
CHANCE | 8890 | Y | CHANCE , 8890 |  |  | 4.95 | 2001-12-11 09:40 | Anjanece | 15 | 0 | N | N
CHANCE | 8890 | Y | CHANCE , 8890 |  |  | 5.2 | 2001-12-11 09:40 | Anjanece | 15 | 0 | N | N
CHANCE | 8890 | Y | CHANCE , 8890 |  |  | 5.26 | 2001-12-11 09:40 | Anjanece | 15 | 0 | N | N
CHANCE | 8890 | Y | CHANCE , 8890 |  |  | 5.41 | 2001-12-11 09:40 | Anjanece | 15 | 0 | N | N
CHANCE | 8890 | Y | CHANCE , 8890 |  |  | 5.46 | 2001-12-11 09:40 | Anjanece | 15 | 0 | N | N
CHANCE | 8890 | Y | CHANCE , 8890 |  |  | 5.52 | 2001-12-11 09:40 | Anjanece | 15 | 0 | N | N
CHANCE | 8890 | Y | CHANCE , 8890 |  |  | 5.53 | 2001-12-11 09:40 | Anjanece | 15 | 0 | N | N
CHANCE | 8890 | Y | CHANCE , 8890 |  |  | 5.54 | 2001-12-11 09:40 | Anjanece | 15 | 0 | N | N
DIXIE ELECTRIC | D8890 | Y | DIXIE ELECTRIC , D8890 | JEA OVERHEAD DISTRIBUTION | CSC Stores | 2.62 | 2001-12-11 09:40 | Anjanece | 15 | 0 | N | N
DIXIE ELECTRIC | D8890 | Y | DIXIE ELECTRIC , D8890 |  |  | 2.72 | 2001-12-11 09:40 | Anjanece | 15 | 0 | N | N
DIXIE ELECTRIC | D8890 | Y | DIXIE ELECTRIC , D8890 |  |  | 2.77 | 2001-12-11 09:40 | Anjanece | 15 | 0 | N | N
DIXIE ELECTRIC | D8890 | Y | DIXIE ELECTRIC , D8890 |  |  | 2.82 | 2001-12-11 09:40 | Anjanece | 15 | 0 | N | N
DIXIE ELECTRIC | D8890 | Y | DIXIE ELECTRIC , D8890 |  |  | 2.84 | 2001-12-11 09:40 | Anjanece | 15 | 0 | N | N
DIXIE ELECTRIC | D8890 | Y | DIXIE ELECTRIC , D8890 |  |  | 3.93 | 2001-12-11 09:40 | Anjanece | 15 | 0 | N | N
DIXIE ELECTRIC | D8890 | Y | DIXIE ELECTRIC , D8890 |  |  | 3.96 | 2001-12-11 09:40 | Anjanece | 15 | 0 | N | N
DIXIE ELECTRIC | D8890 | Y | DIXIE ELECTRIC , D8890 |  |  | 4 | 2001-12-11 09:40 | Anjanece | 15 | 0 | N | N
DIXIE ELECTRIC | D8890 | Y | DIXIE ELECTRIC , D8890 |  |  | 4.09 | 2001-12-11 09:40 | Anjanece | 15 | 0 | N | N
DIXIE ELECTRIC | D8890 | Y | DIXIE ELECTRIC , D8890 |  |  | 4.4 | 2001-12-11 09:40 | Anjanece | 15 | 0 | N | N
DIXIE ELECTRIC | D8890 | Y | DIXIE ELECTRIC , D8890 |  |  | 4.42 | 2001-12-11 09:40 | Anjanece | 15 | 0 | N | N
DIXIE ELECTRIC | D8890 | Y | DIXIE ELECTRIC , D8890 |  |  | 4.71 | 2001-12-11 09:40 | Anjanece | 15 | 0 | N | N
DIXIE ELECTRIC | D8890 | Y | DIXIE ELECTRIC , D8890 |  |  | 4.91 | 2001-12-11 09:40 | Anjanece | 15 | 0 | N | N
DIXIE ELECTRIC | D8890 | Y | DIXIE ELECTRIC , D8890 |  |  | 4.95 | 2001-12-11 09:40 | Anjanece | 15 | 0 | N | N
DIXIE ELECTRIC | D8890 | Y | DIXIE ELECTRIC , D8890 |  |  | 5.2 | 2001-12-11 09:40 | Anjanece | 15 | 0 | N | N
DIXIE ELECTRIC | D8890 | Y | DIXIE ELECTRIC , D8890 |  |  | 5.26 | 2001-12-11 09:40 | Anjanece | 15 | 0 | N | N
DIXIE ELECTRIC | D8890 | Y | DIXIE ELECTRIC , D8890 |  |  | 5.41 | 2001-12-11 09:40 | Anjanece | 15 | 0 | N | N
DIXIE ELECTRIC | D8890 | Y | DIXIE ELECTRIC , D8890 |  |  | 5.46 | 2001-12-11 09:40 | Anjanece | 15 | 0 | N | N
DIXIE ELECTRIC | D8890 | Y | DIXIE ELECTRIC , D8890 |  |  | 5.52 | 2001-12-11 09:40 | Anjanece | 15 | 0 | N | N
DIXIE ELECTRIC | D8890 | Y | DIXIE ELECTRIC , D8890 |  |  | 5.53 | 2001-12-11 09:40 | Anjanece | 15 | 0 | N | N
DIXIE ELECTRIC | D8890 | Y | DIXIE ELECTRIC , D8890 |  |  | 5.54 | 2001-12-11 09:40 | Anjanece | 15 | 0 | N | N
FLORIDA WIRE AND CABLE | FW8890 | Y | FLORIDA WIRE AND CABLE , FW8890 | JEA OVERHEAD DISTRIBUTION | CSC Stores | 2.62 | 2001-12-11 09:40 | Anjanece | 15 | 0 | N | N
FLORIDA WIRE AND CABLE | FW8890 | Y | FLORIDA WIRE AND CABLE , FW8890 |  |  | 2.72 | 2001-12-11 09:40 | Anjanece | 15 | 0 | N | N
FLORIDA WIRE AND CABLE | FW8890 | Y | FLORIDA WIRE AND CABLE , FW8890 |  |  | 2.77 | 2001-12-11 09:40 | Anjanece | 15 | 0 | N | N
FLORIDA WIRE AND CABLE | FW8890 | Y | FLORIDA WIRE AND CABLE , FW8890 |  |  | 2.82 | 2001-12-11 09:40 | Anjanece | 15 | 0 | N | N
FLORIDA WIRE AND CABLE | FW8890 | Y | FLORIDA WIRE AND CABLE , FW8890 |  |  | 2.84 | 2001-12-11 09:40 | Anjanece | 15 | 0 | N | N
FLORIDA WIRE AND CABLE | FW8890 | Y | FLORIDA WIRE AND CABLE , FW8890 |  |  | 3.93 | 2001-12-11 09:40 | Anjanece | 15 | 0 | N | N
FLORIDA WIRE AND CABLE | FW8890 | Y | FLORIDA WIRE AND CABLE , FW8890 |  |  | 3.96 | 2001-12-11 09:40 | Anjanece | 15 | 0 | N | N
FLORIDA WIRE AND CABLE | FW8890 | Y | FLORIDA WIRE AND CABLE , FW8890 |  |  | 4 | 2001-12-11 09:40 | Anjanece | 15 | 0 | N | N
FLORIDA WIRE AND CABLE | FW8890 | Y | FLORIDA WIRE AND CABLE , FW8890 |  |  | 4.09 | 2001-12-11 09:40 | Anjanece | 15 | 0 | N | N
FLORIDA WIRE AND CABLE | FW8890 | Y | FLORIDA WIRE AND CABLE , FW8890 |  |  | 4.4 | 2001-12-11 09:40 | Anjanece | 15 | 0 | N | N
FLORIDA WIRE AND CABLE | FW8890 | Y | FLORIDA WIRE AND CABLE , FW8890 |  |  | 4.42 | 2001-12-11 09:40 | Anjanece | 15 | 0 | N | N
FLORIDA WIRE AND CABLE | FW8890 | Y | FLORIDA WIRE AND CABLE , FW8890 |  |  | 4.71 | 2001-12-11 09:40 | Anjanece | 15 | 0 | N | N
FLORIDA WIRE AND CABLE | FW8890 | Y | FLORIDA WIRE AND CABLE , FW8890 |  |  | 4.91 | 2001-12-11 09:40 | Anjanece | 15 | 0 | N | N
FLORIDA WIRE AND CABLE | FW8890 | Y | FLORIDA WIRE AND CABLE , FW8890 |  |  | 4.95 | 2001-12-11 09:40 | Anjanece | 15 | 0 | N | N
FLORIDA WIRE AND CABLE | FW8890 | Y | FLORIDA WIRE AND CABLE , FW8890 |  |  | 5.2 | 2001-12-11 09:40 | Anjanece | 15 | 0 | N | N
FLORIDA WIRE AND CABLE | FW8890 | Y | FLORIDA WIRE AND CABLE , FW8890 |  |  | 5.26 | 2001-12-11 09:40 | Anjanece | 15 | 0 | N | N
FLORIDA WIRE AND CABLE | FW8890 | Y | FLORIDA WIRE AND CABLE , FW8890 |  |  | 5.41 | 2001-12-11 09:40 | Anjanece | 15 | 0 | N | N
FLORIDA WIRE AND CABLE | FW8890 | Y | FLORIDA WIRE AND CABLE , FW8890 |  |  | 5.46 | 2001-12-11 09:40 | Anjanece | 15 | 0 | N | N
FLORIDA WIRE AND CABLE | FW8890 | Y | FLORIDA WIRE AND CABLE , FW8890 |  |  | 5.52 | 2001-12-11 09:40 | Anjanece | 15 | 0 | N | N
FLORIDA WIRE AND CABLE | FW8890 | Y | FLORIDA WIRE AND CABLE , FW8890 |  |  | 5.53 | 2001-12-11 09:40 | Anjanece | 15 | 0 | N | N
FLORIDA WIRE AND CABLE | FW8890 | Y | FLORIDA WIRE AND CABLE , FW8890 |  |  | 5.54 | 2001-12-11 09:40 | Anjanece | 15 | 0 | N | N
HUGHES | TR-720-F | Y | HUGHES , TR-720-F | JEA OVERHEAD DISTRIBUTION | CSC Stores | 2.62 | 2001-12-11 09:40 | Anjanece | 15 | 0 | N | N
HUGHES | TR-720-F | Y | HUGHES , TR-720-F |  |  | 2.72 | 2001-12-11 09:40 | Anjanece | 15 | 0 | N | N
HUGHES | TR-720-F | Y | HUGHES , TR-720-F |  |  | 2.77 | 2001-12-11 09:40 | Anjanece | 15 | 0 | N | N
HUGHES | TR-720-F | Y | HUGHES , TR-720-F |  |  | 2.82 | 2001-12-11 09:40 | Anjanece | 15 | 0 | N | N
HUGHES | TR-720-F | Y | HUGHES , TR-720-F |  |  | 2.84 | 2001-12-11 09:40 | Anjanece | 15 | 0 | N | N
HUGHES | TR-720-F | Y | HUGHES , TR-720-F |  |  | 3.93 | 2001-12-11 09:40 | Anjanece | 15 | 0 | N | N
HUGHES | TR-720-F | Y | HUGHES , TR-720-F |  |  | 3.96 | 2001-12-11 09:40 | Anjanece | 15 | 0 | N | N
HUGHES | TR-720-F | Y | HUGHES , TR-720-F |  |  | 4 | 2001-12-11 09:40 | Anjanece | 15 | 0 | N | N
HUGHES | TR-720-F | Y | HUGHES , TR-720-F |  |  | 4.09 | 2001-12-11 09:40 | Anjanece | 15 | 0 | N | N
HUGHES | TR-720-F | Y | HUGHES , TR-720-F |  |  | 4.4 | 2001-12-11 09:40 | Anjanece | 15 | 0 | N | N
HUGHES | TR-720-F | Y | HUGHES , TR-720-F |  |  | 4.42 | 2001-12-11 09:40 | Anjanece | 15 | 0 | N | N
HUGHES | TR-720-F | Y | HUGHES , TR-720-F |  |  | 4.71 | 2001-12-11 09:40 | Anjanece | 15 | 0 | N | N
HUGHES | TR-720-F | Y | HUGHES , TR-720-F |  |  | 4.91 | 2001-12-11 09:40 | Anjanece | 15 | 0 | N | N
HUGHES | TR-720-F | Y | HUGHES , TR-720-F |  |  | 4.95 | 2001-12-11 09:40 | Anjanece | 15 | 0 | N | N
HUGHES | TR-720-F | Y | HUGHES , TR-720-F |  |  | 5.2 | 2001-12-11 09:40 | Anjanece | 15 | 0 | N | N
HUGHES | TR-720-F | Y | HUGHES , TR-720-F |  |  | 5.26 | 2001-12-11 09:40 | Anjanece | 15 | 0 | N | N
HUGHES | TR-720-F | Y | HUGHES , TR-720-F |  |  | 5.41 | 2001-12-11 09:40 | Anjanece | 15 | 0 | N | N
HUGHES | TR-720-F | Y | HUGHES , TR-720-F |  |  | 5.46 | 2001-12-11 09:40 | Anjanece | 15 | 0 | N | N
HUGHES | TR-720-F | Y | HUGHES , TR-720-F |  |  | 5.52 | 2001-12-11 09:40 | Anjanece | 15 | 0 | N | N
HUGHES | TR-720-F | Y | HUGHES , TR-720-F |  |  | 5.53 | 2001-12-11 09:40 | Anjanece | 15 | 0 | N | N
HUGHES | TR-720-F | Y | HUGHES , TR-720-F |  |  | 5.54 | 2001-12-11 09:40 | Anjanece | 15 | 0 | N | N
JOSLYN HI-VOLTAGE CORP. | J8890 | Y | JOSLYN HI-VOLTAGE CORP. , J8890 | JEA OVERHEAD DISTRIBUTION | CSC Stores | 2.62 | 2001-12-11 09:40 | Anjanece | 15 | 0 | N | N
JOSLYN HI-VOLTAGE CORP. | J8890 | Y | JOSLYN HI-VOLTAGE CORP. , J8890 |  |  | 2.72 | 2001-12-11 09:40 | Anjanece | 15 | 0 | N | N
JOSLYN HI-VOLTAGE CORP. | J8890 | Y | JOSLYN HI-VOLTAGE CORP. , J8890 |  |  | 2.77 | 2001-12-11 09:40 | Anjanece | 15 | 0 | N | N
JOSLYN HI-VOLTAGE CORP. | J8890 | Y | JOSLYN HI-VOLTAGE CORP. , J8890 |  |  | 2.82 | 2001-12-11 09:40 | Anjanece | 15 | 0 | N | N
JOSLYN HI-VOLTAGE CORP. | J8890 | Y | JOSLYN HI-VOLTAGE CORP. , J8890 |  |  | 2.84 | 2001-12-11 09:40 | Anjanece | 15 | 0 | N | N
JOSLYN HI-VOLTAGE CORP. | J8890 | Y | JOSLYN HI-VOLTAGE CORP. , J8890 |  |  | 3.93 | 2001-12-11 09:40 | Anjanece | 15 | 0 | N | N
JOSLYN HI-VOLTAGE CORP. | J8890 | Y | JOSLYN HI-VOLTAGE CORP. , J8890 |  |  | 3.96 | 2001-12-11 09:40 | Anjanece | 15 | 0 | N | N
JOSLYN HI-VOLTAGE CORP. | J8890 | Y | JOSLYN HI-VOLTAGE CORP. , J8890 |  |  | 4 | 2001-12-11 09:40 | Anjanece | 15 | 0 | N | N
JOSLYN HI-VOLTAGE CORP. | J8890 | Y | JOSLYN HI-VOLTAGE CORP. , J8890 |  |  | 4.09 | 2001-12-11 09:40 | Anjanece | 15 | 0 | N | N
JOSLYN HI-VOLTAGE CORP. | J8890 | Y | JOSLYN HI-VOLTAGE CORP. , J8890 |  |  | 4.4 | 2001-12-11 09:40 | Anjanece | 15 | 0 | N | N
JOSLYN HI-VOLTAGE CORP. | J8890 | Y | JOSLYN HI-VOLTAGE CORP. , J8890 |  |  | 4.42 | 2001-12-11 09:40 | Anjanece | 15 | 0 | N | N
JOSLYN HI-VOLTAGE CORP. | J8890 | Y | JOSLYN HI-VOLTAGE CORP. , J8890 |  |  | 4.71 | 2001-12-11 09:40 | Anjanece | 15 | 0 | N | N
JOSLYN HI-VOLTAGE CORP. | J8890 | Y | JOSLYN HI-VOLTAGE CORP. , J8890 |  |  | 4.91 | 2001-12-11 09:40 | Anjanece | 15 | 0 | N | N
JOSLYN HI-VOLTAGE CORP. | J8890 | Y | JOSLYN HI-VOLTAGE CORP. , J8890 |  |  | 4.95 | 2001-12-11 09:40 | Anjanece | 15 | 0 | N | N
JOSLYN HI-VOLTAGE CORP. | J8890 | Y | JOSLYN HI-VOLTAGE CORP. , J8890 |  |  | 5.2 | 2001-12-11 09:40 | Anjanece | 15 | 0 | N | N
JOSLYN HI-VOLTAGE CORP. | J8890 | Y | JOSLYN HI-VOLTAGE CORP. , J8890 |  |  | 5.26 | 2001-12-11 09:40 | Anjanece | 15 | 0 | N | N
JOSLYN HI-VOLTAGE CORP. | J8890 | Y | JOSLYN HI-VOLTAGE CORP. , J8890 |  |  | 5.41 | 2001-12-11 09:40 | Anjanece | 15 | 0 | N | N
JOSLYN HI-VOLTAGE CORP. | J8890 | Y | JOSLYN HI-VOLTAGE CORP. , J8890 |  |  | 5.46 | 2001-12-11 09:40 | Anjanece | 15 | 0 | N | N
JOSLYN HI-VOLTAGE CORP. | J8890 | Y | JOSLYN HI-VOLTAGE CORP. , J8890 |  |  | 5.52 | 2001-12-11 09:40 | Anjanece | 15 | 0 | N | N
JOSLYN HI-VOLTAGE CORP. | J8890 | Y | JOSLYN HI-VOLTAGE CORP. , J8890 |  |  | 5.53 | 2001-12-11 09:40 | Anjanece | 15 | 0 | N | N
JOSLYN HI-VOLTAGE CORP. | J8890 | Y | JOSLYN HI-VOLTAGE CORP. , J8890 |  |  | 5.54 | 2001-12-11 09:40 | Anjanece | 15 | 0 | N | N
MC GRAW EDISON | DF3D20 | Y | MC GRAW EDISON , DF3D20 | JEA OVERHEAD DISTRIBUTION | CSC Stores | 2.62 | 2001-12-11 09:40 | Anjanece | 15 | 0 | N | N
MC GRAW EDISON | DF3D20 | Y | MC GRAW EDISON , DF3D20 |  |  | 2.72 | 2001-12-11 09:40 | Anjanece | 15 | 0 | N | N
MC GRAW EDISON | DF3D20 | Y | MC GRAW EDISON , DF3D20 |  |  | 2.77 | 2001-12-11 09:40 | Anjanece | 15 | 0 | N | N
MC GRAW EDISON | DF3D20 | Y | MC GRAW EDISON , DF3D20 |  |  | 2.82 | 2001-12-11 09:40 | Anjanece | 15 | 0 | N | N
MC GRAW EDISON | DF3D20 | Y | MC GRAW EDISON , DF3D20 |  |  | 2.84 | 2001-12-11 09:40 | Anjanece | 15 | 0 | N | N
MC GRAW EDISON | DF3D20 | Y | MC GRAW EDISON , DF3D20 |  |  | 3.93 | 2001-12-11 09:40 | Anjanece | 15 | 0 | N | N
MC GRAW EDISON | DF3D20 | Y | MC GRAW EDISON , DF3D20 |  |  | 3.96 | 2001-12-11 09:40 | Anjanece | 15 | 0 | N | N
MC GRAW EDISON | DF3D20 | Y | MC GRAW EDISON , DF3D20 |  |  | 4 | 2001-12-11 09:40 | Anjanece | 15 | 0 | N | N
MC GRAW EDISON | DF3D20 | Y | MC GRAW EDISON , DF3D20 |  |  | 4.09 | 2001-12-11 09:40 | Anjanece | 15 | 0 | N | N
MC GRAW EDISON | DF3D20 | Y | MC GRAW EDISON , DF3D20 |  |  | 4.4 | 2001-12-11 09:40 | Anjanece | 15 | 0 | N | N
MC GRAW EDISON | DF3D20 | Y | MC GRAW EDISON , DF3D20 |  |  | 4.42 | 2001-12-11 09:40 | Anjanece | 15 | 0 | N | N
MC GRAW EDISON | DF3D20 | Y | MC GRAW EDISON , DF3D20 |  |  | 4.71 | 2001-12-11 09:40 | Anjanece | 15 | 0 | N | N
MC GRAW EDISON | DF3D20 | Y | MC GRAW EDISON , DF3D20 |  |  | 4.91 | 2001-12-11 09:40 | Anjanece | 15 | 0 | N | N
MC GRAW EDISON | DF3D20 | Y | MC GRAW EDISON , DF3D20 |  |  | 4.95 | 2001-12-11 09:40 | Anjanece | 15 | 0 | N | N
MC GRAW EDISON | DF3D20 | Y | MC GRAW EDISON , DF3D20 |  |  | 5.2 | 2001-12-11 09:40 | Anjanece | 15 | 0 | N | N
MC GRAW EDISON | DF3D20 | Y | MC GRAW EDISON , DF3D20 |  |  | 5.26 | 2001-12-11 09:40 | Anjanece | 15 | 0 | N | N
MC GRAW EDISON | DF3D20 | Y | MC GRAW EDISON , DF3D20 |  |  | 5.41 | 2001-12-11 09:40 | Anjanece | 15 | 0 | N | N
MC GRAW EDISON | DF3D20 | Y | MC GRAW EDISON , DF3D20 |  |  | 5.46 | 2001-12-11 09:40 | Anjanece | 15 | 0 | N | N
MC GRAW EDISON | DF3D20 | Y | MC GRAW EDISON , DF3D20 |  |  | 5.52 | 2001-12-11 09:40 | Anjanece | 15 | 0 | N | N
MC GRAW EDISON | DF3D20 | Y | MC GRAW EDISON , DF3D20 |  |  | 5.53 | 2001-12-11 09:40 | Anjanece | 15 | 0 | N | N
MC GRAW EDISON | DF3D20 | Y | MC GRAW EDISON , DF3D20 |  |  | 5.54 | 2001-12-11 09:40 | Anjanece | 15 | 0 | N | N
POWERLINE HARDWARE CO. | P8890 | Y | POWERLINE HARDWARE CO. , P8890 | JEA OVERHEAD DISTRIBUTION | CSC Stores | 2.62 | 2001-12-11 09:40 | Anjanece | 15 | 0 | N | N
POWERLINE HARDWARE CO. | P8890 | Y | POWERLINE HARDWARE CO. , P8890 |  |  | 2.72 | 2001-12-11 09:40 | Anjanece | 15 | 0 | N | N
POWERLINE HARDWARE CO. | P8890 | Y | POWERLINE HARDWARE CO. , P8890 |  |  | 2.77 | 2001-12-11 09:40 | Anjanece | 15 | 0 | N | N
POWERLINE HARDWARE CO. | P8890 | Y | POWERLINE HARDWARE CO. , P8890 |  |  | 2.82 | 2001-12-11 09:40 | Anjanece | 15 | 0 | N | N
POWERLINE HARDWARE CO. | P8890 | Y | POWERLINE HARDWARE CO. , P8890 |  |  | 2.84 | 2001-12-11 09:40 | Anjanece | 15 | 0 | N | N
POWERLINE HARDWARE CO. | P8890 | Y | POWERLINE HARDWARE CO. , P8890 |  |  | 3.93 | 2001-12-11 09:40 | Anjanece | 15 | 0 | N | N
POWERLINE HARDWARE CO. | P8890 | Y | POWERLINE HARDWARE CO. , P8890 |  |  | 3.96 | 2001-12-11 09:40 | Anjanece | 15 | 0 | N | N
POWERLINE HARDWARE CO. | P8890 | Y | POWERLINE HARDWARE CO. , P8890 |  |  | 4 | 2001-12-11 09:40 | Anjanece | 15 | 0 | N | N
POWERLINE HARDWARE CO. | P8890 | Y | POWERLINE HARDWARE CO. , P8890 |  |  | 4.09 | 2001-12-11 09:40 | Anjanece | 15 | 0 | N | N
POWERLINE HARDWARE CO. | P8890 | Y | POWERLINE HARDWARE CO. , P8890 |  |  | 4.4 | 2001-12-11 09:40 | Anjanece | 15 | 0 | N | N
POWERLINE HARDWARE CO. | P8890 | Y | POWERLINE HARDWARE CO. , P8890 |  |  | 4.42 | 2001-12-11 09:40 | Anjanece | 15 | 0 | N | N
POWERLINE HARDWARE CO. | P8890 | Y | POWERLINE HARDWARE CO. , P8890 |  |  | 4.71 | 2001-12-11 09:40 | Anjanece | 15 | 0 | N | N
POWERLINE HARDWARE CO. | P8890 | Y | POWERLINE HARDWARE CO. , P8890 |  |  | 4.91 | 2001-12-11 09:40 | Anjanece | 15 | 0 | N | N
POWERLINE HARDWARE CO. | P8890 | Y | POWERLINE HARDWARE CO. , P8890 |  |  | 4.95 | 2001-12-11 09:40 | Anjanece | 15 | 0 | N | N
POWERLINE HARDWARE CO. | P8890 | Y | POWERLINE HARDWARE CO. , P8890 |  |  | 5.2 | 2001-12-11 09:40 | Anjanece | 15 | 0 | N | N
POWERLINE HARDWARE CO. | P8890 | Y | POWERLINE HARDWARE CO. , P8890 |  |  | 5.26 | 2001-12-11 09:40 | Anjanece | 15 | 0 | N | N
POWERLINE HARDWARE CO. | P8890 | Y | POWERLINE HARDWARE CO. , P8890 |  |  | 5.41 | 2001-12-11 09:40 | Anjanece | 15 | 0 | N | N
POWERLINE HARDWARE CO. | P8890 | Y | POWERLINE HARDWARE CO. , P8890 |  |  | 5.46 | 2001-12-11 09:40 | Anjanece | 15 | 0 | N | N
POWERLINE HARDWARE CO. | P8890 | Y | POWERLINE HARDWARE CO. , P8890 |  |  | 5.52 | 2001-12-11 09:40 | Anjanece | 15 | 0 | N | N
POWERLINE HARDWARE CO. | P8890 | Y | POWERLINE HARDWARE CO. , P8890 |  |  | 5.53 | 2001-12-11 09:40 | Anjanece | 15 | 0 | N | N
POWERLINE HARDWARE CO. | P8890 | Y | POWERLINE HARDWARE CO. , P8890 |  |  | 5.54 | 2001-12-11 09:40 | Anjanece | 15 | 0 | N | N
STEEL CITY | SC8890BG | Y | STEEL CITY , SC8890BG | JEA OVERHEAD DISTRIBUTION | CSC Stores | 2.62 | 2001-12-11 09:40 | Anjanece | 15 | 0 | N | N
STEEL CITY | SC8890BG | Y | STEEL CITY , SC8890BG |  |  | 2.72 | 2001-12-11 09:40 | Anjanece | 15 | 0 | N | N
STEEL CITY | SC8890BG | Y | STEEL CITY , SC8890BG |  |  | 2.77 | 2001-12-11 09:40 | Anjanece | 15 | 0 | N | N
STEEL CITY | SC8890BG | Y | STEEL CITY , SC8890BG |  |  | 2.82 | 2001-12-11 09:40 | Anjanece | 15 | 0 | N | N
STEEL CITY | SC8890BG | Y | STEEL CITY , SC8890BG |  |  | 2.84 | 2001-12-11 09:40 | Anjanece | 15 | 0 | N | N
STEEL CITY | SC8890BG | Y | STEEL CITY , SC8890BG |  |  | 3.93 | 2001-12-11 09:40 | Anjanece | 15 | 0 | N | N
STEEL CITY | SC8890BG | Y | STEEL CITY , SC8890BG |  |  | 3.96 | 2001-12-11 09:40 | Anjanece | 15 | 0 | N | N
STEEL CITY | SC8890BG | Y | STEEL CITY , SC8890BG |  |  | 4 | 2001-12-11 09:40 | Anjanece | 15 | 0 | N | N
STEEL CITY | SC8890BG | Y | STEEL CITY , SC8890BG |  |  | 4.09 | 2001-12-11 09:40 | Anjanece | 15 | 0 | N | N
STEEL CITY | SC8890BG | Y | STEEL CITY , SC8890BG |  |  | 4.4 | 2001-12-11 09:40 | Anjanece | 15 | 0 | N | N
STEEL CITY | SC8890BG | Y | STEEL CITY , SC8890BG |  |  | 4.42 | 2001-12-11 09:40 | Anjanece | 15 | 0 | N | N
STEEL CITY | SC8890BG | Y | STEEL CITY , SC8890BG |  |  | 4.71 | 2001-12-11 09:40 | Anjanece | 15 | 0 | N | N
STEEL CITY | SC8890BG | Y | STEEL CITY , SC8890BG |  |  | 4.91 | 2001-12-11 09:40 | Anjanece | 15 | 0 | N | N
STEEL CITY | SC8890BG | Y | STEEL CITY , SC8890BG |  |  | 4.95 | 2001-12-11 09:40 | Anjanece | 15 | 0 | N | N
STEEL CITY | SC8890BG | Y | STEEL CITY , SC8890BG |  |  | 5.2 | 2001-12-11 09:40 | Anjanece | 15 | 0 | N | N
STEEL CITY | SC8890BG | Y | STEEL CITY , SC8890BG |  |  | 5.26 | 2001-12-11 09:40 | Anjanece | 15 | 0 | N | N
STEEL CITY | SC8890BG | Y | STEEL CITY , SC8890BG |  |  | 5.41 | 2001-12-11 09:40 | Anjanece | 15 | 0 | N | N
STEEL CITY | SC8890BG | Y | STEEL CITY , SC8890BG |  |  | 5.46 | 2001-12-11 09:40 | Anjanece | 15 | 0 | N | N
STEEL CITY | SC8890BG | Y | STEEL CITY , SC8890BG |  |  | 5.52 | 2001-12-11 09:40 | Anjanece | 15 | 0 | N | N
STEEL CITY | SC8890BG | Y | STEEL CITY , SC8890BG |  |  | 5.53 | 2001-12-11 09:40 | Anjanece | 15 | 0 | N | N
STEEL CITY | SC8890BG | Y | STEEL CITY , SC8890BG |  |  | 5.54 | 2001-12-11 09:40 | Anjanece | 15 | 0 | N | N
THREADED FASTENERS INC. | TF8890 | Y | THREADED FASTENERS INC. , TF8890 | JEA OVERHEAD DISTRIBUTION | CSC Stores | 2.62 | 2001-12-11 09:40 | Anjanece | 15 | 0 | N | N
THREADED FASTENERS INC. | TF8890 | Y | THREADED FASTENERS INC. , TF8890 |  |  | 2.72 | 2001-12-11 09:40 | Anjanece | 15 | 0 | N | N
THREADED FASTENERS INC. | TF8890 | Y | THREADED FASTENERS INC. , TF8890 |  |  | 2.77 | 2001-12-11 09:40 | Anjanece | 15 | 0 | N | N
THREADED FASTENERS INC. | TF8890 | Y | THREADED FASTENERS INC. , TF8890 |  |  | 2.82 | 2001-12-11 09:40 | Anjanece | 15 | 0 | N | N
THREADED FASTENERS INC. | TF8890 | Y | THREADED FASTENERS INC. , TF8890 |  |  | 2.84 | 2001-12-11 09:40 | Anjanece | 15 | 0 | N | N
THREADED FASTENERS INC. | TF8890 | Y | THREADED FASTENERS INC. , TF8890 |  |  | 3.93 | 2001-12-11 09:40 | Anjanece | 15 | 0 | N | N
THREADED FASTENERS INC. | TF8890 | Y | THREADED FASTENERS INC. , TF8890 |  |  | 3.96 | 2001-12-11 09:40 | Anjanece | 15 | 0 | N | N
THREADED FASTENERS INC. | TF8890 | Y | THREADED FASTENERS INC. , TF8890 |  |  | 4 | 2001-12-11 09:40 | Anjanece | 15 | 0 | N | N
THREADED FASTENERS INC. | TF8890 | Y | THREADED FASTENERS INC. , TF8890 |  |  | 4.09 | 2001-12-11 09:40 | Anjanece | 15 | 0 | N | N
THREADED FASTENERS INC. | TF8890 | Y | THREADED FASTENERS INC. , TF8890 |  |  | 4.4 | 2001-12-11 09:40 | Anjanece | 15 | 0 | N | N
THREADED FASTENERS INC. | TF8890 | Y | THREADED FASTENERS INC. , TF8890 |  |  | 4.42 | 2001-12-11 09:40 | Anjanece | 15 | 0 | N | N
THREADED FASTENERS INC. | TF8890 | Y | THREADED FASTENERS INC. , TF8890 |  |  | 4.71 | 2001-12-11 09:40 | Anjanece | 15 | 0 | N | N
THREADED FASTENERS INC. | TF8890 | Y | THREADED FASTENERS INC. , TF8890 |  |  | 4.91 | 2001-12-11 09:40 | Anjanece | 15 | 0 | N | N
THREADED FASTENERS INC. | TF8890 | Y | THREADED FASTENERS INC. , TF8890 |  |  | 4.95 | 2001-12-11 09:40 | Anjanece | 15 | 0 | N | N
THREADED FASTENERS INC. | TF8890 | Y | THREADED FASTENERS INC. , TF8890 |  |  | 5.2 | 2001-12-11 09:40 | Anjanece | 15 | 0 | N | N
THREADED FASTENERS INC. | TF8890 | Y | THREADED FASTENERS INC. , TF8890 |  |  | 5.26 | 2001-12-11 09:40 | Anjanece | 15 | 0 | N | N
THREADED FASTENERS INC. | TF8890 | Y | THREADED FASTENERS INC. , TF8890 |  |  | 5.41 | 2001-12-11 09:40 | Anjanece | 15 | 0 | N | N
THREADED FASTENERS INC. | TF8890 | Y | THREADED FASTENERS INC. , TF8890 |  |  | 5.46 | 2001-12-11 09:40 | Anjanece | 15 | 0 | N | N
THREADED FASTENERS INC. | TF8890 | Y | THREADED FASTENERS INC. , TF8890 |  |  | 5.52 | 2001-12-11 09:40 | Anjanece | 15 | 0 | N | N
THREADED FASTENERS INC. | TF8890 | Y | THREADED FASTENERS INC. , TF8890 |  |  | 5.53 | 2001-12-11 09:40 | Anjanece | 15 | 0 | N | N
THREADED FASTENERS INC. | TF8890 | Y | THREADED FASTENERS INC. , TF8890 |  |  | 5.54 | 2001-12-11 09:40 | Anjanece | 15 | 0 | N | N
ALLIED BOLT, INC. | 5988 | Y | ALLIED BOLT, INC. , 5988 | JEA OVERHEAD DISTRIBUTION | CSC Stores | 2.86 | 2001-12-11 09:40 | Anjanece | 15 | 0 | N | N
ALLIED BOLT, INC. | 5988 | Y | ALLIED BOLT, INC. , 5988 |  |  | 2.87 | 2001-12-11 09:40 | Anjanece | 15 | 0 | N | N
ALLIED BOLT, INC. | 5988 | Y | ALLIED BOLT, INC. , 5988 |  |  | 2.9 | 2001-12-11 09:40 | Anjanece | 15 | 0 | N | N
ALLIED BOLT, INC. | 5988 | Y | ALLIED BOLT, INC. , 5988 |  |  | 4.19 | 2001-12-11 09:40 | Anjanece | 15 | 0 | N | N
ALLIED BOLT, INC. | 5988 | Y | ALLIED BOLT, INC. , 5988 |  |  | 4.2 | 2001-12-11 09:40 | Anjanece | 15 | 0 | N | N
ALLIED BOLT, INC. | 5988 | Y | ALLIED BOLT, INC. , 5988 |  |  | 4.62 | 2001-12-11 09:40 | Anjanece | 15 | 0 | N | N
ALLIED BOLT, INC. | 5988 | Y | ALLIED BOLT, INC. , 5988 |  |  | 4.82 | 2001-12-11 09:40 | Anjanece | 15 | 0 | N | N
ALLIED BOLT, INC. | 5988 | Y | ALLIED BOLT, INC. , 5988 |  |  | 5.29 | 2001-12-11 09:40 | Anjanece | 15 | 0 | N | N
ALLIED BOLT, INC. | 5988 | Y | ALLIED BOLT, INC. , 5988 |  |  | 5.3 | 2001-12-11 09:40 | Anjanece | 15 | 0 | N | N
ALLIED BOLT, INC. | 5988 | Y | ALLIED BOLT, INC. , 5988 |  |  | 5.6 | 2001-12-11 09:40 | Anjanece | 15 | 0 | N | N
ALLIED BOLT, INC. | 5988 | Y | ALLIED BOLT, INC. , 5988 |  |  | 5.7 | 2001-12-11 09:40 | Anjanece | 15 | 0 | N | N
ALUMA FORM | AF8892 | Y | ALUMA FORM , AF8892 | JEA OVERHEAD DISTRIBUTION | CSC Stores | 2.86 | 2001-12-11 09:40 | Anjanece | 15 | 0 | N | N
ALUMA FORM | AF8892 | Y | ALUMA FORM , AF8892 |  |  | 2.87 | 2001-12-11 09:40 | Anjanece | 15 | 0 | N | N
ALUMA FORM | AF8892 | Y | ALUMA FORM , AF8892 |  |  | 2.9 | 2001-12-11 09:40 | Anjanece | 15 | 0 | N | N
ALUMA FORM | AF8892 | Y | ALUMA FORM , AF8892 |  |  | 4.19 | 2001-12-11 09:40 | Anjanece | 15 | 0 | N | N
ALUMA FORM | AF8892 | Y | ALUMA FORM , AF8892 |  |  | 4.2 | 2001-12-11 09:40 | Anjanece | 15 | 0 | N | N
ALUMA FORM | AF8892 | Y | ALUMA FORM , AF8892 |  |  | 4.62 | 2001-12-11 09:40 | Anjanece | 15 | 0 | N | N
ALUMA FORM | AF8892 | Y | ALUMA FORM , AF8892 |  |  | 4.82 | 2001-12-11 09:40 | Anjanece | 15 | 0 | N | N
ALUMA FORM | AF8892 | Y | ALUMA FORM , AF8892 |  |  | 5.29 | 2001-12-11 09:40 | Anjanece | 15 | 0 | N | N
ALUMA FORM | AF8892 | Y | ALUMA FORM , AF8892 |  |  | 5.3 | 2001-12-11 09:40 | Anjanece | 15 | 0 | N | N
ALUMA FORM | AF8892 | Y | ALUMA FORM , AF8892 |  |  | 5.6 | 2001-12-11 09:40 | Anjanece | 15 | 0 | N | N
ALUMA FORM | AF8892 | Y | ALUMA FORM , AF8892 |  |  | 5.7 | 2001-12-11 09:40 | Anjanece | 15 | 0 | N | N
CHANCE | 8892 | Y | CHANCE , 8892 | JEA OVERHEAD DISTRIBUTION | CSC Stores | 2.86 | 2001-12-11 09:40 | Anjanece | 15 | 0 | N | N
CHANCE | 8892 | Y | CHANCE , 8892 |  |  | 2.87 | 2001-12-11 09:40 | Anjanece | 15 | 0 | N | N
CHANCE | 8892 | Y | CHANCE , 8892 |  |  | 2.9 | 2001-12-11 09:40 | Anjanece | 15 | 0 | N | N
CHANCE | 8892 | Y | CHANCE , 8892 |  |  | 4.19 | 2001-12-11 09:40 | Anjanece | 15 | 0 | N | N
CHANCE | 8892 | Y | CHANCE , 8892 |  |  | 4.2 | 2001-12-11 09:40 | Anjanece | 15 | 0 | N | N
CHANCE | 8892 | Y | CHANCE , 8892 |  |  | 4.62 | 2001-12-11 09:40 | Anjanece | 15 | 0 | N | N
CHANCE | 8892 | Y | CHANCE , 8892 |  |  | 4.82 | 2001-12-11 09:40 | Anjanece | 15 | 0 | N | N
CHANCE | 8892 | Y | CHANCE , 8892 |  |  | 5.29 | 2001-12-11 09:40 | Anjanece | 15 | 0 | N | N
CHANCE | 8892 | Y | CHANCE , 8892 |  |  | 5.3 | 2001-12-11 09:40 | Anjanece | 15 | 0 | N | N
CHANCE | 8892 | Y | CHANCE , 8892 |  |  | 5.6 | 2001-12-11 09:40 | Anjanece | 15 | 0 | N | N
CHANCE | 8892 | Y | CHANCE , 8892 |  |  | 5.7 | 2001-12-11 09:40 | Anjanece | 15 | 0 | N | N
DIXIE ELECTRIC | D8892 | Y | DIXIE ELECTRIC , D8892 | JEA OVERHEAD DISTRIBUTION | CSC Stores | 2.86 | 2001-12-11 09:40 | Anjanece | 15 | 0 | N | N
DIXIE ELECTRIC | D8892 | Y | DIXIE ELECTRIC , D8892 |  |  | 2.87 | 2001-12-11 09:40 | Anjanece | 15 | 0 | N | N
DIXIE ELECTRIC | D8892 | Y | DIXIE ELECTRIC , D8892 |  |  | 2.9 | 2001-12-11 09:40 | Anjanece | 15 | 0 | N | N
DIXIE ELECTRIC | D8892 | Y | DIXIE ELECTRIC , D8892 |  |  | 4.19 | 2001-12-11 09:40 | Anjanece | 15 | 0 | N | N
DIXIE ELECTRIC | D8892 | Y | DIXIE ELECTRIC , D8892 |  |  | 4.2 | 2001-12-11 09:40 | Anjanece | 15 | 0 | N | N
DIXIE ELECTRIC | D8892 | Y | DIXIE ELECTRIC , D8892 |  |  | 4.62 | 2001-12-11 09:40 | Anjanece | 15 | 0 | N | N
DIXIE ELECTRIC | D8892 | Y | DIXIE ELECTRIC , D8892 |  |  | 4.82 | 2001-12-11 09:40 | Anjanece | 15 | 0 | N | N
DIXIE ELECTRIC | D8892 | Y | DIXIE ELECTRIC , D8892 |  |  | 5.29 | 2001-12-11 09:40 | Anjanece | 15 | 0 | N | N
DIXIE ELECTRIC | D8892 | Y | DIXIE ELECTRIC , D8892 |  |  | 5.3 | 2001-12-11 09:40 | Anjanece | 15 | 0 | N | N
DIXIE ELECTRIC | D8892 | Y | DIXIE ELECTRIC , D8892 |  |  | 5.6 | 2001-12-11 09:40 | Anjanece | 15 | 0 | N | N
DIXIE ELECTRIC | D8892 | Y | DIXIE ELECTRIC , D8892 |  |  | 5.7 | 2001-12-11 09:40 | Anjanece | 15 | 0 | N | N
FLORIDA WIRE AND CABLE | FW8892 | Y | FLORIDA WIRE AND CABLE , FW8892 | JEA OVERHEAD DISTRIBUTION | CSC Stores | 2.86 | 2001-12-11 09:40 | Anjanece | 15 | 0 | N | N
FLORIDA WIRE AND CABLE | FW8892 | Y | FLORIDA WIRE AND CABLE , FW8892 |  |  | 2.87 | 2001-12-11 09:40 | Anjanece | 15 | 0 | N | N
FLORIDA WIRE AND CABLE | FW8892 | Y | FLORIDA WIRE AND CABLE , FW8892 |  |  | 2.9 | 2001-12-11 09:40 | Anjanece | 15 | 0 | N | N
FLORIDA WIRE AND CABLE | FW8892 | Y | FLORIDA WIRE AND CABLE , FW8892 |  |  | 4.19 | 2001-12-11 09:40 | Anjanece | 15 | 0 | N | N
FLORIDA WIRE AND CABLE | FW8892 | Y | FLORIDA WIRE AND CABLE , FW8892 |  |  | 4.2 | 2001-12-11 09:40 | Anjanece | 15 | 0 | N | N
FLORIDA WIRE AND CABLE | FW8892 | Y | FLORIDA WIRE AND CABLE , FW8892 |  |  | 4.62 | 2001-12-11 09:40 | Anjanece | 15 | 0 | N | N
FLORIDA WIRE AND CABLE | FW8892 | Y | FLORIDA WIRE AND CABLE , FW8892 |  |  | 4.82 | 2001-12-11 09:40 | Anjanece | 15 | 0 | N | N
FLORIDA WIRE AND CABLE | FW8892 | Y | FLORIDA WIRE AND CABLE , FW8892 |  |  | 5.29 | 2001-12-11 09:40 | Anjanece | 15 | 0 | N | N
FLORIDA WIRE AND CABLE | FW8892 | Y | FLORIDA WIRE AND CABLE , FW8892 |  |  | 5.3 | 2001-12-11 09:40 | Anjanece | 15 | 0 | N | N
FLORIDA WIRE AND CABLE | FW8892 | Y | FLORIDA WIRE AND CABLE , FW8892 |  |  | 5.6 | 2001-12-11 09:40 | Anjanece | 15 | 0 | N | N
FLORIDA WIRE AND CABLE | FW8892 | Y | FLORIDA WIRE AND CABLE , FW8892 |  |  | 5.7 | 2001-12-11 09:40 | Anjanece | 15 | 0 | N | N
HUGHES | TR-722-F | Y | HUGHES , TR-722-F | JEA OVERHEAD DISTRIBUTION | CSC Stores | 2.86 | 2001-12-11 09:40 | Anjanece | 15 | 0 | N | N
HUGHES | TR-722-F | Y | HUGHES , TR-722-F |  |  | 2.87 | 2001-12-11 09:40 | Anjanece | 15 | 0 | N | N
HUGHES | TR-722-F | Y | HUGHES , TR-722-F |  |  | 2.9 | 2001-12-11 09:40 | Anjanece | 15 | 0 | N | N
HUGHES | TR-722-F | Y | HUGHES , TR-722-F |  |  | 4.19 | 2001-12-11 09:40 | Anjanece | 15 | 0 | N | N
HUGHES | TR-722-F | Y | HUGHES , TR-722-F |  |  | 4.2 | 2001-12-11 09:40 | Anjanece | 15 | 0 | N | N
HUGHES | TR-722-F | Y | HUGHES , TR-722-F |  |  | 4.62 | 2001-12-11 09:40 | Anjanece | 15 | 0 | N | N
HUGHES | TR-722-F | Y | HUGHES , TR-722-F |  |  | 4.82 | 2001-12-11 09:40 | Anjanece | 15 | 0 | N | N
HUGHES | TR-722-F | Y | HUGHES , TR-722-F |  |  | 5.29 | 2001-12-11 09:40 | Anjanece | 15 | 0 | N | N
HUGHES | TR-722-F | Y | HUGHES , TR-722-F |  |  | 5.3 | 2001-12-11 09:40 | Anjanece | 15 | 0 | N | N
HUGHES | TR-722-F | Y | HUGHES , TR-722-F |  |  | 5.6 | 2001-12-11 09:40 | Anjanece | 15 | 0 | N | N
HUGHES | TR-722-F | Y | HUGHES , TR-722-F |  |  | 5.7 | 2001-12-11 09:40 | Anjanece | 15 | 0 | N | N
JOSLYN HI-VOLTAGE CORP. | J8892 | Y | JOSLYN HI-VOLTAGE CORP. , J8892 | JEA OVERHEAD DISTRIBUTION | CSC Stores | 2.86 | 2001-12-11 09:40 | Anjanece | 15 | 0 | N | N
JOSLYN HI-VOLTAGE CORP. | J8892 | Y | JOSLYN HI-VOLTAGE CORP. , J8892 |  |  | 2.87 | 2001-12-11 09:40 | Anjanece | 15 | 0 | N | N
JOSLYN HI-VOLTAGE CORP. | J8892 | Y | JOSLYN HI-VOLTAGE CORP. , J8892 |  |  | 2.9 | 2001-12-11 09:40 | Anjanece | 15 | 0 | N | N
JOSLYN HI-VOLTAGE CORP. | J8892 | Y | JOSLYN HI-VOLTAGE CORP. , J8892 |  |  | 4.19 | 2001-12-11 09:40 | Anjanece | 15 | 0 | N | N
JOSLYN HI-VOLTAGE CORP. | J8892 | Y | JOSLYN HI-VOLTAGE CORP. , J8892 |  |  | 4.2 | 2001-12-11 09:40 | Anjanece | 15 | 0 | N | N
JOSLYN HI-VOLTAGE CORP. | J8892 | Y | JOSLYN HI-VOLTAGE CORP. , J8892 |  |  | 4.62 | 2001-12-11 09:40 | Anjanece | 15 | 0 | N | N
JOSLYN HI-VOLTAGE CORP. | J8892 | Y | JOSLYN HI-VOLTAGE CORP. , J8892 |  |  | 4.82 | 2001-12-11 09:40 | Anjanece | 15 | 0 | N | N
JOSLYN HI-VOLTAGE CORP. | J8892 | Y | JOSLYN HI-VOLTAGE CORP. , J8892 |  |  | 5.29 | 2001-12-11 09:40 | Anjanece | 15 | 0 | N | N
JOSLYN HI-VOLTAGE CORP. | J8892 | Y | JOSLYN HI-VOLTAGE CORP. , J8892 |  |  | 5.3 | 2001-12-11 09:40 | Anjanece | 15 | 0 | N | N
JOSLYN HI-VOLTAGE CORP. | J8892 | Y | JOSLYN HI-VOLTAGE CORP. , J8892 |  |  | 5.6 | 2001-12-11 09:40 | Anjanece | 15 | 0 | N | N
JOSLYN HI-VOLTAGE CORP. | J8892 | Y | JOSLYN HI-VOLTAGE CORP. , J8892 |  |  | 5.7 | 2001-12-11 09:40 | Anjanece | 15 | 0 | N | N
MC GRAW EDISON | DF3D22 | Y | MC GRAW EDISON , DF3D22 | JEA OVERHEAD DISTRIBUTION | CSC Stores | 2.86 | 2001-12-11 09:40 | Anjanece | 15 | 0 | N | N
MC GRAW EDISON | DF3D22 | Y | MC GRAW EDISON , DF3D22 |  |  | 2.87 | 2001-12-11 09:40 | Anjanece | 15 | 0 | N | N
MC GRAW EDISON | DF3D22 | Y | MC GRAW EDISON , DF3D22 |  |  | 2.9 | 2001-12-11 09:40 | Anjanece | 15 | 0 | N | N
MC GRAW EDISON | DF3D22 | Y | MC GRAW EDISON , DF3D22 |  |  | 4.19 | 2001-12-11 09:40 | Anjanece | 15 | 0 | N | N
MC GRAW EDISON | DF3D22 | Y | MC GRAW EDISON , DF3D22 |  |  | 4.2 | 2001-12-11 09:40 | Anjanece | 15 | 0 | N | N
MC GRAW EDISON | DF3D22 | Y | MC GRAW EDISON , DF3D22 |  |  | 4.62 | 2001-12-11 09:40 | Anjanece | 15 | 0 | N | N
MC GRAW EDISON | DF3D22 | Y | MC GRAW EDISON , DF3D22 |  |  | 4.82 | 2001-12-11 09:40 | Anjanece | 15 | 0 | N | N
MC GRAW EDISON | DF3D22 | Y | MC GRAW EDISON , DF3D22 |  |  | 5.29 | 2001-12-11 09:40 | Anjanece | 15 | 0 | N | N
MC GRAW EDISON | DF3D22 | Y | MC GRAW EDISON , DF3D22 |  |  | 5.3 | 2001-12-11 09:40 | Anjanece | 15 | 0 | N | N
MC GRAW EDISON | DF3D22 | Y | MC GRAW EDISON , DF3D22 |  |  | 5.6 | 2001-12-11 09:40 | Anjanece | 15 | 0 | N | N
MC GRAW EDISON | DF3D22 | Y | MC GRAW EDISON , DF3D22 |  |  | 5.7 | 2001-12-11 09:40 | Anjanece | 15 | 0 | N | N
POWERLINE HARDWARE CO. | P8892 | Y | POWERLINE HARDWARE CO. , P8892 | JEA OVERHEAD DISTRIBUTION | CSC Stores | 2.86 | 2001-12-11 09:40 | Anjanece | 15 | 0 | N | N
POWERLINE HARDWARE CO. | P8892 | Y | POWERLINE HARDWARE CO. , P8892 |  |  | 2.87 | 2001-12-11 09:40 | Anjanece | 15 | 0 | N | N
POWERLINE HARDWARE CO. | P8892 | Y | POWERLINE HARDWARE CO. , P8892 |  |  | 2.9 | 2001-12-11 09:40 | Anjanece | 15 | 0 | N | N
POWERLINE HARDWARE CO. | P8892 | Y | POWERLINE HARDWARE CO. , P8892 |  |  | 4.19 | 2001-12-11 09:40 | Anjanece | 15 | 0 | N | N
POWERLINE HARDWARE CO. | P8892 | Y | POWERLINE HARDWARE CO. , P8892 |  |  | 4.2 | 2001-12-11 09:40 | Anjanece | 15 | 0 | N | N
POWERLINE HARDWARE CO. | P8892 | Y | POWERLINE HARDWARE CO. , P8892 |  |  | 4.62 | 2001-12-11 09:40 | Anjanece | 15 | 0 | N | N
POWERLINE HARDWARE CO. | P8892 | Y | POWERLINE HARDWARE CO. , P8892 |  |  | 4.82 | 2001-12-11 09:40 | Anjanece | 15 | 0 | N | N
POWERLINE HARDWARE CO. | P8892 | Y | POWERLINE HARDWARE CO. , P8892 |  |  | 5.29 | 2001-12-11 09:40 | Anjanece | 15 | 0 | N | N
POWERLINE HARDWARE CO. | P8892 | Y | POWERLINE HARDWARE CO. , P8892 |  |  | 5.3 | 2001-12-11 09:40 | Anjanece | 15 | 0 | N | N
POWERLINE HARDWARE CO. | P8892 | Y | POWERLINE HARDWARE CO. , P8892 |  |  | 5.6 | 2001-12-11 09:40 | Anjanece | 15 | 0 | N | N
POWERLINE HARDWARE CO. | P8892 | Y | POWERLINE HARDWARE CO. , P8892 |  |  | 5.7 | 2001-12-11 09:40 | Anjanece | 15 | 0 | N | N
STEEL CITY | SC8892BG | Y | STEEL CITY , SC8892BG | JEA OVERHEAD DISTRIBUTION | CSC Stores | 2.86 | 2001-12-11 09:40 | Anjanece | 15 | 0 | N | N
STEEL CITY | SC8892BG | Y | STEEL CITY , SC8892BG |  |  | 2.87 | 2001-12-11 09:40 | Anjanece | 15 | 0 | N | N
STEEL CITY | SC8892BG | Y | STEEL CITY , SC8892BG |  |  | 2.9 | 2001-12-11 09:40 | Anjanece | 15 | 0 | N | N
STEEL CITY | SC8892BG | Y | STEEL CITY , SC8892BG |  |  | 4.19 | 2001-12-11 09:40 | Anjanece | 15 | 0 | N | N
STEEL CITY | SC8892BG | Y | STEEL CITY , SC8892BG |  |  | 4.2 | 2001-12-11 09:40 | Anjanece | 15 | 0 | N | N
STEEL CITY | SC8892BG | Y | STEEL CITY , SC8892BG |  |  | 4.62 | 2001-12-11 09:40 | Anjanece | 15 | 0 | N | N
STEEL CITY | SC8892BG | Y | STEEL CITY , SC8892BG |  |  | 4.82 | 2001-12-11 09:40 | Anjanece | 15 | 0 | N | N
STEEL CITY | SC8892BG | Y | STEEL CITY , SC8892BG |  |  | 5.29 | 2001-12-11 09:40 | Anjanece | 15 | 0 | N | N
STEEL CITY | SC8892BG | Y | STEEL CITY , SC8892BG |  |  | 5.3 | 2001-12-11 09:40 | Anjanece | 15 | 0 | N | N
STEEL CITY | SC8892BG | Y | STEEL CITY , SC8892BG |  |  | 5.6 | 2001-12-11 09:40 | Anjanece | 15 | 0 | N | N
STEEL CITY | SC8892BG | Y | STEEL CITY , SC8892BG |  |  | 5.7 | 2001-12-11 09:40 | Anjanece | 15 | 0 | N | N
THREADED FASTENERS INC. | TF8892 | Y | THREADED FASTENERS INC. , TF8892 | JEA OVERHEAD DISTRIBUTION | CSC Stores | 2.86 | 2001-12-11 09:40 | Anjanece | 15 | 0 | N | N
THREADED FASTENERS INC. | TF8892 | Y | THREADED FASTENERS INC. , TF8892 |  |  | 2.87 | 2001-12-11 09:40 | Anjanece | 15 | 0 | N | N
THREADED FASTENERS INC. | TF8892 | Y | THREADED FASTENERS INC. , TF8892 |  |  | 2.9 | 2001-12-11 09:40 | Anjanece | 15 | 0 | N | N
THREADED FASTENERS INC. | TF8892 | Y | THREADED FASTENERS INC. , TF8892 |  |  | 4.19 | 2001-12-11 09:40 | Anjanece | 15 | 0 | N | N
THREADED FASTENERS INC. | TF8892 | Y | THREADED FASTENERS INC. , TF8892 |  |  | 4.2 | 2001-12-11 09:40 | Anjanece | 15 | 0 | N | N
THREADED FASTENERS INC. | TF8892 | Y | THREADED FASTENERS INC. , TF8892 |  |  | 4.62 | 2001-12-11 09:40 | Anjanece | 15 | 0 | N | N
THREADED FASTENERS INC. | TF8892 | Y | THREADED FASTENERS INC. , TF8892 |  |  | 4.82 | 2001-12-11 09:40 | Anjanece | 15 | 0 | N | N
THREADED FASTENERS INC. | TF8892 | Y | THREADED FASTENERS INC. , TF8892 |  |  | 5.29 | 2001-12-11 09:40 | Anjanece | 15 | 0 | N | N
THREADED FASTENERS INC. | TF8892 | Y | THREADED FASTENERS INC. , TF8892 |  |  | 5.3 | 2001-12-11 09:40 | Anjanece | 15 | 0 | N | N
THREADED FASTENERS INC. | TF8892 | Y | THREADED FASTENERS INC. , TF8892 |  |  | 5.6 | 2001-12-11 09:40 | Anjanece | 15 | 0 | N | N
THREADED FASTENERS INC. | TF8892 | Y | THREADED FASTENERS INC. , TF8892 |  |  | 5.7 | 2001-12-11 09:40 | Anjanece | 15 | 0 | N | N
ALLIED BOLT, INC. | 5990 | Y | ALLIED BOLT, INC. , 5990 | JEA OVERHEAD DISTRIBUTION | CSC Stores | 3.8 | 2001-12-11 09:40 | Anjanece | 15 | 0 | N | N
ALLIED BOLT, INC. | 5990 | Y | ALLIED BOLT, INC. , 5990 |  |  | 3.85 | 2001-12-11 09:40 | Anjanece | 15 | 0 | N | N
ALLIED BOLT, INC. | 5990 | Y | ALLIED BOLT, INC. , 5990 |  |  | 3.92 | 2001-12-11 09:40 | Anjanece | 15 | 0 | N | N
ALLIED BOLT, INC. | 5990 | Y | ALLIED BOLT, INC. , 5990 |  |  | 4.07 | 2001-12-11 09:40 | Anjanece | 15 | 0 | N | N
ALLIED BOLT, INC. | 5990 | Y | ALLIED BOLT, INC. , 5990 |  |  | 4.44 | 2001-12-11 09:40 | Anjanece | 15 | 0 | N | N
ALLIED BOLT, INC. | 5990 | Y | ALLIED BOLT, INC. , 5990 |  |  | 4.54 | 2001-12-11 09:40 | Anjanece | 15 | 0 | N | N
ALLIED BOLT, INC. | 5990 | Y | ALLIED BOLT, INC. , 5990 |  |  | 4.66 | 2001-12-11 09:40 | Anjanece | 15 | 0 | N | N
ALLIED BOLT, INC. | 5990 | Y | ALLIED BOLT, INC. , 5990 |  |  | 4.71 | 2001-12-11 09:40 | Anjanece | 15 | 0 | N | N
ALLIED BOLT, INC. | 5990 | Y | ALLIED BOLT, INC. , 5990 |  |  | 5.03 | 2001-12-11 09:40 | Anjanece | 15 | 0 | N | N
ALLIED BOLT, INC. | 5990 | Y | ALLIED BOLT, INC. , 5990 |  |  | 5.79 | 2001-12-11 09:40 | Anjanece | 15 | 0 | N | N
ALLIED BOLT, INC. | 5990 | Y | ALLIED BOLT, INC. , 5990 |  |  | 6.06 | 2001-12-11 09:40 | Anjanece | 15 | 0 | N | N
ALLIED BOLT, INC. | 5990 | Y | ALLIED BOLT, INC. , 5990 |  |  | 6.23 | 2001-12-11 09:40 | Anjanece | 15 | 0 | N | N
ALLIED BOLT, INC. | 5990 | Y | ALLIED BOLT, INC. , 5990 |  |  | 6.38 | 2001-12-11 09:40 | Anjanece | 15 | 0 | N | N
ALLIED BOLT, INC. | 5990 | Y | ALLIED BOLT, INC. , 5990 |  |  | 6.39 | 2001-12-11 09:40 | Anjanece | 15 | 0 | N | N
ALUMA FORM | AF8894 | Y | ALUMA FORM , AF8894 | JEA OVERHEAD DISTRIBUTION | CSC Stores | 3.8 | 2001-12-11 09:40 | Anjanece | 15 | 0 | N | N
ALUMA FORM | AF8894 | Y | ALUMA FORM , AF8894 |  |  | 3.85 | 2001-12-11 09:40 | Anjanece | 15 | 0 | N | N
ALUMA FORM | AF8894 | Y | ALUMA FORM , AF8894 |  |  | 3.92 | 2001-12-11 09:40 | Anjanece | 15 | 0 | N | N
ALUMA FORM | AF8894 | Y | ALUMA FORM , AF8894 |  |  | 4.07 | 2001-12-11 09:40 | Anjanece | 15 | 0 | N | N
ALUMA FORM | AF8894 | Y | ALUMA FORM , AF8894 |  |  | 4.44 | 2001-12-11 09:40 | Anjanece | 15 | 0 | N | N
ALUMA FORM | AF8894 | Y | ALUMA FORM , AF8894 |  |  | 4.54 | 2001-12-11 09:40 | Anjanece | 15 | 0 | N | N
ALUMA FORM | AF8894 | Y | ALUMA FORM , AF8894 |  |  | 4.66 | 2001-12-11 09:40 | Anjanece | 15 | 0 | N | N
ALUMA FORM | AF8894 | Y | ALUMA FORM , AF8894 |  |  | 4.71 | 2001-12-11 09:40 | Anjanece | 15 | 0 | N | N
ALUMA FORM | AF8894 | Y | ALUMA FORM , AF8894 |  |  | 5.03 | 2001-12-11 09:40 | Anjanece | 15 | 0 | N | N
ALUMA FORM | AF8894 | Y | ALUMA FORM , AF8894 |  |  | 5.79 | 2001-12-11 09:40 | Anjanece | 15 | 0 | N | N
ALUMA FORM | AF8894 | Y | ALUMA FORM , AF8894 |  |  | 6.06 | 2001-12-11 09:40 | Anjanece | 15 | 0 | N | N
ALUMA FORM | AF8894 | Y | ALUMA FORM , AF8894 |  |  | 6.23 | 2001-12-11 09:40 | Anjanece | 15 | 0 | N | N
ALUMA FORM | AF8894 | Y | ALUMA FORM , AF8894 |  |  | 6.38 | 2001-12-11 09:40 | Anjanece | 15 | 0 | N | N
ALUMA FORM | AF8894 | Y | ALUMA FORM , AF8894 |  |  | 6.39 | 2001-12-11 09:40 | Anjanece | 15 | 0 | N | N
CHANCE | 8894 | Y | CHANCE , 8894 | JEA OVERHEAD DISTRIBUTION | CSC Stores | 3.8 | 2001-12-11 09:40 | Anjanece | 15 | 0 | N | N
CHANCE | 8894 | Y | CHANCE , 8894 |  |  | 3.85 | 2001-12-11 09:40 | Anjanece | 15 | 0 | N | N
CHANCE | 8894 | Y | CHANCE , 8894 |  |  | 3.92 | 2001-12-11 09:40 | Anjanece | 15 | 0 | N | N
CHANCE | 8894 | Y | CHANCE , 8894 |  |  | 4.07 | 2001-12-11 09:40 | Anjanece | 15 | 0 | N | N
CHANCE | 8894 | Y | CHANCE , 8894 |  |  | 4.44 | 2001-12-11 09:40 | Anjanece | 15 | 0 | N | N
CHANCE | 8894 | Y | CHANCE , 8894 |  |  | 4.54 | 2001-12-11 09:40 | Anjanece | 15 | 0 | N | N
CHANCE | 8894 | Y | CHANCE , 8894 |  |  | 4.66 | 2001-12-11 09:40 | Anjanece | 15 | 0 | N | N
CHANCE | 8894 | Y | CHANCE , 8894 |  |  | 4.71 | 2001-12-11 09:40 | Anjanece | 15 | 0 | N | N
CHANCE | 8894 | Y | CHANCE , 8894 |  |  | 5.03 | 2001-12-11 09:40 | Anjanece | 15 | 0 | N | N
CHANCE | 8894 | Y | CHANCE , 8894 |  |  | 5.79 | 2001-12-11 09:40 | Anjanece | 15 | 0 | N | N
CHANCE | 8894 | Y | CHANCE , 8894 |  |  | 6.06 | 2001-12-11 09:40 | Anjanece | 15 | 0 | N | N
CHANCE | 8894 | Y | CHANCE , 8894 |  |  | 6.23 | 2001-12-11 09:40 | Anjanece | 15 | 0 | N | N
CHANCE | 8894 | Y | CHANCE , 8894 |  |  | 6.38 | 2001-12-11 09:40 | Anjanece | 15 | 0 | N | N
CHANCE | 8894 | Y | CHANCE , 8894 |  |  | 6.39 | 2001-12-11 09:40 | Anjanece | 15 | 0 | N | N
DIXIE ELECTRIC | D8894 | Y | DIXIE ELECTRIC , D8894 | JEA OVERHEAD DISTRIBUTION | CSC Stores | 3.8 | 2001-12-11 09:40 | Anjanece | 15 | 0 | N | N
DIXIE ELECTRIC | D8894 | Y | DIXIE ELECTRIC , D8894 |  |  | 3.85 | 2001-12-11 09:40 | Anjanece | 15 | 0 | N | N
DIXIE ELECTRIC | D8894 | Y | DIXIE ELECTRIC , D8894 |  |  | 3.92 | 2001-12-11 09:40 | Anjanece | 15 | 0 | N | N
DIXIE ELECTRIC | D8894 | Y | DIXIE ELECTRIC , D8894 |  |  | 4.07 | 2001-12-11 09:40 | Anjanece | 15 | 0 | N | N
DIXIE ELECTRIC | D8894 | Y | DIXIE ELECTRIC , D8894 |  |  | 4.44 | 2001-12-11 09:40 | Anjanece | 15 | 0 | N | N
DIXIE ELECTRIC | D8894 | Y | DIXIE ELECTRIC , D8894 |  |  | 4.54 | 2001-12-11 09:40 | Anjanece | 15 | 0 | N | N
DIXIE ELECTRIC | D8894 | Y | DIXIE ELECTRIC , D8894 |  |  | 4.66 | 2001-12-11 09:40 | Anjanece | 15 | 0 | N | N
DIXIE ELECTRIC | D8894 | Y | DIXIE ELECTRIC , D8894 |  |  | 4.71 | 2001-12-11 09:40 | Anjanece | 15 | 0 | N | N
DIXIE ELECTRIC | D8894 | Y | DIXIE ELECTRIC , D8894 |  |  | 5.03 | 2001-12-11 09:40 | Anjanece | 15 | 0 | N | N
DIXIE ELECTRIC | D8894 | Y | DIXIE ELECTRIC , D8894 |  |  | 5.79 | 2001-12-11 09:40 | Anjanece | 15 | 0 | N | N
DIXIE ELECTRIC | D8894 | Y | DIXIE ELECTRIC , D8894 |  |  | 6.06 | 2001-12-11 09:40 | Anjanece | 15 | 0 | N | N
DIXIE ELECTRIC | D8894 | Y | DIXIE ELECTRIC , D8894 |  |  | 6.23 | 2001-12-11 09:40 | Anjanece | 15 | 0 | N | N
DIXIE ELECTRIC | D8894 | Y | DIXIE ELECTRIC , D8894 |  |  | 6.38 | 2001-12-11 09:40 | Anjanece | 15 | 0 | N | N
DIXIE ELECTRIC | D8894 | Y | DIXIE ELECTRIC , D8894 |  |  | 6.39 | 2001-12-11 09:40 | Anjanece | 15 | 0 | N | N
FLORIDA WIRE AND CABLE | FW8894 | Y | FLORIDA WIRE AND CABLE , FW8894 | JEA OVERHEAD DISTRIBUTION | CSC Stores | 3.8 | 2001-12-11 09:40 | Anjanece | 15 | 0 | N | N
FLORIDA WIRE AND CABLE | FW8894 | Y | FLORIDA WIRE AND CABLE , FW8894 |  |  | 3.85 | 2001-12-11 09:40 | Anjanece | 15 | 0 | N | N
FLORIDA WIRE AND CABLE | FW8894 | Y | FLORIDA WIRE AND CABLE , FW8894 |  |  | 3.92 | 2001-12-11 09:40 | Anjanece | 15 | 0 | N | N
FLORIDA WIRE AND CABLE | FW8894 | Y | FLORIDA WIRE AND CABLE , FW8894 |  |  | 4.07 | 2001-12-11 09:40 | Anjanece | 15 | 0 | N | N
FLORIDA WIRE AND CABLE | FW8894 | Y | FLORIDA WIRE AND CABLE , FW8894 |  |  | 4.44 | 2001-12-11 09:40 | Anjanece | 15 | 0 | N | N
FLORIDA WIRE AND CABLE | FW8894 | Y | FLORIDA WIRE AND CABLE , FW8894 |  |  | 4.54 | 2001-12-11 09:40 | Anjanece | 15 | 0 | N | N
FLORIDA WIRE AND CABLE | FW8894 | Y | FLORIDA WIRE AND CABLE , FW8894 |  |  | 4.66 | 2001-12-11 09:40 | Anjanece | 15 | 0 | N | N
FLORIDA WIRE AND CABLE | FW8894 | Y | FLORIDA WIRE AND CABLE , FW8894 |  |  | 4.71 | 2001-12-11 09:40 | Anjanece | 15 | 0 | N | N
FLORIDA WIRE AND CABLE | FW8894 | Y | FLORIDA WIRE AND CABLE , FW8894 |  |  | 5.03 | 2001-12-11 09:40 | Anjanece | 15 | 0 | N | N
FLORIDA WIRE AND CABLE | FW8894 | Y | FLORIDA WIRE AND CABLE , FW8894 |  |  | 5.79 | 2001-12-11 09:40 | Anjanece | 15 | 0 | N | N
FLORIDA WIRE AND CABLE | FW8894 | Y | FLORIDA WIRE AND CABLE , FW8894 |  |  | 6.06 | 2001-12-11 09:40 | Anjanece | 15 | 0 | N | N
FLORIDA WIRE AND CABLE | FW8894 | Y | FLORIDA WIRE AND CABLE , FW8894 |  |  | 6.23 | 2001-12-11 09:40 | Anjanece | 15 | 0 | N | N
FLORIDA WIRE AND CABLE | FW8894 | Y | FLORIDA WIRE AND CABLE , FW8894 |  |  | 6.38 | 2001-12-11 09:40 | Anjanece | 15 | 0 | N | N
FLORIDA WIRE AND CABLE | FW8894 | Y | FLORIDA WIRE AND CABLE , FW8894 |  |  | 6.39 | 2001-12-11 09:40 | Anjanece | 15 | 0 | N | N
HUGHES | TR-724-F | Y | HUGHES , TR-724-F | JEA OVERHEAD DISTRIBUTION | CSC Stores | 3.8 | 2001-12-11 09:40 | Anjanece | 15 | 0 | N | N
HUGHES | TR-724-F | Y | HUGHES , TR-724-F |  |  | 3.85 | 2001-12-11 09:40 | Anjanece | 15 | 0 | N | N
HUGHES | TR-724-F | Y | HUGHES , TR-724-F |  |  | 3.92 | 2001-12-11 09:40 | Anjanece | 15 | 0 | N | N
HUGHES | TR-724-F | Y | HUGHES , TR-724-F |  |  | 4.07 | 2001-12-11 09:40 | Anjanece | 15 | 0 | N | N
HUGHES | TR-724-F | Y | HUGHES , TR-724-F |  |  | 4.44 | 2001-12-11 09:40 | Anjanece | 15 | 0 | N | N
HUGHES | TR-724-F | Y | HUGHES , TR-724-F |  |  | 4.54 | 2001-12-11 09:40 | Anjanece | 15 | 0 | N | N
HUGHES | TR-724-F | Y | HUGHES , TR-724-F |  |  | 4.66 | 2001-12-11 09:40 | Anjanece | 15 | 0 | N | N
HUGHES | TR-724-F | Y | HUGHES , TR-724-F |  |  | 4.71 | 2001-12-11 09:40 | Anjanece | 15 | 0 | N | N
HUGHES | TR-724-F | Y | HUGHES , TR-724-F |  |  | 5.03 | 2001-12-11 09:40 | Anjanece | 15 | 0 | N | N
HUGHES | TR-724-F | Y | HUGHES , TR-724-F |  |  | 5.79 | 2001-12-11 09:40 | Anjanece | 15 | 0 | N | N
HUGHES | TR-724-F | Y | HUGHES , TR-724-F |  |  | 6.06 | 2001-12-11 09:40 | Anjanece | 15 | 0 | N | N
HUGHES | TR-724-F | Y | HUGHES , TR-724-F |  |  | 6.23 | 2001-12-11 09:40 | Anjanece | 15 | 0 | N | N
HUGHES | TR-724-F | Y | HUGHES , TR-724-F |  |  | 6.38 | 2001-12-11 09:40 | Anjanece | 15 | 0 | N | N
HUGHES | TR-724-F | Y | HUGHES , TR-724-F |  |  | 6.39 | 2001-12-11 09:40 | Anjanece | 15 | 0 | N | N
JOSLYN HI-VOLTAGE CORP. | J8894 | Y | JOSLYN HI-VOLTAGE CORP. , J8894 | JEA OVERHEAD DISTRIBUTION | CSC Stores | 3.8 | 2001-12-11 09:40 | Anjanece | 15 | 0 | N | N
JOSLYN HI-VOLTAGE CORP. | J8894 | Y | JOSLYN HI-VOLTAGE CORP. , J8894 |  |  | 3.85 | 2001-12-11 09:40 | Anjanece | 15 | 0 | N | N
JOSLYN HI-VOLTAGE CORP. | J8894 | Y | JOSLYN HI-VOLTAGE CORP. , J8894 |  |  | 3.92 | 2001-12-11 09:40 | Anjanece | 15 | 0 | N | N
JOSLYN HI-VOLTAGE CORP. | J8894 | Y | JOSLYN HI-VOLTAGE CORP. , J8894 |  |  | 4.07 | 2001-12-11 09:40 | Anjanece | 15 | 0 | N | N
JOSLYN HI-VOLTAGE CORP. | J8894 | Y | JOSLYN HI-VOLTAGE CORP. , J8894 |  |  | 4.44 | 2001-12-11 09:40 | Anjanece | 15 | 0 | N | N
JOSLYN HI-VOLTAGE CORP. | J8894 | Y | JOSLYN HI-VOLTAGE CORP. , J8894 |  |  | 4.54 | 2001-12-11 09:40 | Anjanece | 15 | 0 | N | N
JOSLYN HI-VOLTAGE CORP. | J8894 | Y | JOSLYN HI-VOLTAGE CORP. , J8894 |  |  | 4.66 | 2001-12-11 09:40 | Anjanece | 15 | 0 | N | N
JOSLYN HI-VOLTAGE CORP. | J8894 | Y | JOSLYN HI-VOLTAGE CORP. , J8894 |  |  | 4.71 | 2001-12-11 09:40 | Anjanece | 15 | 0 | N | N
JOSLYN HI-VOLTAGE CORP. | J8894 | Y | JOSLYN HI-VOLTAGE CORP. , J8894 |  |  | 5.03 | 2001-12-11 09:40 | Anjanece | 15 | 0 | N | N
JOSLYN HI-VOLTAGE CORP. | J8894 | Y | JOSLYN HI-VOLTAGE CORP. , J8894 |  |  | 5.79 | 2001-12-11 09:40 | Anjanece | 15 | 0 | N | N
JOSLYN HI-VOLTAGE CORP. | J8894 | Y | JOSLYN HI-VOLTAGE CORP. , J8894 |  |  | 6.06 | 2001-12-11 09:40 | Anjanece | 15 | 0 | N | N
JOSLYN HI-VOLTAGE CORP. | J8894 | Y | JOSLYN HI-VOLTAGE CORP. , J8894 |  |  | 6.23 | 2001-12-11 09:40 | Anjanece | 15 | 0 | N | N
JOSLYN HI-VOLTAGE CORP. | J8894 | Y | JOSLYN HI-VOLTAGE CORP. , J8894 |  |  | 6.38 | 2001-12-11 09:40 | Anjanece | 15 | 0 | N | N
JOSLYN HI-VOLTAGE CORP. | J8894 | Y | JOSLYN HI-VOLTAGE CORP. , J8894 |  |  | 6.39 | 2001-12-11 09:40 | Anjanece | 15 | 0 | N | N
MC GRAW EDISON | DF3D24 | Y | MC GRAW EDISON , DF3D24 | JEA OVERHEAD DISTRIBUTION | CSC Stores | 3.8 | 2001-12-11 09:40 | Anjanece | 15 | 0 | N | N
MC GRAW EDISON | DF3D24 | Y | MC GRAW EDISON , DF3D24 |  |  | 3.85 | 2001-12-11 09:40 | Anjanece | 15 | 0 | N | N
MC GRAW EDISON | DF3D24 | Y | MC GRAW EDISON , DF3D24 |  |  | 3.92 | 2001-12-11 09:40 | Anjanece | 15 | 0 | N | N
MC GRAW EDISON | DF3D24 | Y | MC GRAW EDISON , DF3D24 |  |  | 4.07 | 2001-12-11 09:40 | Anjanece | 15 | 0 | N | N
MC GRAW EDISON | DF3D24 | Y | MC GRAW EDISON , DF3D24 |  |  | 4.44 | 2001-12-11 09:40 | Anjanece | 15 | 0 | N | N
MC GRAW EDISON | DF3D24 | Y | MC GRAW EDISON , DF3D24 |  |  | 4.54 | 2001-12-11 09:40 | Anjanece | 15 | 0 | N | N
MC GRAW EDISON | DF3D24 | Y | MC GRAW EDISON , DF3D24 |  |  | 4.66 | 2001-12-11 09:40 | Anjanece | 15 | 0 | N | N
MC GRAW EDISON | DF3D24 | Y | MC GRAW EDISON , DF3D24 |  |  | 4.71 | 2001-12-11 09:40 | Anjanece | 15 | 0 | N | N
MC GRAW EDISON | DF3D24 | Y | MC GRAW EDISON , DF3D24 |  |  | 5.03 | 2001-12-11 09:40 | Anjanece | 15 | 0 | N | N
MC GRAW EDISON | DF3D24 | Y | MC GRAW EDISON , DF3D24 |  |  | 5.79 | 2001-12-11 09:40 | Anjanece | 15 | 0 | N | N
MC GRAW EDISON | DF3D24 | Y | MC GRAW EDISON , DF3D24 |  |  | 6.06 | 2001-12-11 09:40 | Anjanece | 15 | 0 | N | N
MC GRAW EDISON | DF3D24 | Y | MC GRAW EDISON , DF3D24 |  |  | 6.23 | 2001-12-11 09:40 | Anjanece | 15 | 0 | N | N
MC GRAW EDISON | DF3D24 | Y | MC GRAW EDISON , DF3D24 |  |  | 6.38 | 2001-12-11 09:40 | Anjanece | 15 | 0 | N | N
MC GRAW EDISON | DF3D24 | Y | MC GRAW EDISON , DF3D24 |  |  | 6.39 | 2001-12-11 09:40 | Anjanece | 15 | 0 | N | N
POWERLINE HARDWARE CO. | P8894 | Y | POWERLINE HARDWARE CO. , P8894 | JEA OVERHEAD DISTRIBUTION | CSC Stores | 3.8 | 2001-12-11 09:40 | Anjanece | 15 | 0 | N | N
POWERLINE HARDWARE CO. | P8894 | Y | POWERLINE HARDWARE CO. , P8894 |  |  | 3.85 | 2001-12-11 09:40 | Anjanece | 15 | 0 | N | N
POWERLINE HARDWARE CO. | P8894 | Y | POWERLINE HARDWARE CO. , P8894 |  |  | 3.92 | 2001-12-11 09:40 | Anjanece | 15 | 0 | N | N
POWERLINE HARDWARE CO. | P8894 | Y | POWERLINE HARDWARE CO. , P8894 |  |  | 4.07 | 2001-12-11 09:40 | Anjanece | 15 | 0 | N | N
POWERLINE HARDWARE CO. | P8894 | Y | POWERLINE HARDWARE CO. , P8894 |  |  | 4.44 | 2001-12-11 09:40 | Anjanece | 15 | 0 | N | N
POWERLINE HARDWARE CO. | P8894 | Y | POWERLINE HARDWARE CO. , P8894 |  |  | 4.54 | 2001-12-11 09:40 | Anjanece | 15 | 0 | N | N
POWERLINE HARDWARE CO. | P8894 | Y | POWERLINE HARDWARE CO. , P8894 |  |  | 4.66 | 2001-12-11 09:40 | Anjanece | 15 | 0 | N | N
POWERLINE HARDWARE CO. | P8894 | Y | POWERLINE HARDWARE CO. , P8894 |  |  | 4.71 | 2001-12-11 09:40 | Anjanece | 15 | 0 | N | N
POWERLINE HARDWARE CO. | P8894 | Y | POWERLINE HARDWARE CO. , P8894 |  |  | 5.03 | 2001-12-11 09:40 | Anjanece | 15 | 0 | N | N
POWERLINE HARDWARE CO. | P8894 | Y | POWERLINE HARDWARE CO. , P8894 |  |  | 5.79 | 2001-12-11 09:40 | Anjanece | 15 | 0 | N | N
POWERLINE HARDWARE CO. | P8894 | Y | POWERLINE HARDWARE CO. , P8894 |  |  | 6.06 | 2001-12-11 09:40 | Anjanece | 15 | 0 | N | N
POWERLINE HARDWARE CO. | P8894 | Y | POWERLINE HARDWARE CO. , P8894 |  |  | 6.23 | 2001-12-11 09:40 | Anjanece | 15 | 0 | N | N
POWERLINE HARDWARE CO. | P8894 | Y | POWERLINE HARDWARE CO. , P8894 |  |  | 6.38 | 2001-12-11 09:40 | Anjanece | 15 | 0 | N | N
POWERLINE HARDWARE CO. | P8894 | Y | POWERLINE HARDWARE CO. , P8894 |  |  | 6.39 | 2001-12-11 09:40 | Anjanece | 15 | 0 | N | N
STEEL CITY | SC8894BG | Y | STEEL CITY , SC8894BG | JEA OVERHEAD DISTRIBUTION | CSC Stores | 3.8 | 2001-12-11 09:40 | Anjanece | 15 | 0 | N | N
STEEL CITY | SC8894BG | Y | STEEL CITY , SC8894BG |  |  | 3.85 | 2001-12-11 09:40 | Anjanece | 15 | 0 | N | N
STEEL CITY | SC8894BG | Y | STEEL CITY , SC8894BG |  |  | 3.92 | 2001-12-11 09:40 | Anjanece | 15 | 0 | N | N
STEEL CITY | SC8894BG | Y | STEEL CITY , SC8894BG |  |  | 4.07 | 2001-12-11 09:40 | Anjanece | 15 | 0 | N | N
STEEL CITY | SC8894BG | Y | STEEL CITY , SC8894BG |  |  | 4.44 | 2001-12-11 09:40 | Anjanece | 15 | 0 | N | N
STEEL CITY | SC8894BG | Y | STEEL CITY , SC8894BG |  |  | 4.54 | 2001-12-11 09:40 | Anjanece | 15 | 0 | N | N
STEEL CITY | SC8894BG | Y | STEEL CITY , SC8894BG |  |  | 4.66 | 2001-12-11 09:40 | Anjanece | 15 | 0 | N | N
STEEL CITY | SC8894BG | Y | STEEL CITY , SC8894BG |  |  | 4.71 | 2001-12-11 09:40 | Anjanece | 15 | 0 | N | N
STEEL CITY | SC8894BG | Y | STEEL CITY , SC8894BG |  |  | 5.03 | 2001-12-11 09:40 | Anjanece | 15 | 0 | N | N
STEEL CITY | SC8894BG | Y | STEEL CITY , SC8894BG |  |  | 5.79 | 2001-12-11 09:40 | Anjanece | 15 | 0 | N | N
STEEL CITY | SC8894BG | Y | STEEL CITY , SC8894BG |  |  | 6.06 | 2001-12-11 09:40 | Anjanece | 15 | 0 | N | N
STEEL CITY | SC8894BG | Y | STEEL CITY , SC8894BG |  |  | 6.23 | 2001-12-11 09:40 | Anjanece | 15 | 0 | N | N
STEEL CITY | SC8894BG | Y | STEEL CITY , SC8894BG |  |  | 6.38 | 2001-12-11 09:40 | Anjanece | 15 | 0 | N | N
STEEL CITY | SC8894BG | Y | STEEL CITY , SC8894BG |  |  | 6.39 | 2001-12-11 09:40 | Anjanece | 15 | 0 | N | N
THREADED FASTENERS INC. | TF8894 | Y | THREADED FASTENERS INC. , TF8894 | JEA OVERHEAD DISTRIBUTION | CSC Stores | 3.8 | 2001-12-11 09:40 | Anjanece | 15 | 0 | N | N
THREADED FASTENERS INC. | TF8894 | Y | THREADED FASTENERS INC. , TF8894 |  |  | 3.85 | 2001-12-11 09:40 | Anjanece | 15 | 0 | N | N
THREADED FASTENERS INC. | TF8894 | Y | THREADED FASTENERS INC. , TF8894 |  |  | 3.92 | 2001-12-11 09:40 | Anjanece | 15 | 0 | N | N
THREADED FASTENERS INC. | TF8894 | Y | THREADED FASTENERS INC. , TF8894 |  |  | 4.07 | 2001-12-11 09:40 | Anjanece | 15 | 0 | N | N
THREADED FASTENERS INC. | TF8894 | Y | THREADED FASTENERS INC. , TF8894 |  |  | 4.44 | 2001-12-11 09:40 | Anjanece | 15 | 0 | N | N
THREADED FASTENERS INC. | TF8894 | Y | THREADED FASTENERS INC. , TF8894 |  |  | 4.54 | 2001-12-11 09:40 | Anjanece | 15 | 0 | N | N
THREADED FASTENERS INC. | TF8894 | Y | THREADED FASTENERS INC. , TF8894 |  |  | 4.66 | 2001-12-11 09:40 | Anjanece | 15 | 0 | N | N
THREADED FASTENERS INC. | TF8894 | Y | THREADED FASTENERS INC. , TF8894 |  |  | 4.71 | 2001-12-11 09:40 | Anjanece | 15 | 0 | N | N
THREADED FASTENERS INC. | TF8894 | Y | THREADED FASTENERS INC. , TF8894 |  |  | 5.03 | 2001-12-11 09:40 | Anjanece | 15 | 0 | N | N
THREADED FASTENERS INC. | TF8894 | Y | THREADED FASTENERS INC. , TF8894 |  |  | 5.79 | 2001-12-11 09:40 | Anjanece | 15 | 0 | N | N
THREADED FASTENERS INC. | TF8894 | Y | THREADED FASTENERS INC. , TF8894 |  |  | 6.06 | 2001-12-11 09:40 | Anjanece | 15 | 0 | N | N
THREADED FASTENERS INC. | TF8894 | Y | THREADED FASTENERS INC. , TF8894 |  |  | 6.23 | 2001-12-11 09:40 | Anjanece | 15 | 0 | N | N
THREADED FASTENERS INC. | TF8894 | Y | THREADED FASTENERS INC. , TF8894 |  |  | 6.38 | 2001-12-11 09:40 | Anjanece | 15 | 0 | N | N
THREADED FASTENERS INC. | TF8894 | Y | THREADED FASTENERS INC. , TF8894 |  |  | 6.39 | 2001-12-11 09:40 | Anjanece | 15 | 0 | N | N
ALLIED BOLT, INC. | 5992 | Y | ALLIED BOLT, INC. , 5992 | JEA OVERHEAD DISTRIBUTION | CSC Stores | 3.17 | 2001-12-11 09:40 | Anjanece | 25 | 0 | N | N
ALLIED BOLT, INC. | 5992 | Y | ALLIED BOLT, INC. , 5992 |  |  | 3.18 | 2001-12-11 09:40 | Anjanece | 25 | 0 | N | N
ALLIED BOLT, INC. | 5992 | Y | ALLIED BOLT, INC. , 5992 |  |  | 3.19 | 2001-12-11 09:40 | Anjanece | 25 | 0 | N | N
ALLIED BOLT, INC. | 5992 | Y | ALLIED BOLT, INC. , 5992 |  |  | 3.39 | 2001-12-11 09:40 | Anjanece | 25 | 0 | N | N
ALLIED BOLT, INC. | 5992 | Y | ALLIED BOLT, INC. , 5992 |  |  | 3.44 | 2001-12-11 09:40 | Anjanece | 25 | 0 | N | N
ALLIED BOLT, INC. | 5992 | Y | ALLIED BOLT, INC. , 5992 |  |  | 3.48 | 2001-12-11 09:40 | Anjanece | 25 | 0 | N | N
ALLIED BOLT, INC. | 5992 | Y | ALLIED BOLT, INC. , 5992 |  |  | 4.92 | 2001-12-11 09:40 | Anjanece | 25 | 0 | N | N
ALLIED BOLT, INC. | 5992 | Y | ALLIED BOLT, INC. , 5992 |  |  | 5.24 | 2001-12-11 09:40 | Anjanece | 25 | 0 | N | N
ALLIED BOLT, INC. | 5992 | Y | ALLIED BOLT, INC. , 5992 |  |  | 5.54 | 2001-12-11 09:40 | Anjanece | 25 | 0 | N | N
ALLIED BOLT, INC. | 5992 | Y | ALLIED BOLT, INC. , 5992 |  |  | 5.63 | 2001-12-11 09:40 | Anjanece | 25 | 0 | N | N
ALLIED BOLT, INC. | 5992 | Y | ALLIED BOLT, INC. , 5992 |  |  | 5.74 | 2001-12-11 09:40 | Anjanece | 25 | 0 | N | N
ALLIED BOLT, INC. | 5992 | Y | ALLIED BOLT, INC. , 5992 |  |  | 5.77 | 2001-12-11 09:40 | Anjanece | 25 | 0 | N | N
ALLIED BOLT, INC. | 5992 | Y | ALLIED BOLT, INC. , 5992 |  |  | 5.86 | 2001-12-11 09:40 | Anjanece | 25 | 0 | N | N
ALLIED BOLT, INC. | 5992 | Y | ALLIED BOLT, INC. , 5992 |  |  | 5.94 | 2001-12-11 09:40 | Anjanece | 25 | 0 | N | N
ALLIED BOLT, INC. | 5992 | Y | ALLIED BOLT, INC. , 5992 |  |  | 5.95 | 2001-12-11 09:40 | Anjanece | 25 | 0 | N | N
ALLIED BOLT, INC. | 5992 | Y | ALLIED BOLT, INC. , 5992 |  |  | 5.96 | 2001-12-11 09:40 | Anjanece | 25 | 0 | N | N
ALLIED BOLT, INC. | 5992 | Y | ALLIED BOLT, INC. , 5992 |  |  | 5.99 | 2001-12-11 09:40 | Anjanece | 25 | 0 | N | N
ALLIED BOLT, INC. | 5992 | Y | ALLIED BOLT, INC. , 5992 |  |  | 6 | 2001-12-11 09:40 | Anjanece | 25 | 0 | N | N
ALLIED BOLT, INC. | 5992 | Y | ALLIED BOLT, INC. , 5992 |  |  | 6.01 | 2001-12-11 09:40 | Anjanece | 25 | 0 | N | N
ALLIED BOLT, INC. | 5992 | Y | ALLIED BOLT, INC. , 5992 |  |  | 6.12 | 2001-12-11 09:40 | Anjanece | 25 | 0 | N | N
ALUMA FORM | AF8896 | Y | ALUMA FORM , AF8896 | JEA OVERHEAD DISTRIBUTION | CSC Stores | 3.17 | 2001-12-11 09:40 | Anjanece | 25 | 0 | N | N
ALUMA FORM | AF8896 | Y | ALUMA FORM , AF8896 |  |  | 3.18 | 2001-12-11 09:40 | Anjanece | 25 | 0 | N | N
ALUMA FORM | AF8896 | Y | ALUMA FORM , AF8896 |  |  | 3.19 | 2001-12-11 09:40 | Anjanece | 25 | 0 | N | N
ALUMA FORM | AF8896 | Y | ALUMA FORM , AF8896 |  |  | 3.39 | 2001-12-11 09:40 | Anjanece | 25 | 0 | N | N
ALUMA FORM | AF8896 | Y | ALUMA FORM , AF8896 |  |  | 3.44 | 2001-12-11 09:40 | Anjanece | 25 | 0 | N | N
ALUMA FORM | AF8896 | Y | ALUMA FORM , AF8896 |  |  | 3.48 | 2001-12-11 09:40 | Anjanece | 25 | 0 | N | N
ALUMA FORM | AF8896 | Y | ALUMA FORM , AF8896 |  |  | 4.92 | 2001-12-11 09:40 | Anjanece | 25 | 0 | N | N
ALUMA FORM | AF8896 | Y | ALUMA FORM , AF8896 |  |  | 5.24 | 2001-12-11 09:40 | Anjanece | 25 | 0 | N | N
ALUMA FORM | AF8896 | Y | ALUMA FORM , AF8896 |  |  | 5.54 | 2001-12-11 09:40 | Anjanece | 25 | 0 | N | N
ALUMA FORM | AF8896 | Y | ALUMA FORM , AF8896 |  |  | 5.63 | 2001-12-11 09:40 | Anjanece | 25 | 0 | N | N
ALUMA FORM | AF8896 | Y | ALUMA FORM , AF8896 |  |  | 5.74 | 2001-12-11 09:40 | Anjanece | 25 | 0 | N | N
ALUMA FORM | AF8896 | Y | ALUMA FORM , AF8896 |  |  | 5.77 | 2001-12-11 09:40 | Anjanece | 25 | 0 | N | N
ALUMA FORM | AF8896 | Y | ALUMA FORM , AF8896 |  |  | 5.86 | 2001-12-11 09:40 | Anjanece | 25 | 0 | N | N
ALUMA FORM | AF8896 | Y | ALUMA FORM , AF8896 |  |  | 5.94 | 2001-12-11 09:40 | Anjanece | 25 | 0 | N | N
ALUMA FORM | AF8896 | Y | ALUMA FORM , AF8896 |  |  | 5.95 | 2001-12-11 09:40 | Anjanece | 25 | 0 | N | N
ALUMA FORM | AF8896 | Y | ALUMA FORM , AF8896 |  |  | 5.96 | 2001-12-11 09:40 | Anjanece | 25 | 0 | N | N
ALUMA FORM | AF8896 | Y | ALUMA FORM , AF8896 |  |  | 5.99 | 2001-12-11 09:40 | Anjanece | 25 | 0 | N | N
ALUMA FORM | AF8896 | Y | ALUMA FORM , AF8896 |  |  | 6 | 2001-12-11 09:40 | Anjanece | 25 | 0 | N | N
ALUMA FORM | AF8896 | Y | ALUMA FORM , AF8896 |  |  | 6.01 | 2001-12-11 09:40 | Anjanece | 25 | 0 | N | N
ALUMA FORM | AF8896 | Y | ALUMA FORM , AF8896 |  |  | 6.12 | 2001-12-11 09:40 | Anjanece | 25 | 0 | N | N
CHANCE | 8896 | Y | CHANCE , 8896 | JEA OVERHEAD DISTRIBUTION | CSC Stores | 3.17 | 2001-12-11 09:40 | Anjanece | 25 | 0 | N | N
CHANCE | 8896 | Y | CHANCE , 8896 |  |  | 3.18 | 2001-12-11 09:40 | Anjanece | 25 | 0 | N | N
CHANCE | 8896 | Y | CHANCE , 8896 |  |  | 3.19 | 2001-12-11 09:40 | Anjanece | 25 | 0 | N | N
CHANCE | 8896 | Y | CHANCE , 8896 |  |  | 3.39 | 2001-12-11 09:40 | Anjanece | 25 | 0 | N | N
CHANCE | 8896 | Y | CHANCE , 8896 |  |  | 3.44 | 2001-12-11 09:40 | Anjanece | 25 | 0 | N | N
CHANCE | 8896 | Y | CHANCE , 8896 |  |  | 3.48 | 2001-12-11 09:40 | Anjanece | 25 | 0 | N | N
CHANCE | 8896 | Y | CHANCE , 8896 |  |  | 4.92 | 2001-12-11 09:40 | Anjanece | 25 | 0 | N | N
CHANCE | 8896 | Y | CHANCE , 8896 |  |  | 5.24 | 2001-12-11 09:40 | Anjanece | 25 | 0 | N | N
CHANCE | 8896 | Y | CHANCE , 8896 |  |  | 5.54 | 2001-12-11 09:40 | Anjanece | 25 | 0 | N | N
CHANCE | 8896 | Y | CHANCE , 8896 |  |  | 5.63 | 2001-12-11 09:40 | Anjanece | 25 | 0 | N | N
CHANCE | 8896 | Y | CHANCE , 8896 |  |  | 5.74 | 2001-12-11 09:40 | Anjanece | 25 | 0 | N | N
CHANCE | 8896 | Y | CHANCE , 8896 |  |  | 5.77 | 2001-12-11 09:40 | Anjanece | 25 | 0 | N | N
CHANCE | 8896 | Y | CHANCE , 8896 |  |  | 5.86 | 2001-12-11 09:40 | Anjanece | 25 | 0 | N | N
CHANCE | 8896 | Y | CHANCE , 8896 |  |  | 5.94 | 2001-12-11 09:40 | Anjanece | 25 | 0 | N | N
CHANCE | 8896 | Y | CHANCE , 8896 |  |  | 5.95 | 2001-12-11 09:40 | Anjanece | 25 | 0 | N | N
CHANCE | 8896 | Y | CHANCE , 8896 |  |  | 5.96 | 2001-12-11 09:40 | Anjanece | 25 | 0 | N | N
CHANCE | 8896 | Y | CHANCE , 8896 |  |  | 5.99 | 2001-12-11 09:40 | Anjanece | 25 | 0 | N | N
CHANCE | 8896 | Y | CHANCE , 8896 |  |  | 6 | 2001-12-11 09:40 | Anjanece | 25 | 0 | N | N
CHANCE | 8896 | Y | CHANCE , 8896 |  |  | 6.01 | 2001-12-11 09:40 | Anjanece | 25 | 0 | N | N
CHANCE | 8896 | Y | CHANCE , 8896 |  |  | 6.12 | 2001-12-11 09:40 | Anjanece | 25 | 0 | N | N
FLORIDA WIRE AND CABLE | FW8896 | Y | FLORIDA WIRE AND CABLE , FW8896 | JEA OVERHEAD DISTRIBUTION | CSC Stores | 3.17 | 2001-12-11 09:40 | Anjanece | 25 | 0 | N | N
FLORIDA WIRE AND CABLE | FW8896 | Y | FLORIDA WIRE AND CABLE , FW8896 |  |  | 3.18 | 2001-12-11 09:40 | Anjanece | 25 | 0 | N | N
FLORIDA WIRE AND CABLE | FW8896 | Y | FLORIDA WIRE AND CABLE , FW8896 |  |  | 3.19 | 2001-12-11 09:40 | Anjanece | 25 | 0 | N | N
FLORIDA WIRE AND CABLE | FW8896 | Y | FLORIDA WIRE AND CABLE , FW8896 |  |  | 3.39 | 2001-12-11 09:40 | Anjanece | 25 | 0 | N | N
FLORIDA WIRE AND CABLE | FW8896 | Y | FLORIDA WIRE AND CABLE , FW8896 |  |  | 3.44 | 2001-12-11 09:40 | Anjanece | 25 | 0 | N | N
FLORIDA WIRE AND CABLE | FW8896 | Y | FLORIDA WIRE AND CABLE , FW8896 |  |  | 3.48 | 2001-12-11 09:40 | Anjanece | 25 | 0 | N | N
FLORIDA WIRE AND CABLE | FW8896 | Y | FLORIDA WIRE AND CABLE , FW8896 |  |  | 4.92 | 2001-12-11 09:40 | Anjanece | 25 | 0 | N | N
FLORIDA WIRE AND CABLE | FW8896 | Y | FLORIDA WIRE AND CABLE , FW8896 |  |  | 5.24 | 2001-12-11 09:40 | Anjanece | 25 | 0 | N | N
FLORIDA WIRE AND CABLE | FW8896 | Y | FLORIDA WIRE AND CABLE , FW8896 |  |  | 5.54 | 2001-12-11 09:40 | Anjanece | 25 | 0 | N | N
FLORIDA WIRE AND CABLE | FW8896 | Y | FLORIDA WIRE AND CABLE , FW8896 |  |  | 5.63 | 2001-12-11 09:40 | Anjanece | 25 | 0 | N | N
FLORIDA WIRE AND CABLE | FW8896 | Y | FLORIDA WIRE AND CABLE , FW8896 |  |  | 5.74 | 2001-12-11 09:40 | Anjanece | 25 | 0 | N | N
FLORIDA WIRE AND CABLE | FW8896 | Y | FLORIDA WIRE AND CABLE , FW8896 |  |  | 5.77 | 2001-12-11 09:40 | Anjanece | 25 | 0 | N | N
FLORIDA WIRE AND CABLE | FW8896 | Y | FLORIDA WIRE AND CABLE , FW8896 |  |  | 5.86 | 2001-12-11 09:40 | Anjanece | 25 | 0 | N | N
FLORIDA WIRE AND CABLE | FW8896 | Y | FLORIDA WIRE AND CABLE , FW8896 |  |  | 5.94 | 2001-12-11 09:40 | Anjanece | 25 | 0 | N | N
FLORIDA WIRE AND CABLE | FW8896 | Y | FLORIDA WIRE AND CABLE , FW8896 |  |  | 5.95 | 2001-12-11 09:40 | Anjanece | 25 | 0 | N | N
FLORIDA WIRE AND CABLE | FW8896 | Y | FLORIDA WIRE AND CABLE , FW8896 |  |  | 5.96 | 2001-12-11 09:40 | Anjanece | 25 | 0 | N | N
FLORIDA WIRE AND CABLE | FW8896 | Y | FLORIDA WIRE AND CABLE , FW8896 |  |  | 5.99 | 2001-12-11 09:40 | Anjanece | 25 | 0 | N | N
FLORIDA WIRE AND CABLE | FW8896 | Y | FLORIDA WIRE AND CABLE , FW8896 |  |  | 6 | 2001-12-11 09:40 | Anjanece | 25 | 0 | N | N
FLORIDA WIRE AND CABLE | FW8896 | Y | FLORIDA WIRE AND CABLE , FW8896 |  |  | 6.01 | 2001-12-11 09:40 | Anjanece | 25 | 0 | N | N
FLORIDA WIRE AND CABLE | FW8896 | Y | FLORIDA WIRE AND CABLE , FW8896 |  |  | 6.12 | 2001-12-11 09:40 | Anjanece | 25 | 0 | N | N
HUGHES | TR-726-F | Y | HUGHES , TR-726-F | JEA OVERHEAD DISTRIBUTION | CSC Stores | 3.17 | 2001-12-11 09:40 | Anjanece | 25 | 0 | N | N
HUGHES | TR-726-F | Y | HUGHES , TR-726-F |  |  | 3.18 | 2001-12-11 09:40 | Anjanece | 25 | 0 | N | N
HUGHES | TR-726-F | Y | HUGHES , TR-726-F |  |  | 3.19 | 2001-12-11 09:40 | Anjanece | 25 | 0 | N | N
HUGHES | TR-726-F | Y | HUGHES , TR-726-F |  |  | 3.39 | 2001-12-11 09:40 | Anjanece | 25 | 0 | N | N
HUGHES | TR-726-F | Y | HUGHES , TR-726-F |  |  | 3.44 | 2001-12-11 09:40 | Anjanece | 25 | 0 | N | N
HUGHES | TR-726-F | Y | HUGHES , TR-726-F |  |  | 3.48 | 2001-12-11 09:40 | Anjanece | 25 | 0 | N | N
HUGHES | TR-726-F | Y | HUGHES , TR-726-F |  |  | 4.92 | 2001-12-11 09:40 | Anjanece | 25 | 0 | N | N
HUGHES | TR-726-F | Y | HUGHES , TR-726-F |  |  | 5.24 | 2001-12-11 09:40 | Anjanece | 25 | 0 | N | N
HUGHES | TR-726-F | Y | HUGHES , TR-726-F |  |  | 5.54 | 2001-12-11 09:40 | Anjanece | 25 | 0 | N | N
HUGHES | TR-726-F | Y | HUGHES , TR-726-F |  |  | 5.63 | 2001-12-11 09:40 | Anjanece | 25 | 0 | N | N
HUGHES | TR-726-F | Y | HUGHES , TR-726-F |  |  | 5.74 | 2001-12-11 09:40 | Anjanece | 25 | 0 | N | N
HUGHES | TR-726-F | Y | HUGHES , TR-726-F |  |  | 5.77 | 2001-12-11 09:40 | Anjanece | 25 | 0 | N | N
HUGHES | TR-726-F | Y | HUGHES , TR-726-F |  |  | 5.86 | 2001-12-11 09:40 | Anjanece | 25 | 0 | N | N
HUGHES | TR-726-F | Y | HUGHES , TR-726-F |  |  | 5.94 | 2001-12-11 09:40 | Anjanece | 25 | 0 | N | N
HUGHES | TR-726-F | Y | HUGHES , TR-726-F |  |  | 5.95 | 2001-12-11 09:40 | Anjanece | 25 | 0 | N | N
HUGHES | TR-726-F | Y | HUGHES , TR-726-F |  |  | 5.96 | 2001-12-11 09:40 | Anjanece | 25 | 0 | N | N
HUGHES | TR-726-F | Y | HUGHES , TR-726-F |  |  | 5.99 | 2001-12-11 09:40 | Anjanece | 25 | 0 | N | N
HUGHES | TR-726-F | Y | HUGHES , TR-726-F |  |  | 6 | 2001-12-11 09:40 | Anjanece | 25 | 0 | N | N
HUGHES | TR-726-F | Y | HUGHES , TR-726-F |  |  | 6.01 | 2001-12-11 09:40 | Anjanece | 25 | 0 | N | N
HUGHES | TR-726-F | Y | HUGHES , TR-726-F |  |  | 6.12 | 2001-12-11 09:40 | Anjanece | 25 | 0 | N | N
JOSLYN HI-VOLTAGE CORP. | J8896 | Y | JOSLYN HI-VOLTAGE CORP. , J8896 | JEA OVERHEAD DISTRIBUTION | CSC Stores | 3.17 | 2001-12-11 09:40 | Anjanece | 25 | 0 | N | N
JOSLYN HI-VOLTAGE CORP. | J8896 | Y | JOSLYN HI-VOLTAGE CORP. , J8896 |  |  | 3.18 | 2001-12-11 09:40 | Anjanece | 25 | 0 | N | N
JOSLYN HI-VOLTAGE CORP. | J8896 | Y | JOSLYN HI-VOLTAGE CORP. , J8896 |  |  | 3.19 | 2001-12-11 09:40 | Anjanece | 25 | 0 | N | N
JOSLYN HI-VOLTAGE CORP. | J8896 | Y | JOSLYN HI-VOLTAGE CORP. , J8896 |  |  | 3.39 | 2001-12-11 09:40 | Anjanece | 25 | 0 | N | N
JOSLYN HI-VOLTAGE CORP. | J8896 | Y | JOSLYN HI-VOLTAGE CORP. , J8896 |  |  | 3.44 | 2001-12-11 09:40 | Anjanece | 25 | 0 | N | N
JOSLYN HI-VOLTAGE CORP. | J8896 | Y | JOSLYN HI-VOLTAGE CORP. , J8896 |  |  | 3.48 | 2001-12-11 09:40 | Anjanece | 25 | 0 | N | N
JOSLYN HI-VOLTAGE CORP. | J8896 | Y | JOSLYN HI-VOLTAGE CORP. , J8896 |  |  | 4.92 | 2001-12-11 09:40 | Anjanece | 25 | 0 | N | N
JOSLYN HI-VOLTAGE CORP. | J8896 | Y | JOSLYN HI-VOLTAGE CORP. , J8896 |  |  | 5.24 | 2001-12-11 09:40 | Anjanece | 25 | 0 | N | N
JOSLYN HI-VOLTAGE CORP. | J8896 | Y | JOSLYN HI-VOLTAGE CORP. , J8896 |  |  | 5.54 | 2001-12-11 09:40 | Anjanece | 25 | 0 | N | N
JOSLYN HI-VOLTAGE CORP. | J8896 | Y | JOSLYN HI-VOLTAGE CORP. , J8896 |  |  | 5.63 | 2001-12-11 09:40 | Anjanece | 25 | 0 | N | N
JOSLYN HI-VOLTAGE CORP. | J8896 | Y | JOSLYN HI-VOLTAGE CORP. , J8896 |  |  | 5.74 | 2001-12-11 09:40 | Anjanece | 25 | 0 | N | N
JOSLYN HI-VOLTAGE CORP. | J8896 | Y | JOSLYN HI-VOLTAGE CORP. , J8896 |  |  | 5.77 | 2001-12-11 09:40 | Anjanece | 25 | 0 | N | N
JOSLYN HI-VOLTAGE CORP. | J8896 | Y | JOSLYN HI-VOLTAGE CORP. , J8896 |  |  | 5.86 | 2001-12-11 09:40 | Anjanece | 25 | 0 | N | N
JOSLYN HI-VOLTAGE CORP. | J8896 | Y | JOSLYN HI-VOLTAGE CORP. , J8896 |  |  | 5.94 | 2001-12-11 09:40 | Anjanece | 25 | 0 | N | N
JOSLYN HI-VOLTAGE CORP. | J8896 | Y | JOSLYN HI-VOLTAGE CORP. , J8896 |  |  | 5.95 | 2001-12-11 09:40 | Anjanece | 25 | 0 | N | N
JOSLYN HI-VOLTAGE CORP. | J8896 | Y | JOSLYN HI-VOLTAGE CORP. , J8896 |  |  | 5.96 | 2001-12-11 09:40 | Anjanece | 25 | 0 | N | N
JOSLYN HI-VOLTAGE CORP. | J8896 | Y | JOSLYN HI-VOLTAGE CORP. , J8896 |  |  | 5.99 | 2001-12-11 09:40 | Anjanece | 25 | 0 | N | N
JOSLYN HI-VOLTAGE CORP. | J8896 | Y | JOSLYN HI-VOLTAGE CORP. , J8896 |  |  | 6 | 2001-12-11 09:40 | Anjanece | 25 | 0 | N | N
JOSLYN HI-VOLTAGE CORP. | J8896 | Y | JOSLYN HI-VOLTAGE CORP. , J8896 |  |  | 6.01 | 2001-12-11 09:40 | Anjanece | 25 | 0 | N | N
JOSLYN HI-VOLTAGE CORP. | J8896 | Y | JOSLYN HI-VOLTAGE CORP. , J8896 |  |  | 6.12 | 2001-12-11 09:40 | Anjanece | 25 | 0 | N | N
MC GRAW EDISON | DF3D26 | Y | MC GRAW EDISON , DF3D26 | JEA OVERHEAD DISTRIBUTION | CSC Stores | 3.17 | 2001-12-11 09:40 | Anjanece | 25 | 0 | N | N
MC GRAW EDISON | DF3D26 | Y | MC GRAW EDISON , DF3D26 |  |  | 3.18 | 2001-12-11 09:40 | Anjanece | 25 | 0 | N | N
MC GRAW EDISON | DF3D26 | Y | MC GRAW EDISON , DF3D26 |  |  | 3.19 | 2001-12-11 09:40 | Anjanece | 25 | 0 | N | N
MC GRAW EDISON | DF3D26 | Y | MC GRAW EDISON , DF3D26 |  |  | 3.39 | 2001-12-11 09:40 | Anjanece | 25 | 0 | N | N
MC GRAW EDISON | DF3D26 | Y | MC GRAW EDISON , DF3D26 |  |  | 3.44 | 2001-12-11 09:40 | Anjanece | 25 | 0 | N | N
MC GRAW EDISON | DF3D26 | Y | MC GRAW EDISON , DF3D26 |  |  | 3.48 | 2001-12-11 09:40 | Anjanece | 25 | 0 | N | N
MC GRAW EDISON | DF3D26 | Y | MC GRAW EDISON , DF3D26 |  |  | 4.92 | 2001-12-11 09:40 | Anjanece | 25 | 0 | N | N
MC GRAW EDISON | DF3D26 | Y | MC GRAW EDISON , DF3D26 |  |  | 5.24 | 2001-12-11 09:40 | Anjanece | 25 | 0 | N | N
MC GRAW EDISON | DF3D26 | Y | MC GRAW EDISON , DF3D26 |  |  | 5.54 | 2001-12-11 09:40 | Anjanece | 25 | 0 | N | N
MC GRAW EDISON | DF3D26 | Y | MC GRAW EDISON , DF3D26 |  |  | 5.63 | 2001-12-11 09:40 | Anjanece | 25 | 0 | N | N
MC GRAW EDISON | DF3D26 | Y | MC GRAW EDISON , DF3D26 |  |  | 5.74 | 2001-12-11 09:40 | Anjanece | 25 | 0 | N | N
MC GRAW EDISON | DF3D26 | Y | MC GRAW EDISON , DF3D26 |  |  | 5.77 | 2001-12-11 09:40 | Anjanece | 25 | 0 | N | N
MC GRAW EDISON | DF3D26 | Y | MC GRAW EDISON , DF3D26 |  |  | 5.86 | 2001-12-11 09:40 | Anjanece | 25 | 0 | N | N
MC GRAW EDISON | DF3D26 | Y | MC GRAW EDISON , DF3D26 |  |  | 5.94 | 2001-12-11 09:40 | Anjanece | 25 | 0 | N | N
MC GRAW EDISON | DF3D26 | Y | MC GRAW EDISON , DF3D26 |  |  | 5.95 | 2001-12-11 09:40 | Anjanece | 25 | 0 | N | N
MC GRAW EDISON | DF3D26 | Y | MC GRAW EDISON , DF3D26 |  |  | 5.96 | 2001-12-11 09:40 | Anjanece | 25 | 0 | N | N
MC GRAW EDISON | DF3D26 | Y | MC GRAW EDISON , DF3D26 |  |  | 5.99 | 2001-12-11 09:40 | Anjanece | 25 | 0 | N | N
MC GRAW EDISON | DF3D26 | Y | MC GRAW EDISON , DF3D26 |  |  | 6 | 2001-12-11 09:40 | Anjanece | 25 | 0 | N | N
MC GRAW EDISON | DF3D26 | Y | MC GRAW EDISON , DF3D26 |  |  | 6.01 | 2001-12-11 09:40 | Anjanece | 25 | 0 | N | N
MC GRAW EDISON | DF3D26 | Y | MC GRAW EDISON , DF3D26 |  |  | 6.12 | 2001-12-11 09:40 | Anjanece | 25 | 0 | N | N
POWERLINE HARDWARE CO. | P8896 | Y | POWERLINE HARDWARE CO. , P8896 | JEA OVERHEAD DISTRIBUTION | CSC Stores | 3.17 | 2001-12-11 09:40 | Anjanece | 25 | 0 | N | N
POWERLINE HARDWARE CO. | P8896 | Y | POWERLINE HARDWARE CO. , P8896 |  |  | 3.18 | 2001-12-11 09:40 | Anjanece | 25 | 0 | N | N
POWERLINE HARDWARE CO. | P8896 | Y | POWERLINE HARDWARE CO. , P8896 |  |  | 3.19 | 2001-12-11 09:40 | Anjanece | 25 | 0 | N | N
POWERLINE HARDWARE CO. | P8896 | Y | POWERLINE HARDWARE CO. , P8896 |  |  | 3.39 | 2001-12-11 09:40 | Anjanece | 25 | 0 | N | N
POWERLINE HARDWARE CO. | P8896 | Y | POWERLINE HARDWARE CO. , P8896 |  |  | 3.44 | 2001-12-11 09:40 | Anjanece | 25 | 0 | N | N
POWERLINE HARDWARE CO. | P8896 | Y | POWERLINE HARDWARE CO. , P8896 |  |  | 3.48 | 2001-12-11 09:40 | Anjanece | 25 | 0 | N | N
POWERLINE HARDWARE CO. | P8896 | Y | POWERLINE HARDWARE CO. , P8896 |  |  | 4.92 | 2001-12-11 09:40 | Anjanece | 25 | 0 | N | N
POWERLINE HARDWARE CO. | P8896 | Y | POWERLINE HARDWARE CO. , P8896 |  |  | 5.24 | 2001-12-11 09:40 | Anjanece | 25 | 0 | N | N
POWERLINE HARDWARE CO. | P8896 | Y | POWERLINE HARDWARE CO. , P8896 |  |  | 5.54 | 2001-12-11 09:40 | Anjanece | 25 | 0 | N | N
POWERLINE HARDWARE CO. | P8896 | Y | POWERLINE HARDWARE CO. , P8896 |  |  | 5.63 | 2001-12-11 09:40 | Anjanece | 25 | 0 | N | N
POWERLINE HARDWARE CO. | P8896 | Y | POWERLINE HARDWARE CO. , P8896 |  |  | 5.74 | 2001-12-11 09:40 | Anjanece | 25 | 0 | N | N
POWERLINE HARDWARE CO. | P8896 | Y | POWERLINE HARDWARE CO. , P8896 |  |  | 5.77 | 2001-12-11 09:40 | Anjanece | 25 | 0 | N | N
POWERLINE HARDWARE CO. | P8896 | Y | POWERLINE HARDWARE CO. , P8896 |  |  | 5.86 | 2001-12-11 09:40 | Anjanece | 25 | 0 | N | N
POWERLINE HARDWARE CO. | P8896 | Y | POWERLINE HARDWARE CO. , P8896 |  |  | 5.94 | 2001-12-11 09:40 | Anjanece | 25 | 0 | N | N
POWERLINE HARDWARE CO. | P8896 | Y | POWERLINE HARDWARE CO. , P8896 |  |  | 5.95 | 2001-12-11 09:40 | Anjanece | 25 | 0 | N | N
POWERLINE HARDWARE CO. | P8896 | Y | POWERLINE HARDWARE CO. , P8896 |  |  | 5.96 | 2001-12-11 09:40 | Anjanece | 25 | 0 | N | N
POWERLINE HARDWARE CO. | P8896 | Y | POWERLINE HARDWARE CO. , P8896 |  |  | 5.99 | 2001-12-11 09:40 | Anjanece | 25 | 0 | N | N
POWERLINE HARDWARE CO. | P8896 | Y | POWERLINE HARDWARE CO. , P8896 |  |  | 6 | 2001-12-11 09:40 | Anjanece | 25 | 0 | N | N
POWERLINE HARDWARE CO. | P8896 | Y | POWERLINE HARDWARE CO. , P8896 |  |  | 6.01 | 2001-12-11 09:40 | Anjanece | 25 | 0 | N | N
POWERLINE HARDWARE CO. | P8896 | Y | POWERLINE HARDWARE CO. , P8896 |  |  | 6.12 | 2001-12-11 09:40 | Anjanece | 25 | 0 | N | N
STEEL CITY | SC8896BG | Y | STEEL CITY , SC8896BG | JEA OVERHEAD DISTRIBUTION | CSC Stores | 3.17 | 2001-12-11 09:40 | Anjanece | 25 | 0 | N | N
STEEL CITY | SC8896BG | Y | STEEL CITY , SC8896BG |  |  | 3.18 | 2001-12-11 09:40 | Anjanece | 25 | 0 | N | N
STEEL CITY | SC8896BG | Y | STEEL CITY , SC8896BG |  |  | 3.19 | 2001-12-11 09:40 | Anjanece | 25 | 0 | N | N
STEEL CITY | SC8896BG | Y | STEEL CITY , SC8896BG |  |  | 3.39 | 2001-12-11 09:40 | Anjanece | 25 | 0 | N | N
STEEL CITY | SC8896BG | Y | STEEL CITY , SC8896BG |  |  | 3.44 | 2001-12-11 09:40 | Anjanece | 25 | 0 | N | N
STEEL CITY | SC8896BG | Y | STEEL CITY , SC8896BG |  |  | 3.48 | 2001-12-11 09:40 | Anjanece | 25 | 0 | N | N
STEEL CITY | SC8896BG | Y | STEEL CITY , SC8896BG |  |  | 4.92 | 2001-12-11 09:40 | Anjanece | 25 | 0 | N | N
STEEL CITY | SC8896BG | Y | STEEL CITY , SC8896BG |  |  | 5.24 | 2001-12-11 09:40 | Anjanece | 25 | 0 | N | N
STEEL CITY | SC8896BG | Y | STEEL CITY , SC8896BG |  |  | 5.54 | 2001-12-11 09:40 | Anjanece | 25 | 0 | N | N
STEEL CITY | SC8896BG | Y | STEEL CITY , SC8896BG |  |  | 5.63 | 2001-12-11 09:40 | Anjanece | 25 | 0 | N | N
STEEL CITY | SC8896BG | Y | STEEL CITY , SC8896BG |  |  | 5.74 | 2001-12-11 09:40 | Anjanece | 25 | 0 | N | N
STEEL CITY | SC8896BG | Y | STEEL CITY , SC8896BG |  |  | 5.77 | 2001-12-11 09:40 | Anjanece | 25 | 0 | N | N
STEEL CITY | SC8896BG | Y | STEEL CITY , SC8896BG |  |  | 5.86 | 2001-12-11 09:40 | Anjanece | 25 | 0 | N | N
STEEL CITY | SC8896BG | Y | STEEL CITY , SC8896BG |  |  | 5.94 | 2001-12-11 09:40 | Anjanece | 25 | 0 | N | N
STEEL CITY | SC8896BG | Y | STEEL CITY , SC8896BG |  |  | 5.95 | 2001-12-11 09:40 | Anjanece | 25 | 0 | N | N
STEEL CITY | SC8896BG | Y | STEEL CITY , SC8896BG |  |  | 5.96 | 2001-12-11 09:40 | Anjanece | 25 | 0 | N | N
STEEL CITY | SC8896BG | Y | STEEL CITY , SC8896BG |  |  | 5.99 | 2001-12-11 09:40 | Anjanece | 25 | 0 | N | N
STEEL CITY | SC8896BG | Y | STEEL CITY , SC8896BG |  |  | 6 | 2001-12-11 09:40 | Anjanece | 25 | 0 | N | N
STEEL CITY | SC8896BG | Y | STEEL CITY , SC8896BG |  |  | 6.01 | 2001-12-11 09:40 | Anjanece | 25 | 0 | N | N
STEEL CITY | SC8896BG | Y | STEEL CITY , SC8896BG |  |  | 6.12 | 2001-12-11 09:40 | Anjanece | 25 | 0 | N | N
THREADED FASTENERS INC. | TF8896 | Y | THREADED FASTENERS INC. , TF8896 | JEA OVERHEAD DISTRIBUTION | CSC Stores | 3.17 | 2001-12-11 09:40 | Anjanece | 25 | 0 | N | N
THREADED FASTENERS INC. | TF8896 | Y | THREADED FASTENERS INC. , TF8896 |  |  | 3.18 | 2001-12-11 09:40 | Anjanece | 25 | 0 | N | N
THREADED FASTENERS INC. | TF8896 | Y | THREADED FASTENERS INC. , TF8896 |  |  | 3.19 | 2001-12-11 09:40 | Anjanece | 25 | 0 | N | N
THREADED FASTENERS INC. | TF8896 | Y | THREADED FASTENERS INC. , TF8896 |  |  | 3.39 | 2001-12-11 09:40 | Anjanece | 25 | 0 | N | N
THREADED FASTENERS INC. | TF8896 | Y | THREADED FASTENERS INC. , TF8896 |  |  | 3.44 | 2001-12-11 09:40 | Anjanece | 25 | 0 | N | N
THREADED FASTENERS INC. | TF8896 | Y | THREADED FASTENERS INC. , TF8896 |  |  | 3.48 | 2001-12-11 09:40 | Anjanece | 25 | 0 | N | N
THREADED FASTENERS INC. | TF8896 | Y | THREADED FASTENERS INC. , TF8896 |  |  | 4.92 | 2001-12-11 09:40 | Anjanece | 25 | 0 | N | N
THREADED FASTENERS INC. | TF8896 | Y | THREADED FASTENERS INC. , TF8896 |  |  | 5.24 | 2001-12-11 09:40 | Anjanece | 25 | 0 | N | N
THREADED FASTENERS INC. | TF8896 | Y | THREADED FASTENERS INC. , TF8896 |  |  | 5.54 | 2001-12-11 09:40 | Anjanece | 25 | 0 | N | N
THREADED FASTENERS INC. | TF8896 | Y | THREADED FASTENERS INC. , TF8896 |  |  | 5.63 | 2001-12-11 09:40 | Anjanece | 25 | 0 | N | N
THREADED FASTENERS INC. | TF8896 | Y | THREADED FASTENERS INC. , TF8896 |  |  | 5.74 | 2001-12-11 09:40 | Anjanece | 25 | 0 | N | N
THREADED FASTENERS INC. | TF8896 | Y | THREADED FASTENERS INC. , TF8896 |  |  | 5.77 | 2001-12-11 09:40 | Anjanece | 25 | 0 | N | N
THREADED FASTENERS INC. | TF8896 | Y | THREADED FASTENERS INC. , TF8896 |  |  | 5.86 | 2001-12-11 09:40 | Anjanece | 25 | 0 | N | N
THREADED FASTENERS INC. | TF8896 | Y | THREADED FASTENERS INC. , TF8896 |  |  | 5.94 | 2001-12-11 09:40 | Anjanece | 25 | 0 | N | N
THREADED FASTENERS INC. | TF8896 | Y | THREADED FASTENERS INC. , TF8896 |  |  | 5.95 | 2001-12-11 09:40 | Anjanece | 25 | 0 | N | N
THREADED FASTENERS INC. | TF8896 | Y | THREADED FASTENERS INC. , TF8896 |  |  | 5.96 | 2001-12-11 09:40 | Anjanece | 25 | 0 | N | N
THREADED FASTENERS INC. | TF8896 | Y | THREADED FASTENERS INC. , TF8896 |  |  | 5.99 | 2001-12-11 09:40 | Anjanece | 25 | 0 | N | N
THREADED FASTENERS INC. | TF8896 | Y | THREADED FASTENERS INC. , TF8896 |  |  | 6 | 2001-12-11 09:40 | Anjanece | 25 | 0 | N | N
THREADED FASTENERS INC. | TF8896 | Y | THREADED FASTENERS INC. , TF8896 |  |  | 6.01 | 2001-12-11 09:40 | Anjanece | 25 | 0 | N | N
THREADED FASTENERS INC. | TF8896 | Y | THREADED FASTENERS INC. , TF8896 |  |  | 6.12 | 2001-12-11 09:40 | Anjanece | 25 | 0 | N | N
UTILITIES SERVICE | 5089A | Y | UTILITIES SERVICE , 5089A | JEA OVERHEAD DISTRIBUTION | CSC Stores | 3.17 | 2001-12-11 09:40 | Anjanece | 25 | 0 | N | N
UTILITIES SERVICE | 5089A | Y | UTILITIES SERVICE , 5089A |  |  | 3.18 | 2001-12-11 09:40 | Anjanece | 25 | 0 | N | N
UTILITIES SERVICE | 5089A | Y | UTILITIES SERVICE , 5089A |  |  | 3.19 | 2001-12-11 09:40 | Anjanece | 25 | 0 | N | N
UTILITIES SERVICE | 5089A | Y | UTILITIES SERVICE , 5089A |  |  | 3.39 | 2001-12-11 09:40 | Anjanece | 25 | 0 | N | N
UTILITIES SERVICE | 5089A | Y | UTILITIES SERVICE , 5089A |  |  | 3.44 | 2001-12-11 09:40 | Anjanece | 25 | 0 | N | N
UTILITIES SERVICE | 5089A | Y | UTILITIES SERVICE , 5089A |  |  | 3.48 | 2001-12-11 09:40 | Anjanece | 25 | 0 | N | N
UTILITIES SERVICE | 5089A | Y | UTILITIES SERVICE , 5089A |  |  | 4.92 | 2001-12-11 09:40 | Anjanece | 25 | 0 | N | N
UTILITIES SERVICE | 5089A | Y | UTILITIES SERVICE , 5089A |  |  | 5.24 | 2001-12-11 09:40 | Anjanece | 25 | 0 | N | N
UTILITIES SERVICE | 5089A | Y | UTILITIES SERVICE , 5089A |  |  | 5.54 | 2001-12-11 09:40 | Anjanece | 25 | 0 | N | N
UTILITIES SERVICE | 5089A | Y | UTILITIES SERVICE , 5089A |  |  | 5.63 | 2001-12-11 09:40 | Anjanece | 25 | 0 | N | N
UTILITIES SERVICE | 5089A | Y | UTILITIES SERVICE , 5089A |  |  | 5.74 | 2001-12-11 09:40 | Anjanece | 25 | 0 | N | N
UTILITIES SERVICE | 5089A | Y | UTILITIES SERVICE , 5089A |  |  | 5.77 | 2001-12-11 09:40 | Anjanece | 25 | 0 | N | N
UTILITIES SERVICE | 5089A | Y | UTILITIES SERVICE , 5089A |  |  | 5.86 | 2001-12-11 09:40 | Anjanece | 25 | 0 | N | N
UTILITIES SERVICE | 5089A | Y | UTILITIES SERVICE , 5089A |  |  | 5.94 | 2001-12-11 09:40 | Anjanece | 25 | 0 | N | N
UTILITIES SERVICE | 5089A | Y | UTILITIES SERVICE , 5089A |  |  | 5.95 | 2001-12-11 09:40 | Anjanece | 25 | 0 | N | N
UTILITIES SERVICE | 5089A | Y | UTILITIES SERVICE , 5089A |  |  | 5.96 | 2001-12-11 09:40 | Anjanece | 25 | 0 | N | N
UTILITIES SERVICE | 5089A | Y | UTILITIES SERVICE , 5089A |  |  | 5.99 | 2001-12-11 09:40 | Anjanece | 25 | 0 | N | N
UTILITIES SERVICE | 5089A | Y | UTILITIES SERVICE , 5089A |  |  | 6 | 2001-12-11 09:40 | Anjanece | 25 | 0 | N | N
UTILITIES SERVICE | 5089A | Y | UTILITIES SERVICE , 5089A |  |  | 6.01 | 2001-12-11 09:40 | Anjanece | 25 | 0 | N | N
UTILITIES SERVICE | 5089A | Y | UTILITIES SERVICE , 5089A |  |  | 6.12 | 2001-12-11 09:40 | Anjanece | 25 | 0 | N | N
ALLIED BOLT, INC. | 5994 | Y | ALLIED BOLT, INC. , 5994 | JEA TRANSMISSION | CSC Stores | 7.43 | 2001-12-11 09:40 | John | 10 | 0 | N | N
FLORIDA WIRE AND CABLE | FW8897 | Y | FLORIDA WIRE AND CABLE , FW8897 | JEA TRANSMISSION | CSC Stores | 7.43 | 2001-12-11 09:40 | John | 10 | 0 | N | N
HUBBELL POWER SYSTEMS, INC. | 8897 | Y | HUBBELL POWER SYSTEMS, INC. , 8897 | JEA TRANSMISSION | CSC Stores | 7.43 | 2001-12-11 09:40 | John | 10 | 0 | N | N
HUGHES | TR-728-F | Y | HUGHES , TR-728-F | JEA TRANSMISSION | CSC Stores | 7.43 | 2001-12-11 09:40 | John | 10 | 0 | N | N
JOSLYN HI-VOLTAGE CORP. | J8897 | Y | JOSLYN HI-VOLTAGE CORP. , J8897 | JEA TRANSMISSION | CSC Stores | 7.43 | 2001-12-11 09:40 | John | 10 | 0 | N | N
MC GRAW EDISON | DF3D28 | Y | MC GRAW EDISON , DF3D28 | JEA TRANSMISSION | CSC Stores | 7.43 | 2001-12-11 09:40 | John | 10 | 0 | N | N
POWERLINE HARDWARE CO. | DAB3428F | Y | POWERLINE HARDWARE CO. , DAB3428F | JEA TRANSMISSION | CSC Stores | 7.43 | 2001-12-11 09:40 | John | 10 | 0 | N | N
STEEL CITY | DB12112BG | Y | STEEL CITY , DB12112BG | JEA TRANSMISSION | CSC Stores | 7.43 | 2001-12-11 09:40 | John | 10 | 0 | N | N
THREADED FASTENERS INC. | TF8897 | Y | THREADED FASTENERS INC. , TF8897 | JEA TRANSMISSION | CSC Stores | 7.43 | 2001-12-11 09:40 | John | 10 | 0 | N | N
ALLIED BOLT, INC. | 5996 | Y | ALLIED BOLT, INC. , 5996 | JEA TRANSMISSION | CSC Stores | 13.17 | 2001-12-11 09:40 | John | 10 | 0 | N | N
ALUMA FORM | AF8898 | Y | ALUMA FORM , AF8898 | JEA TRANSMISSION | CSC Stores | 13.17 | 2001-12-11 09:40 | John | 10 | 0 | N | N
FLORIDA WIRE AND CABLE | FW8898 | Y | FLORIDA WIRE AND CABLE , FW8898 | JEA TRANSMISSION | CSC Stores | 13.17 | 2001-12-11 09:40 | John | 10 | 0 | N | N
HUBBELL POWER SYSTEMS, INC. | 8898 | Y | HUBBELL POWER SYSTEMS, INC. , 8898 | JEA TRANSMISSION | CSC Stores | 13.17 | 2001-12-11 09:40 | John | 10 | 0 | N | N
HUGHES | TR-730-F | Y | HUGHES , TR-730-F | JEA TRANSMISSION | CSC Stores | 13.17 | 2001-12-11 09:40 | John | 10 | 0 | N | N
JOSLYN HI-VOLTAGE CORP. | J8898 | Y | JOSLYN HI-VOLTAGE CORP. , J8898 | JEA TRANSMISSION | CSC Stores | 13.17 | 2001-12-11 09:40 | John | 10 | 0 | N | N
MC GRAW EDISON | DF3D30 | Y | MC GRAW EDISON , DF3D30 | JEA TRANSMISSION | CSC Stores | 13.17 | 2001-12-11 09:40 | John | 10 | 0 | N | N
STEEL CITY | DB12120BG | Y | STEEL CITY , DB12120BG | JEA TRANSMISSION | CSC Stores | 13.17 | 2001-12-11 09:40 | John | 10 | 0 | N | N
THREADED FASTENERS INC. | TF8898 | Y | THREADED FASTENERS INC. , TF8898 | JEA TRANSMISSION | CSC Stores | 13.17 | 2001-12-11 09:40 | John | 10 | 0 | N | N
UTILITIES SERVICE | 5089C | Y | UTILITIES SERVICE , 5089C | JEA TRANSMISSION | CSC Stores | 13.17 | 2001-12-11 09:40 | John | 10 | 0 | N | N
ALLIED BOLT, INC. | 5997 | Y | ALLIED BOLT, INC. , 5997 | JEA TRANSMISSION | CSC Stores | 5.97 | 2001-12-11 09:41 | John | 10 | 0 | N | N
ALLIED BOLT, INC. | 5997 | Y | ALLIED BOLT, INC. , 5997 |  |  | 8.5 | 2001-12-11 09:41 | John | 10 | 0 | N | N
ALLIED BOLT, INC. | 5997 | Y | ALLIED BOLT, INC. , 5997 |  |  | 9.28 | 2001-12-11 09:41 | John | 10 | 0 | N | N
ALLIED BOLT, INC. | 5997 | Y | ALLIED BOLT, INC. , 5997 |  |  | 9.47 | 2001-12-11 09:41 | John | 10 | 0 | N | N
ALLIED BOLT, INC. | 5997 | Y | ALLIED BOLT, INC. , 5997 |  |  | 9.95 | 2001-12-11 09:41 | John | 10 | 0 | N | N
ALLIED BOLT, INC. | 5997 | Y | ALLIED BOLT, INC. , 5997 |  |  | 10.06 | 2001-12-11 09:41 | John | 10 | 0 | N | N
HUBBELL POWER SYSTEMS, INC. | 889832 | Y | HUBBELL POWER SYSTEMS, INC. , 889832 | JEA TRANSMISSION | CSC Stores | 5.97 | 2001-12-11 09:41 | John | 10 | 0 | N | N
HUBBELL POWER SYSTEMS, INC. | 889832 | Y | HUBBELL POWER SYSTEMS, INC. , 889832 |  |  | 8.5 | 2001-12-11 09:41 | John | 10 | 0 | N | N
HUBBELL POWER SYSTEMS, INC. | 889832 | Y | HUBBELL POWER SYSTEMS, INC. , 889832 |  |  | 9.28 | 2001-12-11 09:41 | John | 10 | 0 | N | N
HUBBELL POWER SYSTEMS, INC. | 889832 | Y | HUBBELL POWER SYSTEMS, INC. , 889832 |  |  | 9.47 | 2001-12-11 09:41 | John | 10 | 0 | N | N
HUBBELL POWER SYSTEMS, INC. | 889832 | Y | HUBBELL POWER SYSTEMS, INC. , 889832 |  |  | 9.95 | 2001-12-11 09:41 | John | 10 | 0 | N | N
HUBBELL POWER SYSTEMS, INC. | 889832 | Y | HUBBELL POWER SYSTEMS, INC. , 889832 |  |  | 10.06 | 2001-12-11 09:41 | John | 10 | 0 | N | N
JOSLYN HI-VOLTAGE CORP. | J8899 | Y | JOSLYN HI-VOLTAGE CORP. , J8899 | JEA TRANSMISSION | CSC Stores | 5.97 | 2001-12-11 09:41 | John | 10 | 0 | N | N
JOSLYN HI-VOLTAGE CORP. | J8899 | Y | JOSLYN HI-VOLTAGE CORP. , J8899 |  |  | 8.5 | 2001-12-11 09:41 | John | 10 | 0 | N | N
JOSLYN HI-VOLTAGE CORP. | J8899 | Y | JOSLYN HI-VOLTAGE CORP. , J8899 |  |  | 9.28 | 2001-12-11 09:41 | John | 10 | 0 | N | N
JOSLYN HI-VOLTAGE CORP. | J8899 | Y | JOSLYN HI-VOLTAGE CORP. , J8899 |  |  | 9.47 | 2001-12-11 09:41 | John | 10 | 0 | N | N
JOSLYN HI-VOLTAGE CORP. | J8899 | Y | JOSLYN HI-VOLTAGE CORP. , J8899 |  |  | 9.95 | 2001-12-11 09:41 | John | 10 | 0 | N | N
JOSLYN HI-VOLTAGE CORP. | J8899 | Y | JOSLYN HI-VOLTAGE CORP. , J8899 |  |  | 10.06 | 2001-12-11 09:41 | John | 10 | 0 | N | N
MC GRAW EDISON | DF3D32 | Y | MC GRAW EDISON , DF3D32 | JEA TRANSMISSION | CSC Stores | 5.97 | 2001-12-11 09:41 | John | 10 | 0 | N | N
MC GRAW EDISON | DF3D32 | Y | MC GRAW EDISON , DF3D32 |  |  | 8.5 | 2001-12-11 09:41 | John | 10 | 0 | N | N
MC GRAW EDISON | DF3D32 | Y | MC GRAW EDISON , DF3D32 |  |  | 9.28 | 2001-12-11 09:41 | John | 10 | 0 | N | N
MC GRAW EDISON | DF3D32 | Y | MC GRAW EDISON , DF3D32 |  |  | 9.47 | 2001-12-11 09:41 | John | 10 | 0 | N | N
MC GRAW EDISON | DF3D32 | Y | MC GRAW EDISON , DF3D32 |  |  | 9.95 | 2001-12-11 09:41 | John | 10 | 0 | N | N
MC GRAW EDISON | DF3D32 | Y | MC GRAW EDISON , DF3D32 |  |  | 10.06 | 2001-12-11 09:41 | John | 10 | 0 | N | N
STEEL CITY | DB12128BG | Y | STEEL CITY , DB12128BG | JEA TRANSMISSION | CSC Stores | 5.97 | 2001-12-11 09:41 | John | 10 | 0 | N | N
STEEL CITY | DB12128BG | Y | STEEL CITY , DB12128BG |  |  | 8.5 | 2001-12-11 09:41 | John | 10 | 0 | N | N
STEEL CITY | DB12128BG | Y | STEEL CITY , DB12128BG |  |  | 9.28 | 2001-12-11 09:41 | John | 10 | 0 | N | N
STEEL CITY | DB12128BG | Y | STEEL CITY , DB12128BG |  |  | 9.47 | 2001-12-11 09:41 | John | 10 | 0 | N | N
STEEL CITY | DB12128BG | Y | STEEL CITY , DB12128BG |  |  | 9.95 | 2001-12-11 09:41 | John | 10 | 0 | N | N
STEEL CITY | DB12128BG | Y | STEEL CITY , DB12128BG |  |  | 10.06 | 2001-12-11 09:41 | John | 10 | 0 | N | N
THREADED FASTENERS INC. | TF8899 | Y | THREADED FASTENERS INC. , TF8899 | JEA TRANSMISSION | CSC Stores | 5.97 | 2001-12-11 09:41 | John | 10 | 0 | N | N
THREADED FASTENERS INC. | TF8899 | Y | THREADED FASTENERS INC. , TF8899 |  |  | 8.5 | 2001-12-11 09:41 | John | 10 | 0 | N | N
THREADED FASTENERS INC. | TF8899 | Y | THREADED FASTENERS INC. , TF8899 |  |  | 9.28 | 2001-12-11 09:41 | John | 10 | 0 | N | N
THREADED FASTENERS INC. | TF8899 | Y | THREADED FASTENERS INC. , TF8899 |  |  | 9.47 | 2001-12-11 09:41 | John | 10 | 0 | N | N
THREADED FASTENERS INC. | TF8899 | Y | THREADED FASTENERS INC. , TF8899 |  |  | 9.95 | 2001-12-11 09:41 | John | 10 | 0 | N | N
THREADED FASTENERS INC. | TF8899 | Y | THREADED FASTENERS INC. , TF8899 |  |  | 10.06 | 2001-12-11 09:41 | John | 10 | 0 | N | N
ALLIED BOLT, INC. | 5998 | Y | ALLIED BOLT, INC. , 5998 | JEA TRANSMISSION | CSC Stores | 6.21 | 2001-12-11 09:41 | John | 10 | 0 | N | N
ALLIED BOLT, INC. | 5998 | Y | ALLIED BOLT, INC. , 5998 |  |  | 9 | 2001-12-11 09:41 | John | 10 | 0 | N | N
ALLIED BOLT, INC. | 5998 | Y | ALLIED BOLT, INC. , 5998 |  |  | 10.38 | 2001-12-11 09:41 | John | 10 | 0 | N | N
ALLIED BOLT, INC. | 5998 | Y | ALLIED BOLT, INC. , 5998 |  |  | 11.52 | 2001-12-11 09:41 | John | 10 | 0 | N | N
ALLIED BOLT, INC. | 5998 | Y | ALLIED BOLT, INC. , 5998 |  |  | 12.33 | 2001-12-11 09:41 | John | 10 | 0 | N | N
ALLIED BOLT, INC. | 5998 | Y | ALLIED BOLT, INC. , 5998 |  |  | 12.41 | 2001-12-11 09:41 | John | 10 | 0 | N | N
HUBBELL POWER SYSTEMS, INC. | PS889834 | Y | HUBBELL POWER SYSTEMS, INC. , PS889834 | JEA TRANSMISSION | CSC Stores | 6.21 | 2001-12-11 09:41 | John | 10 | 0 | N | N
HUBBELL POWER SYSTEMS, INC. | PS889834 | Y | HUBBELL POWER SYSTEMS, INC. , PS889834 |  |  | 9 | 2001-12-11 09:41 | John | 10 | 0 | N | N
HUBBELL POWER SYSTEMS, INC. | PS889834 | Y | HUBBELL POWER SYSTEMS, INC. , PS889834 |  |  | 10.38 | 2001-12-11 09:41 | John | 10 | 0 | N | N
HUBBELL POWER SYSTEMS, INC. | PS889834 | Y | HUBBELL POWER SYSTEMS, INC. , PS889834 |  |  | 11.52 | 2001-12-11 09:41 | John | 10 | 0 | N | N
HUBBELL POWER SYSTEMS, INC. | PS889834 | Y | HUBBELL POWER SYSTEMS, INC. , PS889834 |  |  | 12.33 | 2001-12-11 09:41 | John | 10 | 0 | N | N
HUBBELL POWER SYSTEMS, INC. | PS889834 | Y | HUBBELL POWER SYSTEMS, INC. , PS889834 |  |  | 12.41 | 2001-12-11 09:41 | John | 10 | 0 | N | N
HUGHES | TR-734-F | Y | HUGHES , TR-734-F | JEA TRANSMISSION | CSC Stores | 6.21 | 2001-12-11 09:41 | John | 10 | 0 | N | N
HUGHES | TR-734-F | Y | HUGHES , TR-734-F |  |  | 9 | 2001-12-11 09:41 | John | 10 | 0 | N | N
HUGHES | TR-734-F | Y | HUGHES , TR-734-F |  |  | 10.38 | 2001-12-11 09:41 | John | 10 | 0 | N | N
HUGHES | TR-734-F | Y | HUGHES , TR-734-F |  |  | 11.52 | 2001-12-11 09:41 | John | 10 | 0 | N | N
HUGHES | TR-734-F | Y | HUGHES , TR-734-F |  |  | 12.33 | 2001-12-11 09:41 | John | 10 | 0 | N | N
HUGHES | TR-734-F | Y | HUGHES , TR-734-F |  |  | 12.41 | 2001-12-11 09:41 | John | 10 | 0 | N | N
JOSLYN HI-VOLTAGE CORP. | J9003 | Y | JOSLYN HI-VOLTAGE CORP. , J9003 | JEA TRANSMISSION | CSC Stores | 6.21 | 2001-12-11 09:41 | John | 10 | 0 | N | N
JOSLYN HI-VOLTAGE CORP. | J9003 | Y | JOSLYN HI-VOLTAGE CORP. , J9003 |  |  | 9 | 2001-12-11 09:41 | John | 10 | 0 | N | N
JOSLYN HI-VOLTAGE CORP. | J9003 | Y | JOSLYN HI-VOLTAGE CORP. , J9003 |  |  | 10.38 | 2001-12-11 09:41 | John | 10 | 0 | N | N
JOSLYN HI-VOLTAGE CORP. | J9003 | Y | JOSLYN HI-VOLTAGE CORP. , J9003 |  |  | 11.52 | 2001-12-11 09:41 | John | 10 | 0 | N | N
JOSLYN HI-VOLTAGE CORP. | J9003 | Y | JOSLYN HI-VOLTAGE CORP. , J9003 |  |  | 12.33 | 2001-12-11 09:41 | John | 10 | 0 | N | N
JOSLYN HI-VOLTAGE CORP. | J9003 | Y | JOSLYN HI-VOLTAGE CORP. , J9003 |  |  | 12.41 | 2001-12-11 09:41 | John | 10 | 0 | N | N
STEEL CITY | DB12136BG | Y | STEEL CITY , DB12136BG | JEA TRANSMISSION | CSC Stores | 6.21 | 2001-12-11 09:41 | John | 10 | 0 | N | N
STEEL CITY | DB12136BG | Y | STEEL CITY , DB12136BG |  |  | 9 | 2001-12-11 09:41 | John | 10 | 0 | N | N
STEEL CITY | DB12136BG | Y | STEEL CITY , DB12136BG |  |  | 10.38 | 2001-12-11 09:41 | John | 10 | 0 | N | N
STEEL CITY | DB12136BG | Y | STEEL CITY , DB12136BG |  |  | 11.52 | 2001-12-11 09:41 | John | 10 | 0 | N | N
STEEL CITY | DB12136BG | Y | STEEL CITY , DB12136BG |  |  | 12.33 | 2001-12-11 09:41 | John | 10 | 0 | N | N
STEEL CITY | DB12136BG | Y | STEEL CITY , DB12136BG |  |  | 12.41 | 2001-12-11 09:41 | John | 10 | 0 | N | N
THREADED FASTENERS INC. | TF12136BG | Y | THREADED FASTENERS INC. , TF12136BG | JEA TRANSMISSION | CSC Stores | 6.21 | 2001-12-11 09:41 | John | 10 | 0 | N | N
THREADED FASTENERS INC. | TF12136BG | Y | THREADED FASTENERS INC. , TF12136BG |  |  | 9 | 2001-12-11 09:41 | John | 10 | 0 | N | N
THREADED FASTENERS INC. | TF12136BG | Y | THREADED FASTENERS INC. , TF12136BG |  |  | 10.38 | 2001-12-11 09:41 | John | 10 | 0 | N | N
THREADED FASTENERS INC. | TF12136BG | Y | THREADED FASTENERS INC. , TF12136BG |  |  | 11.52 | 2001-12-11 09:41 | John | 10 | 0 | N | N
THREADED FASTENERS INC. | TF12136BG | Y | THREADED FASTENERS INC. , TF12136BG |  |  | 12.33 | 2001-12-11 09:41 | John | 10 | 0 | N | N
THREADED FASTENERS INC. | TF12136BG | Y | THREADED FASTENERS INC. , TF12136BG |  |  | 12.41 | 2001-12-11 09:41 | John | 10 | 0 | N | N
ALLIED BOLT, INC. | 5999 | Y | ALLIED BOLT, INC. , 5999 | JEA OVERHEAD DISTRIBUTION | CSC Stores | 5.28 | 2001-12-11 09:41 | Anjanece | 10 | 0 | N | N
ALLIED BOLT, INC. | 5999 | Y | ALLIED BOLT, INC. , 5999 |  |  | 5.35 | 2001-12-11 09:41 | Anjanece | 10 | 0 | N | N
ALLIED BOLT, INC. | 5999 | Y | ALLIED BOLT, INC. , 5999 |  |  | 6.8 | 2001-12-11 09:41 | Anjanece | 10 | 0 | N | N
ALLIED BOLT, INC. | 5999 | Y | ALLIED BOLT, INC. , 5999 |  |  | 7.19 | 2001-12-11 09:41 | Anjanece | 10 | 0 | N | N
ALLIED BOLT, INC. | 5999 | Y | ALLIED BOLT, INC. , 5999 |  |  | 9.56 | 2001-12-11 09:41 | Anjanece | 10 | 0 | N | N
ALLIED BOLT, INC. | 5999 | Y | ALLIED BOLT, INC. , 5999 |  |  | 10.64 | 2001-12-11 09:41 | Anjanece | 10 | 0 | N | N
ALLIED BOLT, INC. | 5999 | Y | ALLIED BOLT, INC. , 5999 |  |  | 11.35 | 2001-12-11 09:41 | Anjanece | 10 | 0 | N | N
ALLIED BOLT, INC. | 5999 | Y | ALLIED BOLT, INC. , 5999 |  |  | 12.44 | 2001-12-11 09:41 | Anjanece | 10 | 0 | N | N
ALLIED BOLT, INC. | 5999 | Y | ALLIED BOLT, INC. , 5999 |  |  | 12.67 | 2001-12-11 09:41 | Anjanece | 10 | 0 | N | N
ALLIED BOLT, INC. | 5999 | Y | ALLIED BOLT, INC. , 5999 |  |  | 12.75 | 2001-12-11 09:41 | Anjanece | 10 | 0 | N | N
ALLIED BOLT, INC. | 5999 | Y | ALLIED BOLT, INC. , 5999 |  |  | 12.76 | 2001-12-11 09:41 | Anjanece | 10 | 0 | N | N
HUBBELL POWER SYSTEMS, INC. | PS889836 | Y | HUBBELL POWER SYSTEMS, INC. , PS889836 | JEA OVERHEAD DISTRIBUTION | CSC Stores | 5.28 | 2001-12-11 09:41 | Anjanece | 10 | 0 | N | N
HUBBELL POWER SYSTEMS, INC. | PS889836 | Y | HUBBELL POWER SYSTEMS, INC. , PS889836 |  |  | 5.35 | 2001-12-11 09:41 | Anjanece | 10 | 0 | N | N
HUBBELL POWER SYSTEMS, INC. | PS889836 | Y | HUBBELL POWER SYSTEMS, INC. , PS889836 |  |  | 6.8 | 2001-12-11 09:41 | Anjanece | 10 | 0 | N | N
HUBBELL POWER SYSTEMS, INC. | PS889836 | Y | HUBBELL POWER SYSTEMS, INC. , PS889836 |  |  | 7.19 | 2001-12-11 09:41 | Anjanece | 10 | 0 | N | N
HUBBELL POWER SYSTEMS, INC. | PS889836 | Y | HUBBELL POWER SYSTEMS, INC. , PS889836 |  |  | 9.56 | 2001-12-11 09:41 | Anjanece | 10 | 0 | N | N
HUBBELL POWER SYSTEMS, INC. | PS889836 | Y | HUBBELL POWER SYSTEMS, INC. , PS889836 |  |  | 10.64 | 2001-12-11 09:41 | Anjanece | 10 | 0 | N | N
HUBBELL POWER SYSTEMS, INC. | PS889836 | Y | HUBBELL POWER SYSTEMS, INC. , PS889836 |  |  | 11.35 | 2001-12-11 09:41 | Anjanece | 10 | 0 | N | N
HUBBELL POWER SYSTEMS, INC. | PS889836 | Y | HUBBELL POWER SYSTEMS, INC. , PS889836 |  |  | 12.44 | 2001-12-11 09:41 | Anjanece | 10 | 0 | N | N
HUBBELL POWER SYSTEMS, INC. | PS889836 | Y | HUBBELL POWER SYSTEMS, INC. , PS889836 |  |  | 12.67 | 2001-12-11 09:41 | Anjanece | 10 | 0 | N | N
HUBBELL POWER SYSTEMS, INC. | PS889836 | Y | HUBBELL POWER SYSTEMS, INC. , PS889836 |  |  | 12.75 | 2001-12-11 09:41 | Anjanece | 10 | 0 | N | N
HUBBELL POWER SYSTEMS, INC. | PS889836 | Y | HUBBELL POWER SYSTEMS, INC. , PS889836 |  |  | 12.76 | 2001-12-11 09:41 | Anjanece | 10 | 0 | N | N
HUGHES | TR-736-F | Y | HUGHES , TR-736-F | JEA OVERHEAD DISTRIBUTION | CSC Stores | 5.28 | 2001-12-11 09:41 | Anjanece | 10 | 0 | N | N
HUGHES | TR-736-F | Y | HUGHES , TR-736-F |  |  | 5.35 | 2001-12-11 09:41 | Anjanece | 10 | 0 | N | N
HUGHES | TR-736-F | Y | HUGHES , TR-736-F |  |  | 6.8 | 2001-12-11 09:41 | Anjanece | 10 | 0 | N | N
HUGHES | TR-736-F | Y | HUGHES , TR-736-F |  |  | 7.19 | 2001-12-11 09:41 | Anjanece | 10 | 0 | N | N
HUGHES | TR-736-F | Y | HUGHES , TR-736-F |  |  | 9.56 | 2001-12-11 09:41 | Anjanece | 10 | 0 | N | N
HUGHES | TR-736-F | Y | HUGHES , TR-736-F |  |  | 10.64 | 2001-12-11 09:41 | Anjanece | 10 | 0 | N | N
HUGHES | TR-736-F | Y | HUGHES , TR-736-F |  |  | 11.35 | 2001-12-11 09:41 | Anjanece | 10 | 0 | N | N
HUGHES | TR-736-F | Y | HUGHES , TR-736-F |  |  | 12.44 | 2001-12-11 09:41 | Anjanece | 10 | 0 | N | N
HUGHES | TR-736-F | Y | HUGHES , TR-736-F |  |  | 12.67 | 2001-12-11 09:41 | Anjanece | 10 | 0 | N | N
HUGHES | TR-736-F | Y | HUGHES , TR-736-F |  |  | 12.75 | 2001-12-11 09:41 | Anjanece | 10 | 0 | N | N
HUGHES | TR-736-F | Y | HUGHES , TR-736-F |  |  | 12.76 | 2001-12-11 09:41 | Anjanece | 10 | 0 | N | N
JOSLYN HI-VOLTAGE CORP. | J9004 | Y | JOSLYN HI-VOLTAGE CORP. , J9004 | JEA OVERHEAD DISTRIBUTION | CSC Stores | 5.28 | 2001-12-11 09:41 | Anjanece | 10 | 0 | N | N
JOSLYN HI-VOLTAGE CORP. | J9004 | Y | JOSLYN HI-VOLTAGE CORP. , J9004 |  |  | 5.35 | 2001-12-11 09:41 | Anjanece | 10 | 0 | N | N
JOSLYN HI-VOLTAGE CORP. | J9004 | Y | JOSLYN HI-VOLTAGE CORP. , J9004 |  |  | 6.8 | 2001-12-11 09:41 | Anjanece | 10 | 0 | N | N
JOSLYN HI-VOLTAGE CORP. | J9004 | Y | JOSLYN HI-VOLTAGE CORP. , J9004 |  |  | 7.19 | 2001-12-11 09:41 | Anjanece | 10 | 0 | N | N
JOSLYN HI-VOLTAGE CORP. | J9004 | Y | JOSLYN HI-VOLTAGE CORP. , J9004 |  |  | 9.56 | 2001-12-11 09:41 | Anjanece | 10 | 0 | N | N
JOSLYN HI-VOLTAGE CORP. | J9004 | Y | JOSLYN HI-VOLTAGE CORP. , J9004 |  |  | 10.64 | 2001-12-11 09:41 | Anjanece | 10 | 0 | N | N
JOSLYN HI-VOLTAGE CORP. | J9004 | Y | JOSLYN HI-VOLTAGE CORP. , J9004 |  |  | 11.35 | 2001-12-11 09:41 | Anjanece | 10 | 0 | N | N
JOSLYN HI-VOLTAGE CORP. | J9004 | Y | JOSLYN HI-VOLTAGE CORP. , J9004 |  |  | 12.44 | 2001-12-11 09:41 | Anjanece | 10 | 0 | N | N
JOSLYN HI-VOLTAGE CORP. | J9004 | Y | JOSLYN HI-VOLTAGE CORP. , J9004 |  |  | 12.67 | 2001-12-11 09:41 | Anjanece | 10 | 0 | N | N
JOSLYN HI-VOLTAGE CORP. | J9004 | Y | JOSLYN HI-VOLTAGE CORP. , J9004 |  |  | 12.75 | 2001-12-11 09:41 | Anjanece | 10 | 0 | N | N
JOSLYN HI-VOLTAGE CORP. | J9004 | Y | JOSLYN HI-VOLTAGE CORP. , J9004 |  |  | 12.76 | 2001-12-11 09:41 | Anjanece | 10 | 0 | N | N
MC GRAW EDISON | DF3D36 | Y | MC GRAW EDISON , DF3D36 | JEA OVERHEAD DISTRIBUTION | CSC Stores | 5.28 | 2001-12-11 09:41 | Anjanece | 10 | 0 | N | N
MC GRAW EDISON | DF3D36 | Y | MC GRAW EDISON , DF3D36 |  |  | 5.35 | 2001-12-11 09:41 | Anjanece | 10 | 0 | N | N
MC GRAW EDISON | DF3D36 | Y | MC GRAW EDISON , DF3D36 |  |  | 6.8 | 2001-12-11 09:41 | Anjanece | 10 | 0 | N | N
MC GRAW EDISON | DF3D36 | Y | MC GRAW EDISON , DF3D36 |  |  | 7.19 | 2001-12-11 09:41 | Anjanece | 10 | 0 | N | N
MC GRAW EDISON | DF3D36 | Y | MC GRAW EDISON , DF3D36 |  |  | 9.56 | 2001-12-11 09:41 | Anjanece | 10 | 0 | N | N
MC GRAW EDISON | DF3D36 | Y | MC GRAW EDISON , DF3D36 |  |  | 10.64 | 2001-12-11 09:41 | Anjanece | 10 | 0 | N | N
MC GRAW EDISON | DF3D36 | Y | MC GRAW EDISON , DF3D36 |  |  | 11.35 | 2001-12-11 09:41 | Anjanece | 10 | 0 | N | N
MC GRAW EDISON | DF3D36 | Y | MC GRAW EDISON , DF3D36 |  |  | 12.44 | 2001-12-11 09:41 | Anjanece | 10 | 0 | N | N
MC GRAW EDISON | DF3D36 | Y | MC GRAW EDISON , DF3D36 |  |  | 12.67 | 2001-12-11 09:41 | Anjanece | 10 | 0 | N | N
MC GRAW EDISON | DF3D36 | Y | MC GRAW EDISON , DF3D36 |  |  | 12.75 | 2001-12-11 09:41 | Anjanece | 10 | 0 | N | N
MC GRAW EDISON | DF3D36 | Y | MC GRAW EDISON , DF3D36 |  |  | 12.76 | 2001-12-11 09:41 | Anjanece | 10 | 0 | N | N
STEEL CITY | DB12144BG | Y | STEEL CITY , DB12144BG | JEA OVERHEAD DISTRIBUTION | CSC Stores | 5.28 | 2001-12-11 09:41 | Anjanece | 10 | 0 | N | N
STEEL CITY | DB12144BG | Y | STEEL CITY , DB12144BG |  |  | 5.35 | 2001-12-11 09:41 | Anjanece | 10 | 0 | N | N
STEEL CITY | DB12144BG | Y | STEEL CITY , DB12144BG |  |  | 6.8 | 2001-12-11 09:41 | Anjanece | 10 | 0 | N | N
STEEL CITY | DB12144BG | Y | STEEL CITY , DB12144BG |  |  | 7.19 | 2001-12-11 09:41 | Anjanece | 10 | 0 | N | N
STEEL CITY | DB12144BG | Y | STEEL CITY , DB12144BG |  |  | 9.56 | 2001-12-11 09:41 | Anjanece | 10 | 0 | N | N
STEEL CITY | DB12144BG | Y | STEEL CITY , DB12144BG |  |  | 10.64 | 2001-12-11 09:41 | Anjanece | 10 | 0 | N | N
STEEL CITY | DB12144BG | Y | STEEL CITY , DB12144BG |  |  | 11.35 | 2001-12-11 09:41 | Anjanece | 10 | 0 | N | N
STEEL CITY | DB12144BG | Y | STEEL CITY , DB12144BG |  |  | 12.44 | 2001-12-11 09:41 | Anjanece | 10 | 0 | N | N
STEEL CITY | DB12144BG | Y | STEEL CITY , DB12144BG |  |  | 12.67 | 2001-12-11 09:41 | Anjanece | 10 | 0 | N | N
STEEL CITY | DB12144BG | Y | STEEL CITY , DB12144BG |  |  | 12.75 | 2001-12-11 09:41 | Anjanece | 10 | 0 | N | N
STEEL CITY | DB12144BG | Y | STEEL CITY , DB12144BG |  |  | 12.76 | 2001-12-11 09:41 | Anjanece | 10 | 0 | N | N
THREADED FASTENERS INC. | TF9004 | Y | THREADED FASTENERS INC. , TF9004 | JEA OVERHEAD DISTRIBUTION | CSC Stores | 5.28 | 2001-12-11 09:41 | Anjanece | 10 | 0 | N | N
THREADED FASTENERS INC. | TF9004 | Y | THREADED FASTENERS INC. , TF9004 |  |  | 5.35 | 2001-12-11 09:41 | Anjanece | 10 | 0 | N | N
THREADED FASTENERS INC. | TF9004 | Y | THREADED FASTENERS INC. , TF9004 |  |  | 6.8 | 2001-12-11 09:41 | Anjanece | 10 | 0 | N | N
THREADED FASTENERS INC. | TF9004 | Y | THREADED FASTENERS INC. , TF9004 |  |  | 7.19 | 2001-12-11 09:41 | Anjanece | 10 | 0 | N | N
THREADED FASTENERS INC. | TF9004 | Y | THREADED FASTENERS INC. , TF9004 |  |  | 9.56 | 2001-12-11 09:41 | Anjanece | 10 | 0 | N | N
THREADED FASTENERS INC. | TF9004 | Y | THREADED FASTENERS INC. , TF9004 |  |  | 10.64 | 2001-12-11 09:41 | Anjanece | 10 | 0 | N | N
THREADED FASTENERS INC. | TF9004 | Y | THREADED FASTENERS INC. , TF9004 |  |  | 11.35 | 2001-12-11 09:41 | Anjanece | 10 | 0 | N | N
THREADED FASTENERS INC. | TF9004 | Y | THREADED FASTENERS INC. , TF9004 |  |  | 12.44 | 2001-12-11 09:41 | Anjanece | 10 | 0 | N | N
THREADED FASTENERS INC. | TF9004 | Y | THREADED FASTENERS INC. , TF9004 |  |  | 12.67 | 2001-12-11 09:41 | Anjanece | 10 | 0 | N | N
THREADED FASTENERS INC. | TF9004 | Y | THREADED FASTENERS INC. , TF9004 |  |  | 12.75 | 2001-12-11 09:41 | Anjanece | 10 | 0 | N | N
THREADED FASTENERS INC. | TF9004 | Y | THREADED FASTENERS INC. , TF9004 |  |  | 12.76 | 2001-12-11 09:41 | Anjanece | 10 | 0 | N | N
UTILITIES SERVICE | 5089F | Y | UTILITIES SERVICE , 5089F | JEA OVERHEAD DISTRIBUTION | CSC Stores | 5.28 | 2001-12-11 09:41 | Anjanece | 10 | 0 | N | N
UTILITIES SERVICE | 5089F | Y | UTILITIES SERVICE , 5089F |  |  | 5.35 | 2001-12-11 09:41 | Anjanece | 10 | 0 | N | N
UTILITIES SERVICE | 5089F | Y | UTILITIES SERVICE , 5089F |  |  | 6.8 | 2001-12-11 09:41 | Anjanece | 10 | 0 | N | N
UTILITIES SERVICE | 5089F | Y | UTILITIES SERVICE , 5089F |  |  | 7.19 | 2001-12-11 09:41 | Anjanece | 10 | 0 | N | N
UTILITIES SERVICE | 5089F | Y | UTILITIES SERVICE , 5089F |  |  | 9.56 | 2001-12-11 09:41 | Anjanece | 10 | 0 | N | N
UTILITIES SERVICE | 5089F | Y | UTILITIES SERVICE , 5089F |  |  | 10.64 | 2001-12-11 09:41 | Anjanece | 10 | 0 | N | N
UTILITIES SERVICE | 5089F | Y | UTILITIES SERVICE , 5089F |  |  | 11.35 | 2001-12-11 09:41 | Anjanece | 10 | 0 | N | N
UTILITIES SERVICE | 5089F | Y | UTILITIES SERVICE , 5089F |  |  | 12.44 | 2001-12-11 09:41 | Anjanece | 10 | 0 | N | N
UTILITIES SERVICE | 5089F | Y | UTILITIES SERVICE , 5089F |  |  | 12.67 | 2001-12-11 09:41 | Anjanece | 10 | 0 | N | N
UTILITIES SERVICE | 5089F | Y | UTILITIES SERVICE , 5089F |  |  | 12.75 | 2001-12-11 09:41 | Anjanece | 10 | 0 | N | N
UTILITIES SERVICE | 5089F | Y | UTILITIES SERVICE , 5089F |  |  | 12.76 | 2001-12-11 09:41 | Anjanece | 10 | 0 | N | N
ALLIED BOLT, INC. | 6700-10 | Y | ALLIED BOLT, INC. , 6700-10 | JEA OVERHEAD DISTRIBUTION | CSC Stores | 5.51 | 2001-12-11 09:41 | Anjanece | 5 | 0 | N | N
ALLIED BOLT, INC. | 6700-10 | Y | ALLIED BOLT, INC. , 6700-10 |  |  | 5.98 | 2001-12-11 09:41 | Anjanece | 5 | 0 | N | N
ALLIED BOLT, INC. | 6700-10 | Y | ALLIED BOLT, INC. , 6700-10 |  |  | 7.02 | 2001-12-11 09:41 | Anjanece | 5 | 0 | N | N
ALLIED BOLT, INC. | 6700-10 | Y | ALLIED BOLT, INC. , 6700-10 |  |  | 11.67 | 2001-12-11 09:41 | Anjanece | 5 | 0 | N | N
ALLIED BOLT, INC. | 6700-10 | Y | ALLIED BOLT, INC. , 6700-10 |  |  | 13.1 | 2001-12-11 09:41 | Anjanece | 5 | 0 | N | N
ALLIED BOLT, INC. | 6700-10 | Y | ALLIED BOLT, INC. , 6700-10 |  |  | 15.05 | 2001-12-11 09:41 | Anjanece | 5 | 0 | N | N
ALLIED BOLT, INC. | 6700-10 | Y | ALLIED BOLT, INC. , 6700-10 |  |  | 16.38 | 2001-12-11 09:41 | Anjanece | 5 | 0 | N | N
HUBBELL POWER SYSTEMS, INC. | PS889838 | Y | HUBBELL POWER SYSTEMS, INC. , PS889838 | JEA OVERHEAD DISTRIBUTION | CSC Stores | 5.51 | 2001-12-11 09:41 | Anjanece | 5 | 0 | N | N
HUBBELL POWER SYSTEMS, INC. | PS889838 | Y | HUBBELL POWER SYSTEMS, INC. , PS889838 |  |  | 5.98 | 2001-12-11 09:41 | Anjanece | 5 | 0 | N | N
HUBBELL POWER SYSTEMS, INC. | PS889838 | Y | HUBBELL POWER SYSTEMS, INC. , PS889838 |  |  | 7.02 | 2001-12-11 09:41 | Anjanece | 5 | 0 | N | N
HUBBELL POWER SYSTEMS, INC. | PS889838 | Y | HUBBELL POWER SYSTEMS, INC. , PS889838 |  |  | 11.67 | 2001-12-11 09:41 | Anjanece | 5 | 0 | N | N
HUBBELL POWER SYSTEMS, INC. | PS889838 | Y | HUBBELL POWER SYSTEMS, INC. , PS889838 |  |  | 13.1 | 2001-12-11 09:41 | Anjanece | 5 | 0 | N | N
HUBBELL POWER SYSTEMS, INC. | PS889838 | Y | HUBBELL POWER SYSTEMS, INC. , PS889838 |  |  | 15.05 | 2001-12-11 09:41 | Anjanece | 5 | 0 | N | N
HUBBELL POWER SYSTEMS, INC. | PS889838 | Y | HUBBELL POWER SYSTEMS, INC. , PS889838 |  |  | 16.38 | 2001-12-11 09:41 | Anjanece | 5 | 0 | N | N
HUGHES | TR-738-F | Y | HUGHES , TR-738-F | JEA OVERHEAD DISTRIBUTION | CSC Stores | 5.51 | 2001-12-11 09:41 | Anjanece | 5 | 0 | N | N
HUGHES | TR-738-F | Y | HUGHES , TR-738-F |  |  | 5.98 | 2001-12-11 09:41 | Anjanece | 5 | 0 | N | N
HUGHES | TR-738-F | Y | HUGHES , TR-738-F |  |  | 7.02 | 2001-12-11 09:41 | Anjanece | 5 | 0 | N | N
HUGHES | TR-738-F | Y | HUGHES , TR-738-F |  |  | 11.67 | 2001-12-11 09:41 | Anjanece | 5 | 0 | N | N
HUGHES | TR-738-F | Y | HUGHES , TR-738-F |  |  | 13.1 | 2001-12-11 09:41 | Anjanece | 5 | 0 | N | N
HUGHES | TR-738-F | Y | HUGHES , TR-738-F |  |  | 15.05 | 2001-12-11 09:41 | Anjanece | 5 | 0 | N | N
HUGHES | TR-738-F | Y | HUGHES , TR-738-F |  |  | 16.38 | 2001-12-11 09:41 | Anjanece | 5 | 0 | N | N
JOSLYN HI-VOLTAGE CORP. | J9005 | Y | JOSLYN HI-VOLTAGE CORP. , J9005 | JEA OVERHEAD DISTRIBUTION | CSC Stores | 5.51 | 2001-12-11 09:41 | Anjanece | 5 | 0 | N | N
JOSLYN HI-VOLTAGE CORP. | J9005 | Y | JOSLYN HI-VOLTAGE CORP. , J9005 |  |  | 5.98 | 2001-12-11 09:41 | Anjanece | 5 | 0 | N | N
JOSLYN HI-VOLTAGE CORP. | J9005 | Y | JOSLYN HI-VOLTAGE CORP. , J9005 |  |  | 7.02 | 2001-12-11 09:41 | Anjanece | 5 | 0 | N | N
JOSLYN HI-VOLTAGE CORP. | J9005 | Y | JOSLYN HI-VOLTAGE CORP. , J9005 |  |  | 11.67 | 2001-12-11 09:41 | Anjanece | 5 | 0 | N | N
JOSLYN HI-VOLTAGE CORP. | J9005 | Y | JOSLYN HI-VOLTAGE CORP. , J9005 |  |  | 13.1 | 2001-12-11 09:41 | Anjanece | 5 | 0 | N | N
JOSLYN HI-VOLTAGE CORP. | J9005 | Y | JOSLYN HI-VOLTAGE CORP. , J9005 |  |  | 15.05 | 2001-12-11 09:41 | Anjanece | 5 | 0 | N | N
JOSLYN HI-VOLTAGE CORP. | J9005 | Y | JOSLYN HI-VOLTAGE CORP. , J9005 |  |  | 16.38 | 2001-12-11 09:41 | Anjanece | 5 | 0 | N | N
STEEL CITY | DB12152BG | Y | STEEL CITY , DB12152BG | JEA OVERHEAD DISTRIBUTION | CSC Stores | 5.51 | 2001-12-11 09:41 | Anjanece | 5 | 0 | N | N
STEEL CITY | DB12152BG | Y | STEEL CITY , DB12152BG |  |  | 5.98 | 2001-12-11 09:41 | Anjanece | 5 | 0 | N | N
STEEL CITY | DB12152BG | Y | STEEL CITY , DB12152BG |  |  | 7.02 | 2001-12-11 09:41 | Anjanece | 5 | 0 | N | N
STEEL CITY | DB12152BG | Y | STEEL CITY , DB12152BG |  |  | 11.67 | 2001-12-11 09:41 | Anjanece | 5 | 0 | N | N
STEEL CITY | DB12152BG | Y | STEEL CITY , DB12152BG |  |  | 13.1 | 2001-12-11 09:41 | Anjanece | 5 | 0 | N | N
STEEL CITY | DB12152BG | Y | STEEL CITY , DB12152BG |  |  | 15.05 | 2001-12-11 09:41 | Anjanece | 5 | 0 | N | N
STEEL CITY | DB12152BG | Y | STEEL CITY , DB12152BG |  |  | 16.38 | 2001-12-11 09:41 | Anjanece | 5 | 0 | N | N
THREADED FASTENERS INC. | TF9005 | Y | THREADED FASTENERS INC. , TF9005 | JEA OVERHEAD DISTRIBUTION | CSC Stores | 5.51 | 2001-12-11 09:41 | Anjanece | 5 | 0 | N | N
THREADED FASTENERS INC. | TF9005 | Y | THREADED FASTENERS INC. , TF9005 |  |  | 5.98 | 2001-12-11 09:41 | Anjanece | 5 | 0 | N | N
THREADED FASTENERS INC. | TF9005 | Y | THREADED FASTENERS INC. , TF9005 |  |  | 7.02 | 2001-12-11 09:41 | Anjanece | 5 | 0 | N | N
THREADED FASTENERS INC. | TF9005 | Y | THREADED FASTENERS INC. , TF9005 |  |  | 11.67 | 2001-12-11 09:41 | Anjanece | 5 | 0 | N | N
THREADED FASTENERS INC. | TF9005 | Y | THREADED FASTENERS INC. , TF9005 |  |  | 13.1 | 2001-12-11 09:41 | Anjanece | 5 | 0 | N | N
THREADED FASTENERS INC. | TF9005 | Y | THREADED FASTENERS INC. , TF9005 |  |  | 15.05 | 2001-12-11 09:41 | Anjanece | 5 | 0 | N | N
THREADED FASTENERS INC. | TF9005 | Y | THREADED FASTENERS INC. , TF9005 |  |  | 16.38 | 2001-12-11 09:41 | Anjanece | 5 | 0 | N | N
ALLIED | 6702-10 | Y | ALLIED , 6702-10 | JEA OVERHEAD DISTRIBUTION | CSC Stores | 7.12 | 2001-12-11 09:41 | Anjanece | 5 | 0 | N | N
ALLIED | 6702-10 | Y | ALLIED , 6702-10 |  |  | 7.31 | 2001-12-11 09:41 | Anjanece | 5 | 0 | N | N
ALLIED | 6702-10 | Y | ALLIED , 6702-10 |  |  | 7.39 | 2001-12-11 09:41 | Anjanece | 5 | 0 | N | N
ALLIED | 6702-10 | Y | ALLIED , 6702-10 |  |  | 7.56 | 2001-12-11 09:41 | Anjanece | 5 | 0 | N | N
ALLIED | 6702-10 | Y | ALLIED , 6702-10 |  |  | 8.23 | 2001-12-11 09:41 | Anjanece | 5 | 0 | N | N
ALLIED | 6702-10 | Y | ALLIED , 6702-10 |  |  | 11.92 | 2001-12-11 09:41 | Anjanece | 5 | 0 | N | N
ALLIED | 6702-10 | Y | ALLIED , 6702-10 |  |  | 13.03 | 2001-12-11 09:41 | Anjanece | 5 | 0 | N | N
ALLIED | 6702-10 | Y | ALLIED , 6702-10 |  |  | 17.82 | 2001-12-11 09:41 | Anjanece | 5 | 0 | N | N
HUBBELL POWER SYSTEMS, INC. | PS889840 | Y | HUBBELL POWER SYSTEMS, INC. , PS889840 | JEA OVERHEAD DISTRIBUTION | CSC Stores | 7.12 | 2001-12-11 09:41 | Anjanece | 5 | 0 | N | N
HUBBELL POWER SYSTEMS, INC. | PS889840 | Y | HUBBELL POWER SYSTEMS, INC. , PS889840 |  |  | 7.31 | 2001-12-11 09:41 | Anjanece | 5 | 0 | N | N
HUBBELL POWER SYSTEMS, INC. | PS889840 | Y | HUBBELL POWER SYSTEMS, INC. , PS889840 |  |  | 7.39 | 2001-12-11 09:41 | Anjanece | 5 | 0 | N | N
HUBBELL POWER SYSTEMS, INC. | PS889840 | Y | HUBBELL POWER SYSTEMS, INC. , PS889840 |  |  | 7.56 | 2001-12-11 09:41 | Anjanece | 5 | 0 | N | N
HUBBELL POWER SYSTEMS, INC. | PS889840 | Y | HUBBELL POWER SYSTEMS, INC. , PS889840 |  |  | 8.23 | 2001-12-11 09:41 | Anjanece | 5 | 0 | N | N
HUBBELL POWER SYSTEMS, INC. | PS889840 | Y | HUBBELL POWER SYSTEMS, INC. , PS889840 |  |  | 11.92 | 2001-12-11 09:41 | Anjanece | 5 | 0 | N | N
HUBBELL POWER SYSTEMS, INC. | PS889840 | Y | HUBBELL POWER SYSTEMS, INC. , PS889840 |  |  | 13.03 | 2001-12-11 09:41 | Anjanece | 5 | 0 | N | N
HUBBELL POWER SYSTEMS, INC. | PS889840 | Y | HUBBELL POWER SYSTEMS, INC. , PS889840 |  |  | 17.82 | 2001-12-11 09:41 | Anjanece | 5 | 0 | N | N
HUGHES | TR-740-F | Y | HUGHES , TR-740-F | JEA OVERHEAD DISTRIBUTION | CSC Stores | 7.12 | 2001-12-11 09:41 | Anjanece | 5 | 0 | N | N
HUGHES | TR-740-F | Y | HUGHES , TR-740-F |  |  | 7.31 | 2001-12-11 09:41 | Anjanece | 5 | 0 | N | N
HUGHES | TR-740-F | Y | HUGHES , TR-740-F |  |  | 7.39 | 2001-12-11 09:41 | Anjanece | 5 | 0 | N | N
HUGHES | TR-740-F | Y | HUGHES , TR-740-F |  |  | 7.56 | 2001-12-11 09:41 | Anjanece | 5 | 0 | N | N
HUGHES | TR-740-F | Y | HUGHES , TR-740-F |  |  | 8.23 | 2001-12-11 09:41 | Anjanece | 5 | 0 | N | N
HUGHES | TR-740-F | Y | HUGHES , TR-740-F |  |  | 11.92 | 2001-12-11 09:41 | Anjanece | 5 | 0 | N | N
HUGHES | TR-740-F | Y | HUGHES , TR-740-F |  |  | 13.03 | 2001-12-11 09:41 | Anjanece | 5 | 0 | N | N
HUGHES | TR-740-F | Y | HUGHES , TR-740-F |  |  | 17.82 | 2001-12-11 09:41 | Anjanece | 5 | 0 | N | N
JOSLYN HI-VOLTAGE CORP. | J9006 | Y | JOSLYN HI-VOLTAGE CORP. , J9006 | JEA OVERHEAD DISTRIBUTION | CSC Stores | 7.12 | 2001-12-11 09:41 | Anjanece | 5 | 0 | N | N
JOSLYN HI-VOLTAGE CORP. | J9006 | Y | JOSLYN HI-VOLTAGE CORP. , J9006 |  |  | 7.31 | 2001-12-11 09:41 | Anjanece | 5 | 0 | N | N
JOSLYN HI-VOLTAGE CORP. | J9006 | Y | JOSLYN HI-VOLTAGE CORP. , J9006 |  |  | 7.39 | 2001-12-11 09:41 | Anjanece | 5 | 0 | N | N
JOSLYN HI-VOLTAGE CORP. | J9006 | Y | JOSLYN HI-VOLTAGE CORP. , J9006 |  |  | 7.56 | 2001-12-11 09:41 | Anjanece | 5 | 0 | N | N
JOSLYN HI-VOLTAGE CORP. | J9006 | Y | JOSLYN HI-VOLTAGE CORP. , J9006 |  |  | 8.23 | 2001-12-11 09:41 | Anjanece | 5 | 0 | N | N
JOSLYN HI-VOLTAGE CORP. | J9006 | Y | JOSLYN HI-VOLTAGE CORP. , J9006 |  |  | 11.92 | 2001-12-11 09:41 | Anjanece | 5 | 0 | N | N
JOSLYN HI-VOLTAGE CORP. | J9006 | Y | JOSLYN HI-VOLTAGE CORP. , J9006 |  |  | 13.03 | 2001-12-11 09:41 | Anjanece | 5 | 0 | N | N
JOSLYN HI-VOLTAGE CORP. | J9006 | Y | JOSLYN HI-VOLTAGE CORP. , J9006 |  |  | 17.82 | 2001-12-11 09:41 | Anjanece | 5 | 0 | N | N
STEEL CITY | DB12160BG | Y | STEEL CITY , DB12160BG | JEA OVERHEAD DISTRIBUTION | CSC Stores | 7.12 | 2001-12-11 09:41 | Anjanece | 5 | 0 | N | N
STEEL CITY | DB12160BG | Y | STEEL CITY , DB12160BG |  |  | 7.31 | 2001-12-11 09:41 | Anjanece | 5 | 0 | N | N
STEEL CITY | DB12160BG | Y | STEEL CITY , DB12160BG |  |  | 7.39 | 2001-12-11 09:41 | Anjanece | 5 | 0 | N | N
STEEL CITY | DB12160BG | Y | STEEL CITY , DB12160BG |  |  | 7.56 | 2001-12-11 09:41 | Anjanece | 5 | 0 | N | N
STEEL CITY | DB12160BG | Y | STEEL CITY , DB12160BG |  |  | 8.23 | 2001-12-11 09:41 | Anjanece | 5 | 0 | N | N
STEEL CITY | DB12160BG | Y | STEEL CITY , DB12160BG |  |  | 11.92 | 2001-12-11 09:41 | Anjanece | 5 | 0 | N | N
STEEL CITY | DB12160BG | Y | STEEL CITY , DB12160BG |  |  | 13.03 | 2001-12-11 09:41 | Anjanece | 5 | 0 | N | N
STEEL CITY | DB12160BG | Y | STEEL CITY , DB12160BG |  |  | 17.82 | 2001-12-11 09:41 | Anjanece | 5 | 0 | N | N
THREADED FASTENERS INC. | TF9006 | Y | THREADED FASTENERS INC. , TF9006 | JEA OVERHEAD DISTRIBUTION | CSC Stores | 7.12 | 2001-12-11 09:41 | Anjanece | 5 | 0 | N | N
THREADED FASTENERS INC. | TF9006 | Y | THREADED FASTENERS INC. , TF9006 |  |  | 7.31 | 2001-12-11 09:41 | Anjanece | 5 | 0 | N | N
THREADED FASTENERS INC. | TF9006 | Y | THREADED FASTENERS INC. , TF9006 |  |  | 7.39 | 2001-12-11 09:41 | Anjanece | 5 | 0 | N | N
THREADED FASTENERS INC. | TF9006 | Y | THREADED FASTENERS INC. , TF9006 |  |  | 7.56 | 2001-12-11 09:41 | Anjanece | 5 | 0 | N | N
THREADED FASTENERS INC. | TF9006 | Y | THREADED FASTENERS INC. , TF9006 |  |  | 8.23 | 2001-12-11 09:41 | Anjanece | 5 | 0 | N | N
THREADED FASTENERS INC. | TF9006 | Y | THREADED FASTENERS INC. , TF9006 |  |  | 11.92 | 2001-12-11 09:41 | Anjanece | 5 | 0 | N | N
THREADED FASTENERS INC. | TF9006 | Y | THREADED FASTENERS INC. , TF9006 |  |  | 13.03 | 2001-12-11 09:41 | Anjanece | 5 | 0 | N | N
THREADED FASTENERS INC. | TF9006 | Y | THREADED FASTENERS INC. , TF9006 |  |  | 17.82 | 2001-12-11 09:41 | Anjanece | 5 | 0 | N | N
ALLIED BOLT, INC. | 6104 | Y | ALLIED BOLT, INC. , 6104 | JEA OVERHEAD DISTRIBUTION | CSC Stores | 4.12 | 2001-12-11 09:41 | Anjanece | 5 | 0 | N | N
ALLIED BOLT, INC. | 6104 | Y | ALLIED BOLT, INC. , 6104 |  |  | 6.73 | 2001-12-11 09:41 | Anjanece | 5 | 0 | N | N
ALLIED BOLT, INC. | 6104 | Y | ALLIED BOLT, INC. , 6104 |  |  | 6.75 | 2001-12-11 09:41 | Anjanece | 5 | 0 | N | N
ALLIED BOLT, INC. | 6104 | Y | ALLIED BOLT, INC. , 6104 |  |  | 6.82 | 2001-12-11 09:41 | Anjanece | 5 | 0 | N | N
ALLIED BOLT, INC. | 6104 | Y | ALLIED BOLT, INC. , 6104 |  |  | 6.98 | 2001-12-11 09:41 | Anjanece | 5 | 0 | N | N
ALLIED BOLT, INC. | 6104 | Y | ALLIED BOLT, INC. , 6104 |  |  | 6.99 | 2001-12-11 09:41 | Anjanece | 5 | 0 | N | N
ALLIED BOLT, INC. | 6104 | Y | ALLIED BOLT, INC. , 6104 |  |  | 9.37 | 2001-12-11 09:41 | Anjanece | 5 | 0 | N | N
ALLIED BOLT, INC. | 6104-10 | Y | ALLIED BOLT, INC. , 6104-10 | JEA OVERHEAD DISTRIBUTION | CSC Stores | 4.12 | 2001-12-11 09:41 | Anjanece | 5 | 0 | N | N
ALLIED BOLT, INC. | 6104-10 | Y | ALLIED BOLT, INC. , 6104-10 |  |  | 6.73 | 2001-12-11 09:41 | Anjanece | 5 | 0 | N | N
ALLIED BOLT, INC. | 6104-10 | Y | ALLIED BOLT, INC. , 6104-10 |  |  | 6.75 | 2001-12-11 09:41 | Anjanece | 5 | 0 | N | N
ALLIED BOLT, INC. | 6104-10 | Y | ALLIED BOLT, INC. , 6104-10 |  |  | 6.82 | 2001-12-11 09:41 | Anjanece | 5 | 0 | N | N
ALLIED BOLT, INC. | 6104-10 | Y | ALLIED BOLT, INC. , 6104-10 |  |  | 6.98 | 2001-12-11 09:41 | Anjanece | 5 | 0 | N | N
ALLIED BOLT, INC. | 6104-10 | Y | ALLIED BOLT, INC. , 6104-10 |  |  | 6.99 | 2001-12-11 09:41 | Anjanece | 5 | 0 | N | N
ALLIED BOLT, INC. | 6104-10 | Y | ALLIED BOLT, INC. , 6104-10 |  |  | 9.37 | 2001-12-11 09:41 | Anjanece | 5 | 0 | N | N
HUBBELL POWER SYSTEMS, INC. | PS889842 | Y | HUBBELL POWER SYSTEMS, INC. , PS889842 | JEA OVERHEAD DISTRIBUTION | CSC Stores | 4.12 | 2001-12-11 09:41 | Anjanece | 5 | 0 | N | N
HUBBELL POWER SYSTEMS, INC. | PS889842 | Y | HUBBELL POWER SYSTEMS, INC. , PS889842 |  |  | 6.73 | 2001-12-11 09:41 | Anjanece | 5 | 0 | N | N
HUBBELL POWER SYSTEMS, INC. | PS889842 | Y | HUBBELL POWER SYSTEMS, INC. , PS889842 |  |  | 6.75 | 2001-12-11 09:41 | Anjanece | 5 | 0 | N | N
HUBBELL POWER SYSTEMS, INC. | PS889842 | Y | HUBBELL POWER SYSTEMS, INC. , PS889842 |  |  | 6.82 | 2001-12-11 09:41 | Anjanece | 5 | 0 | N | N
HUBBELL POWER SYSTEMS, INC. | PS889842 | Y | HUBBELL POWER SYSTEMS, INC. , PS889842 |  |  | 6.98 | 2001-12-11 09:41 | Anjanece | 5 | 0 | N | N
HUBBELL POWER SYSTEMS, INC. | PS889842 | Y | HUBBELL POWER SYSTEMS, INC. , PS889842 |  |  | 6.99 | 2001-12-11 09:41 | Anjanece | 5 | 0 | N | N
HUBBELL POWER SYSTEMS, INC. | PS889842 | Y | HUBBELL POWER SYSTEMS, INC. , PS889842 |  |  | 9.37 | 2001-12-11 09:41 | Anjanece | 5 | 0 | N | N
HUGHES | TR-742-F | Y | HUGHES , TR-742-F | JEA OVERHEAD DISTRIBUTION | CSC Stores | 4.12 | 2001-12-11 09:41 | Anjanece | 5 | 0 | N | N
HUGHES | TR-742-F | Y | HUGHES , TR-742-F |  |  | 6.73 | 2001-12-11 09:41 | Anjanece | 5 | 0 | N | N
HUGHES | TR-742-F | Y | HUGHES , TR-742-F |  |  | 6.75 | 2001-12-11 09:41 | Anjanece | 5 | 0 | N | N
HUGHES | TR-742-F | Y | HUGHES , TR-742-F |  |  | 6.82 | 2001-12-11 09:41 | Anjanece | 5 | 0 | N | N
HUGHES | TR-742-F | Y | HUGHES , TR-742-F |  |  | 6.98 | 2001-12-11 09:41 | Anjanece | 5 | 0 | N | N
HUGHES | TR-742-F | Y | HUGHES , TR-742-F |  |  | 6.99 | 2001-12-11 09:41 | Anjanece | 5 | 0 | N | N
HUGHES | TR-742-F | Y | HUGHES , TR-742-F |  |  | 9.37 | 2001-12-11 09:41 | Anjanece | 5 | 0 | N | N
JOSLYN HI-VOLTAGE CORP. | J9007 | Y | JOSLYN HI-VOLTAGE CORP. , J9007 | JEA OVERHEAD DISTRIBUTION | CSC Stores | 4.12 | 2001-12-11 09:41 | Anjanece | 5 | 0 | N | N
JOSLYN HI-VOLTAGE CORP. | J9007 | Y | JOSLYN HI-VOLTAGE CORP. , J9007 |  |  | 6.73 | 2001-12-11 09:41 | Anjanece | 5 | 0 | N | N
JOSLYN HI-VOLTAGE CORP. | J9007 | Y | JOSLYN HI-VOLTAGE CORP. , J9007 |  |  | 6.75 | 2001-12-11 09:41 | Anjanece | 5 | 0 | N | N
JOSLYN HI-VOLTAGE CORP. | J9007 | Y | JOSLYN HI-VOLTAGE CORP. , J9007 |  |  | 6.82 | 2001-12-11 09:41 | Anjanece | 5 | 0 | N | N
JOSLYN HI-VOLTAGE CORP. | J9007 | Y | JOSLYN HI-VOLTAGE CORP. , J9007 |  |  | 6.98 | 2001-12-11 09:41 | Anjanece | 5 | 0 | N | N
JOSLYN HI-VOLTAGE CORP. | J9007 | Y | JOSLYN HI-VOLTAGE CORP. , J9007 |  |  | 6.99 | 2001-12-11 09:41 | Anjanece | 5 | 0 | N | N
JOSLYN HI-VOLTAGE CORP. | J9007 | Y | JOSLYN HI-VOLTAGE CORP. , J9007 |  |  | 9.37 | 2001-12-11 09:41 | Anjanece | 5 | 0 | N | N
STEEL CITY | DB12168BG | Y | STEEL CITY , DB12168BG | JEA OVERHEAD DISTRIBUTION | CSC Stores | 4.12 | 2001-12-11 09:41 | Anjanece | 5 | 0 | N | N
STEEL CITY | DB12168BG | Y | STEEL CITY , DB12168BG |  |  | 6.73 | 2001-12-11 09:41 | Anjanece | 5 | 0 | N | N
STEEL CITY | DB12168BG | Y | STEEL CITY , DB12168BG |  |  | 6.75 | 2001-12-11 09:41 | Anjanece | 5 | 0 | N | N
STEEL CITY | DB12168BG | Y | STEEL CITY , DB12168BG |  |  | 6.82 | 2001-12-11 09:41 | Anjanece | 5 | 0 | N | N
STEEL CITY | DB12168BG | Y | STEEL CITY , DB12168BG |  |  | 6.98 | 2001-12-11 09:41 | Anjanece | 5 | 0 | N | N
STEEL CITY | DB12168BG | Y | STEEL CITY , DB12168BG |  |  | 6.99 | 2001-12-11 09:41 | Anjanece | 5 | 0 | N | N
STEEL CITY | DB12168BG | Y | STEEL CITY , DB12168BG |  |  | 9.37 | 2001-12-11 09:41 | Anjanece | 5 | 0 | N | N
THREADED FASTENERS INC. | TF9007 | Y | THREADED FASTENERS INC. , TF9007 | JEA OVERHEAD DISTRIBUTION | CSC Stores | 4.12 | 2001-12-11 09:41 | Anjanece | 5 | 0 | N | N
THREADED FASTENERS INC. | TF9007 | Y | THREADED FASTENERS INC. , TF9007 |  |  | 6.73 | 2001-12-11 09:41 | Anjanece | 5 | 0 | N | N
THREADED FASTENERS INC. | TF9007 | Y | THREADED FASTENERS INC. , TF9007 |  |  | 6.75 | 2001-12-11 09:41 | Anjanece | 5 | 0 | N | N
THREADED FASTENERS INC. | TF9007 | Y | THREADED FASTENERS INC. , TF9007 |  |  | 6.82 | 2001-12-11 09:41 | Anjanece | 5 | 0 | N | N
THREADED FASTENERS INC. | TF9007 | Y | THREADED FASTENERS INC. , TF9007 |  |  | 6.98 | 2001-12-11 09:41 | Anjanece | 5 | 0 | N | N
THREADED FASTENERS INC. | TF9007 | Y | THREADED FASTENERS INC. , TF9007 |  |  | 6.99 | 2001-12-11 09:41 | Anjanece | 5 | 0 | N | N
THREADED FASTENERS INC. | TF9007 | Y | THREADED FASTENERS INC. , TF9007 |  |  | 9.37 | 2001-12-11 09:41 | Anjanece | 5 | 0 | N | N
HUGHES | TR-814-F | Y | HUGHES , TR-814-F | JEA TRANSMISSION | CSC Stores | 6.7 | 2001-12-11 09:41 | John | 15 | 0 | N | N
HUGHES | TR-814-F | Y | HUGHES , TR-814-F |  |  | 7.15 | 2001-12-11 09:41 | John | 15 | 0 | N | N
HUGHES | TR-814-F | Y | HUGHES , TR-814-F |  |  | 7.65 | 2001-12-11 09:41 | John | 15 | 0 | N | N
HUGHES | TR-814-F | Y | HUGHES , TR-814-F |  |  | 7.72 | 2001-12-11 09:41 | John | 15 | 0 | N | N
JOSLYN MANUFACTURING CO. | J9114 | Y | JOSLYN MANUFACTURING CO. , J9114 | JEA TRANSMISSION | CSC Stores | 6.7 | 2001-12-11 09:41 | John | 15 | 0 | N | N
JOSLYN MANUFACTURING CO. | J9114 | Y | JOSLYN MANUFACTURING CO. , J9114 |  |  | 7.15 | 2001-12-11 09:41 | John | 15 | 0 | N | N
JOSLYN MANUFACTURING CO. | J9114 | Y | JOSLYN MANUFACTURING CO. , J9114 |  |  | 7.65 | 2001-12-11 09:41 | John | 15 | 0 | N | N
JOSLYN MANUFACTURING CO. | J9114 | Y | JOSLYN MANUFACTURING CO. , J9114 |  |  | 7.72 | 2001-12-11 09:41 | John | 15 | 0 | N | N
POWERLINE HARDWARE CO. | DAB7814F | Y | POWERLINE HARDWARE CO. , DAB7814F | JEA TRANSMISSION | CSC Stores | 6.7 | 2001-12-11 09:41 | John | 15 | 0 | N | N
POWERLINE HARDWARE CO. | DAB7814F | Y | POWERLINE HARDWARE CO. , DAB7814F |  |  | 7.15 | 2001-12-11 09:41 | John | 15 | 0 | N | N
POWERLINE HARDWARE CO. | DAB7814F | Y | POWERLINE HARDWARE CO. , DAB7814F |  |  | 7.65 | 2001-12-11 09:41 | John | 15 | 0 | N | N
POWERLINE HARDWARE CO. | DAB7814F | Y | POWERLINE HARDWARE CO. , DAB7814F |  |  | 7.72 | 2001-12-11 09:41 | John | 15 | 0 | N | N
STEEL CITY | DB1456BG | Y | STEEL CITY , DB1456BG | JEA TRANSMISSION | CSC Stores | 6.7 | 2001-12-11 09:41 | John | 15 | 0 | N | N
STEEL CITY | DB1456BG | Y | STEEL CITY , DB1456BG |  |  | 7.15 | 2001-12-11 09:41 | John | 15 | 0 | N | N
STEEL CITY | DB1456BG | Y | STEEL CITY , DB1456BG |  |  | 7.65 | 2001-12-11 09:41 | John | 15 | 0 | N | N
STEEL CITY | DB1456BG | Y | STEEL CITY , DB1456BG |  |  | 7.72 | 2001-12-11 09:41 | John | 15 | 0 | N | N
THREADED FASTENERS INC. | 87C1400BDAG/MFG/W4QN | Y | THREADED FASTENERS INC. , 87C1400BDAG/MFG/W4QN | JEA TRANSMISSION | CSC Stores | 6.7 | 2001-12-11 09:41 | John | 15 | 0 | N | N
THREADED FASTENERS INC. | 87C1400BDAG/MFG/W4QN | Y | THREADED FASTENERS INC. , 87C1400BDAG/MFG/W4QN |  |  | 7.15 | 2001-12-11 09:41 | John | 15 | 0 | N | N
THREADED FASTENERS INC. | 87C1400BDAG/MFG/W4QN | Y | THREADED FASTENERS INC. , 87C1400BDAG/MFG/W4QN |  |  | 7.65 | 2001-12-11 09:41 | John | 15 | 0 | N | N
THREADED FASTENERS INC. | 87C1400BDAG/MFG/W4QN | Y | THREADED FASTENERS INC. , 87C1400BDAG/MFG/W4QN |  |  | 7.72 | 2001-12-11 09:41 | John | 15 | 0 | N | N
HUGHES | TR-816-F | Y | HUGHES , TR-816-F | JEA TRANSMISSION | CSC Stores | 5.45 | 2001-12-11 09:42 | John | 15 | 0 | N | N
HUGHES | TR-816-F | Y | HUGHES , TR-816-F |  |  | 7.02 | 2001-12-11 09:42 | John | 15 | 0 | N | N
HUGHES | TR-816-F | Y | HUGHES , TR-816-F |  |  | 7.45 | 2001-12-11 09:42 | John | 15 | 0 | N | N
HUGHES | TR-816-F | Y | HUGHES , TR-816-F |  |  | 7.58 | 2001-12-11 09:42 | John | 15 | 0 | N | N
HUGHES | TR-816-F | Y | HUGHES , TR-816-F |  |  | 8 | 2001-12-11 09:42 | John | 15 | 0 | N | N
JOSLYN MANUFACTURING CO. | J9116 | Y | JOSLYN MANUFACTURING CO. , J9116 | JEA TRANSMISSION | CSC Stores | 5.45 | 2001-12-11 09:42 | John | 15 | 0 | N | N
JOSLYN MANUFACTURING CO. | J9116 | Y | JOSLYN MANUFACTURING CO. , J9116 |  |  | 7.02 | 2001-12-11 09:42 | John | 15 | 0 | N | N
JOSLYN MANUFACTURING CO. | J9116 | Y | JOSLYN MANUFACTURING CO. , J9116 |  |  | 7.45 | 2001-12-11 09:42 | John | 15 | 0 | N | N
JOSLYN MANUFACTURING CO. | J9116 | Y | JOSLYN MANUFACTURING CO. , J9116 |  |  | 7.58 | 2001-12-11 09:42 | John | 15 | 0 | N | N
JOSLYN MANUFACTURING CO. | J9116 | Y | JOSLYN MANUFACTURING CO. , J9116 |  |  | 8 | 2001-12-11 09:42 | John | 15 | 0 | N | N
POWERLINE HARDWARE CO. | DAB7816F | Y | POWERLINE HARDWARE CO. , DAB7816F | JEA TRANSMISSION | CSC Stores | 5.45 | 2001-12-11 09:42 | John | 15 | 0 | N | N
POWERLINE HARDWARE CO. | DAB7816F | Y | POWERLINE HARDWARE CO. , DAB7816F |  |  | 7.02 | 2001-12-11 09:42 | John | 15 | 0 | N | N
POWERLINE HARDWARE CO. | DAB7816F | Y | POWERLINE HARDWARE CO. , DAB7816F |  |  | 7.45 | 2001-12-11 09:42 | John | 15 | 0 | N | N
POWERLINE HARDWARE CO. | DAB7816F | Y | POWERLINE HARDWARE CO. , DAB7816F |  |  | 7.58 | 2001-12-11 09:42 | John | 15 | 0 | N | N
POWERLINE HARDWARE CO. | DAB7816F | Y | POWERLINE HARDWARE CO. , DAB7816F |  |  | 8 | 2001-12-11 09:42 | John | 15 | 0 | N | N
STEEL CITY | DB1464BG | Y | STEEL CITY , DB1464BG | JEA TRANSMISSION | CSC Stores | 5.45 | 2001-12-11 09:42 | John | 15 | 0 | N | N
STEEL CITY | DB1464BG | Y | STEEL CITY , DB1464BG |  |  | 7.02 | 2001-12-11 09:42 | John | 15 | 0 | N | N
STEEL CITY | DB1464BG | Y | STEEL CITY , DB1464BG |  |  | 7.45 | 2001-12-11 09:42 | John | 15 | 0 | N | N
STEEL CITY | DB1464BG | Y | STEEL CITY , DB1464BG |  |  | 7.58 | 2001-12-11 09:42 | John | 15 | 0 | N | N
STEEL CITY | DB1464BG | Y | STEEL CITY , DB1464BG |  |  | 8 | 2001-12-11 09:42 | John | 15 | 0 | N | N
THREADED FASTENERS INC. | 87C1600BDAG/MFG/W4QN | Y | THREADED FASTENERS INC. , 87C1600BDAG/MFG/W4QN | JEA TRANSMISSION | CSC Stores | 5.45 | 2001-12-11 09:42 | John | 15 | 0 | N | N
THREADED FASTENERS INC. | 87C1600BDAG/MFG/W4QN | Y | THREADED FASTENERS INC. , 87C1600BDAG/MFG/W4QN |  |  | 7.02 | 2001-12-11 09:42 | John | 15 | 0 | N | N
THREADED FASTENERS INC. | 87C1600BDAG/MFG/W4QN | Y | THREADED FASTENERS INC. , 87C1600BDAG/MFG/W4QN |  |  | 7.45 | 2001-12-11 09:42 | John | 15 | 0 | N | N
THREADED FASTENERS INC. | 87C1600BDAG/MFG/W4QN | Y | THREADED FASTENERS INC. , 87C1600BDAG/MFG/W4QN |  |  | 7.58 | 2001-12-11 09:42 | John | 15 | 0 | N | N
THREADED FASTENERS INC. | 87C1600BDAG/MFG/W4QN | Y | THREADED FASTENERS INC. , 87C1600BDAG/MFG/W4QN |  |  | 8 | 2001-12-11 09:42 | John | 15 | 0 | N | N
ALLIED BOLT, INC. | 6714-10 | Y | ALLIED BOLT, INC. , 6714-10 | JEA TRANSMISSION | CSC Stores | 7.1 | 2001-12-11 09:42 | John | 8 | 0 | N | N
ALLIED BOLT, INC. | 6714-10 | Y | ALLIED BOLT, INC. , 6714-10 |  |  | 9.67 | 2001-12-11 09:42 | John | 8 | 0 | N | N
HUBBELL POWER SYSTEMS, INC. | PSDA782000 | Y | HUBBELL POWER SYSTEMS, INC. , PSDA782000 | JEA TRANSMISSION | CSC Stores | 7.1 | 2001-12-11 09:42 | John | 8 | 0 | N | N
HUBBELL POWER SYSTEMS, INC. | PSDA782000 | Y | HUBBELL POWER SYSTEMS, INC. , PSDA782000 |  |  | 9.67 | 2001-12-11 09:42 | John | 8 | 0 | N | N
HUGHES | TR-820-F | Y | HUGHES , TR-820-F | JEA TRANSMISSION | CSC Stores | 7.1 | 2001-12-11 09:42 | John | 8 | 0 | N | N
HUGHES | TR-820-F | Y | HUGHES , TR-820-F |  |  | 9.67 | 2001-12-11 09:42 | John | 8 | 0 | N | N
JOSLYN MANUFACTURING CO. | J9120 | Y | JOSLYN MANUFACTURING CO. , J9120 | JEA TRANSMISSION | CSC Stores | 7.1 | 2001-12-11 09:42 | John | 8 | 0 | N | N
JOSLYN MANUFACTURING CO. | J9120 | Y | JOSLYN MANUFACTURING CO. , J9120 |  |  | 9.67 | 2001-12-11 09:42 | John | 8 | 0 | N | N
POWERLINE HARDWARE CO. | P9120 | Y | POWERLINE HARDWARE CO. , P9120 | JEA TRANSMISSION | CSC Stores | 7.1 | 2001-12-11 09:42 | John | 8 | 0 | N | N
POWERLINE HARDWARE CO. | P9120 | Y | POWERLINE HARDWARE CO. , P9120 |  |  | 9.67 | 2001-12-11 09:42 | John | 8 | 0 | N | N
STEEL CITY | DB1480BG | Y | STEEL CITY , DB1480BG | JEA TRANSMISSION | CSC Stores | 7.1 | 2001-12-11 09:42 | John | 8 | 0 | N | N
STEEL CITY | DB1480BG | Y | STEEL CITY , DB1480BG |  |  | 9.67 | 2001-12-11 09:42 | John | 8 | 0 | N | N
THREADED FASTENERS INC. | TF22767.20 | Y | THREADED FASTENERS INC. , TF22767.20 | JEA TRANSMISSION | CSC Stores | 7.1 | 2001-12-11 09:42 | John | 8 | 0 | N | N
THREADED FASTENERS INC. | TF22767.20 | Y | THREADED FASTENERS INC. , TF22767.20 |  |  | 9.67 | 2001-12-11 09:42 | John | 8 | 0 | N | N
HUGHES | TR-822-F | Y | HUGHES , TR-822-F | JEA TRANSMISSION | CSC Stores | 5.56 | 2001-12-11 09:42 | John | 10 | 0 | N | N
HUGHES | TR-822-F | Y | HUGHES , TR-822-F |  |  | 9.21 | 2001-12-11 09:42 | John | 10 | 0 | N | N
HUGHES | TR-822-F | Y | HUGHES , TR-822-F |  |  | 10.5 | 2001-12-11 09:42 | John | 10 | 0 | N | N
HUGHES | TR-822-F | Y | HUGHES , TR-822-F |  |  | 10.8 | 2001-12-11 09:42 | John | 10 | 0 | N | N
HUGHES | TR-822-F | Y | HUGHES , TR-822-F |  |  | 11.47 | 2001-12-11 09:42 | John | 10 | 0 | N | N
HUGHES | TR-822-F | Y | HUGHES , TR-822-F |  |  | 12.25 | 2001-12-11 09:42 | John | 10 | 0 | N | N
HUGHES | TR-822-F | Y | HUGHES , TR-822-F |  |  | 12.47 | 2001-12-11 09:42 | John | 10 | 0 | N | N
HUGHES | TR-822-F | Y | HUGHES , TR-822-F |  |  | 13.47 | 2001-12-11 09:42 | John | 10 | 0 | N | N
HUGHES | TR-822-F | Y | HUGHES , TR-822-F |  |  | 19.38 | 2001-12-11 09:42 | John | 10 | 0 | N | N
HUGHES | TR-822-F | Y | HUGHES , TR-822-F |  |  | 20.86 | 2001-12-11 09:42 | John | 10 | 0 | N | N
JOSLYN MANUFACTURING CO. | J9122 | Y | JOSLYN MANUFACTURING CO. , J9122 | JEA TRANSMISSION | CSC Stores | 5.56 | 2001-12-11 09:42 | John | 10 | 0 | N | N
JOSLYN MANUFACTURING CO. | J9122 | Y | JOSLYN MANUFACTURING CO. , J9122 |  |  | 9.21 | 2001-12-11 09:42 | John | 10 | 0 | N | N
JOSLYN MANUFACTURING CO. | J9122 | Y | JOSLYN MANUFACTURING CO. , J9122 |  |  | 10.5 | 2001-12-11 09:42 | John | 10 | 0 | N | N
JOSLYN MANUFACTURING CO. | J9122 | Y | JOSLYN MANUFACTURING CO. , J9122 |  |  | 10.8 | 2001-12-11 09:42 | John | 10 | 0 | N | N
JOSLYN MANUFACTURING CO. | J9122 | Y | JOSLYN MANUFACTURING CO. , J9122 |  |  | 11.47 | 2001-12-11 09:42 | John | 10 | 0 | N | N
JOSLYN MANUFACTURING CO. | J9122 | Y | JOSLYN MANUFACTURING CO. , J9122 |  |  | 12.25 | 2001-12-11 09:42 | John | 10 | 0 | N | N
JOSLYN MANUFACTURING CO. | J9122 | Y | JOSLYN MANUFACTURING CO. , J9122 |  |  | 12.47 | 2001-12-11 09:42 | John | 10 | 0 | N | N
JOSLYN MANUFACTURING CO. | J9122 | Y | JOSLYN MANUFACTURING CO. , J9122 |  |  | 13.47 | 2001-12-11 09:42 | John | 10 | 0 | N | N
JOSLYN MANUFACTURING CO. | J9122 | Y | JOSLYN MANUFACTURING CO. , J9122 |  |  | 19.38 | 2001-12-11 09:42 | John | 10 | 0 | N | N
JOSLYN MANUFACTURING CO. | J9122 | Y | JOSLYN MANUFACTURING CO. , J9122 |  |  | 20.86 | 2001-12-11 09:42 | John | 10 | 0 | N | N
STEEL CITY | DB1488BG | Y | STEEL CITY , DB1488BG | JEA TRANSMISSION | CSC Stores | 5.56 | 2001-12-11 09:42 | John | 10 | 0 | N | N
STEEL CITY | DB1488BG | Y | STEEL CITY , DB1488BG |  |  | 9.21 | 2001-12-11 09:42 | John | 10 | 0 | N | N
STEEL CITY | DB1488BG | Y | STEEL CITY , DB1488BG |  |  | 10.5 | 2001-12-11 09:42 | John | 10 | 0 | N | N
STEEL CITY | DB1488BG | Y | STEEL CITY , DB1488BG |  |  | 10.8 | 2001-12-11 09:42 | John | 10 | 0 | N | N
STEEL CITY | DB1488BG | Y | STEEL CITY , DB1488BG |  |  | 11.47 | 2001-12-11 09:42 | John | 10 | 0 | N | N
STEEL CITY | DB1488BG | Y | STEEL CITY , DB1488BG |  |  | 12.25 | 2001-12-11 09:42 | John | 10 | 0 | N | N
STEEL CITY | DB1488BG | Y | STEEL CITY , DB1488BG |  |  | 12.47 | 2001-12-11 09:42 | John | 10 | 0 | N | N
STEEL CITY | DB1488BG | Y | STEEL CITY , DB1488BG |  |  | 13.47 | 2001-12-11 09:42 | John | 10 | 0 | N | N
STEEL CITY | DB1488BG | Y | STEEL CITY , DB1488BG |  |  | 19.38 | 2001-12-11 09:42 | John | 10 | 0 | N | N
STEEL CITY | DB1488BG | Y | STEEL CITY , DB1488BG |  |  | 20.86 | 2001-12-11 09:42 | John | 10 | 0 | N | N
THREADED FASTENERS INC. | 87C2200BDAG/MFG/W4QN | Y | THREADED FASTENERS INC. , 87C2200BDAG/MFG/W4QN | JEA TRANSMISSION | CSC Stores | 5.56 | 2001-12-11 09:42 | John | 10 | 0 | N | N
THREADED FASTENERS INC. | 87C2200BDAG/MFG/W4QN | Y | THREADED FASTENERS INC. , 87C2200BDAG/MFG/W4QN |  |  | 9.21 | 2001-12-11 09:42 | John | 10 | 0 | N | N
THREADED FASTENERS INC. | 87C2200BDAG/MFG/W4QN | Y | THREADED FASTENERS INC. , 87C2200BDAG/MFG/W4QN |  |  | 10.5 | 2001-12-11 09:42 | John | 10 | 0 | N | N
THREADED FASTENERS INC. | 87C2200BDAG/MFG/W4QN | Y | THREADED FASTENERS INC. , 87C2200BDAG/MFG/W4QN |  |  | 10.8 | 2001-12-11 09:42 | John | 10 | 0 | N | N
THREADED FASTENERS INC. | 87C2200BDAG/MFG/W4QN | Y | THREADED FASTENERS INC. , 87C2200BDAG/MFG/W4QN |  |  | 11.47 | 2001-12-11 09:42 | John | 10 | 0 | N | N
THREADED FASTENERS INC. | 87C2200BDAG/MFG/W4QN | Y | THREADED FASTENERS INC. , 87C2200BDAG/MFG/W4QN |  |  | 12.25 | 2001-12-11 09:42 | John | 10 | 0 | N | N
THREADED FASTENERS INC. | 87C2200BDAG/MFG/W4QN | Y | THREADED FASTENERS INC. , 87C2200BDAG/MFG/W4QN |  |  | 12.47 | 2001-12-11 09:42 | John | 10 | 0 | N | N
THREADED FASTENERS INC. | 87C2200BDAG/MFG/W4QN | Y | THREADED FASTENERS INC. , 87C2200BDAG/MFG/W4QN |  |  | 13.47 | 2001-12-11 09:42 | John | 10 | 0 | N | N
THREADED FASTENERS INC. | 87C2200BDAG/MFG/W4QN | Y | THREADED FASTENERS INC. , 87C2200BDAG/MFG/W4QN |  |  | 19.38 | 2001-12-11 09:42 | John | 10 | 0 | N | N
THREADED FASTENERS INC. | 87C2200BDAG/MFG/W4QN | Y | THREADED FASTENERS INC. , 87C2200BDAG/MFG/W4QN |  |  | 20.86 | 2001-12-11 09:42 | John | 10 | 0 | N | N
HUGHES | TR-830-F | Y | HUGHES , TR-830-F | JEA TRANSMISSION | CSC Stores | 10.77 | 2001-12-11 09:45 | John | 5 | 0 | N | N
HUGHES | TR-830-F | Y | HUGHES , TR-830-F |  |  | 13.35 | 2001-12-11 09:45 | John | 5 | 0 | N | N
HUGHES | TR-830-F | Y | HUGHES , TR-830-F |  |  | 13.66 | 2001-12-11 09:45 | John | 5 | 0 | N | N
HUGHES | TR-830-F | Y | HUGHES , TR-830-F |  |  | 14.44 | 2001-12-11 09:45 | John | 5 | 0 | N | N
HUGHES | TR-830-F | Y | HUGHES , TR-830-F |  |  | 14.91 | 2001-12-11 09:45 | John | 5 | 0 | N | N
HUGHES | TR-830-F | Y | HUGHES , TR-830-F |  |  | 14.98 | 2001-12-11 09:45 | John | 5 | 0 | N | N
JOSLYN MANUFACTURING CO. | J9130 | Y | JOSLYN MANUFACTURING CO. , J9130 | JEA TRANSMISSION | CSC Stores | 10.77 | 2001-12-11 09:45 | John | 5 | 0 | N | N
JOSLYN MANUFACTURING CO. | J9130 | Y | JOSLYN MANUFACTURING CO. , J9130 |  |  | 13.35 | 2001-12-11 09:45 | John | 5 | 0 | N | N
JOSLYN MANUFACTURING CO. | J9130 | Y | JOSLYN MANUFACTURING CO. , J9130 |  |  | 13.66 | 2001-12-11 09:45 | John | 5 | 0 | N | N
JOSLYN MANUFACTURING CO. | J9130 | Y | JOSLYN MANUFACTURING CO. , J9130 |  |  | 14.44 | 2001-12-11 09:45 | John | 5 | 0 | N | N
JOSLYN MANUFACTURING CO. | J9130 | Y | JOSLYN MANUFACTURING CO. , J9130 |  |  | 14.91 | 2001-12-11 09:45 | John | 5 | 0 | N | N
JOSLYN MANUFACTURING CO. | J9130 | Y | JOSLYN MANUFACTURING CO. , J9130 |  |  | 14.98 | 2001-12-11 09:45 | John | 5 | 0 | N | N
POWERLINE HARDWARE CO. | DAB7830F | Y | POWERLINE HARDWARE CO. , DAB7830F | JEA TRANSMISSION | CSC Stores | 10.77 | 2001-12-11 09:45 | John | 5 | 0 | N | N
POWERLINE HARDWARE CO. | DAB7830F | Y | POWERLINE HARDWARE CO. , DAB7830F |  |  | 13.35 | 2001-12-11 09:45 | John | 5 | 0 | N | N
POWERLINE HARDWARE CO. | DAB7830F | Y | POWERLINE HARDWARE CO. , DAB7830F |  |  | 13.66 | 2001-12-11 09:45 | John | 5 | 0 | N | N
POWERLINE HARDWARE CO. | DAB7830F | Y | POWERLINE HARDWARE CO. , DAB7830F |  |  | 14.44 | 2001-12-11 09:45 | John | 5 | 0 | N | N
POWERLINE HARDWARE CO. | DAB7830F | Y | POWERLINE HARDWARE CO. , DAB7830F |  |  | 14.91 | 2001-12-11 09:45 | John | 5 | 0 | N | N
POWERLINE HARDWARE CO. | DAB7830F | Y | POWERLINE HARDWARE CO. , DAB7830F |  |  | 14.98 | 2001-12-11 09:45 | John | 5 | 0 | N | N
STEEL CITY | DB14120BG | Y | STEEL CITY , DB14120BG | JEA TRANSMISSION | CSC Stores | 10.77 | 2001-12-11 09:45 | John | 5 | 0 | N | N
STEEL CITY | DB14120BG | Y | STEEL CITY , DB14120BG |  |  | 13.35 | 2001-12-11 09:45 | John | 5 | 0 | N | N
STEEL CITY | DB14120BG | Y | STEEL CITY , DB14120BG |  |  | 13.66 | 2001-12-11 09:45 | John | 5 | 0 | N | N
STEEL CITY | DB14120BG | Y | STEEL CITY , DB14120BG |  |  | 14.44 | 2001-12-11 09:45 | John | 5 | 0 | N | N
STEEL CITY | DB14120BG | Y | STEEL CITY , DB14120BG |  |  | 14.91 | 2001-12-11 09:45 | John | 5 | 0 | N | N
STEEL CITY | DB14120BG | Y | STEEL CITY , DB14120BG |  |  | 14.98 | 2001-12-11 09:45 | John | 5 | 0 | N | N
THREADED FASTENERS INC. | 87C3000BDAG/MFG/W4QN | Y | THREADED FASTENERS INC. , 87C3000BDAG/MFG/W4QN | JEA TRANSMISSION | CSC Stores | 10.77 | 2001-12-11 09:45 | John | 5 | 0 | N | N
THREADED FASTENERS INC. | 87C3000BDAG/MFG/W4QN | Y | THREADED FASTENERS INC. , 87C3000BDAG/MFG/W4QN |  |  | 13.35 | 2001-12-11 09:45 | John | 5 | 0 | N | N
THREADED FASTENERS INC. | 87C3000BDAG/MFG/W4QN | Y | THREADED FASTENERS INC. , 87C3000BDAG/MFG/W4QN |  |  | 13.66 | 2001-12-11 09:45 | John | 5 | 0 | N | N
THREADED FASTENERS INC. | 87C3000BDAG/MFG/W4QN | Y | THREADED FASTENERS INC. , 87C3000BDAG/MFG/W4QN |  |  | 14.44 | 2001-12-11 09:45 | John | 5 | 0 | N | N
THREADED FASTENERS INC. | 87C3000BDAG/MFG/W4QN | Y | THREADED FASTENERS INC. , 87C3000BDAG/MFG/W4QN |  |  | 14.91 | 2001-12-11 09:45 | John | 5 | 0 | N | N
THREADED FASTENERS INC. | 87C3000BDAG/MFG/W4QN | Y | THREADED FASTENERS INC. , 87C3000BDAG/MFG/W4QN |  |  | 14.98 | 2001-12-11 09:45 | John | 5 | 0 | N | N
HUGHES | TR-832-F | Y | HUGHES , TR-832-F | JEA TRANSMISSION | CSC Stores | 11.74 | 2001-12-11 09:45 | John | 5 | 0 | N | N
HUGHES | TR-832-F | Y | HUGHES , TR-832-F |  |  | 14.85 | 2001-12-11 09:45 | John | 5 | 0 | N | N
HUGHES | TR-832-F | Y | HUGHES , TR-832-F |  |  | 16 | 2001-12-11 09:45 | John | 5 | 0 | N | N
HUGHES | TR-832-F | Y | HUGHES , TR-832-F |  |  | 16.39 | 2001-12-11 09:45 | John | 5 | 0 | N | N
HUGHES | TR-832-F | Y | HUGHES , TR-832-F |  |  | 16.59 | 2001-12-11 09:45 | John | 5 | 0 | N | N
HUGHES | TR-832-F | Y | HUGHES , TR-832-F |  |  | 27.78 | 2001-12-11 09:45 | John | 5 | 0 | N | N
JOSLYN MANUFACTURING CO. | J9132 | Y | JOSLYN MANUFACTURING CO. , J9132 | JEA TRANSMISSION | CSC Stores | 11.74 | 2001-12-11 09:45 | John | 5 | 0 | N | N
JOSLYN MANUFACTURING CO. | J9132 | Y | JOSLYN MANUFACTURING CO. , J9132 |  |  | 14.85 | 2001-12-11 09:45 | John | 5 | 0 | N | N
JOSLYN MANUFACTURING CO. | J9132 | Y | JOSLYN MANUFACTURING CO. , J9132 |  |  | 16 | 2001-12-11 09:45 | John | 5 | 0 | N | N
JOSLYN MANUFACTURING CO. | J9132 | Y | JOSLYN MANUFACTURING CO. , J9132 |  |  | 16.39 | 2001-12-11 09:45 | John | 5 | 0 | N | N
JOSLYN MANUFACTURING CO. | J9132 | Y | JOSLYN MANUFACTURING CO. , J9132 |  |  | 16.59 | 2001-12-11 09:45 | John | 5 | 0 | N | N
JOSLYN MANUFACTURING CO. | J9132 | Y | JOSLYN MANUFACTURING CO. , J9132 |  |  | 27.78 | 2001-12-11 09:45 | John | 5 | 0 | N | N
STEEL CITY | DB14128BG | Y | STEEL CITY , DB14128BG | JEA TRANSMISSION | CSC Stores | 11.74 | 2001-12-11 09:45 | John | 5 | 0 | N | N
STEEL CITY | DB14128BG | Y | STEEL CITY , DB14128BG |  |  | 14.85 | 2001-12-11 09:45 | John | 5 | 0 | N | N
STEEL CITY | DB14128BG | Y | STEEL CITY , DB14128BG |  |  | 16 | 2001-12-11 09:45 | John | 5 | 0 | N | N
STEEL CITY | DB14128BG | Y | STEEL CITY , DB14128BG |  |  | 16.39 | 2001-12-11 09:45 | John | 5 | 0 | N | N
STEEL CITY | DB14128BG | Y | STEEL CITY , DB14128BG |  |  | 16.59 | 2001-12-11 09:45 | John | 5 | 0 | N | N
STEEL CITY | DB14128BG | Y | STEEL CITY , DB14128BG |  |  | 27.78 | 2001-12-11 09:45 | John | 5 | 0 | N | N
THREADED FASTENERS INC. | 87C3200BDAG/MFG/W4QN | Y | THREADED FASTENERS INC. , 87C3200BDAG/MFG/W4QN | JEA TRANSMISSION | CSC Stores | 11.74 | 2001-12-11 09:45 | John | 5 | 0 | N | N
THREADED FASTENERS INC. | 87C3200BDAG/MFG/W4QN | Y | THREADED FASTENERS INC. , 87C3200BDAG/MFG/W4QN |  |  | 14.85 | 2001-12-11 09:45 | John | 5 | 0 | N | N
THREADED FASTENERS INC. | 87C3200BDAG/MFG/W4QN | Y | THREADED FASTENERS INC. , 87C3200BDAG/MFG/W4QN |  |  | 16 | 2001-12-11 09:45 | John | 5 | 0 | N | N
THREADED FASTENERS INC. | 87C3200BDAG/MFG/W4QN | Y | THREADED FASTENERS INC. , 87C3200BDAG/MFG/W4QN |  |  | 16.39 | 2001-12-11 09:45 | John | 5 | 0 | N | N
THREADED FASTENERS INC. | 87C3200BDAG/MFG/W4QN | Y | THREADED FASTENERS INC. , 87C3200BDAG/MFG/W4QN |  |  | 16.59 | 2001-12-11 09:45 | John | 5 | 0 | N | N
THREADED FASTENERS INC. | 87C3200BDAG/MFG/W4QN | Y | THREADED FASTENERS INC. , 87C3200BDAG/MFG/W4QN |  |  | 27.78 | 2001-12-11 09:45 | John | 5 | 0 | N | N
HUGHES BROTHERS | TR834-F | Y | HUGHES BROTHERS , TR834-F | JEA TRANSMISSION | CSC Stores | 12.23 | 2001-12-11 09:46 | John | 5 | 0 | N | N
HUGHES BROTHERS | TR834-F | Y | HUGHES BROTHERS , TR834-F |  |  | 13.2 | 2001-12-11 09:46 | John | 5 | 0 | N | N
HUGHES BROTHERS | TR834-F | Y | HUGHES BROTHERS , TR834-F |  |  | 18.22 | 2001-12-11 09:46 | John | 5 | 0 | N | N
HUGHES BROTHERS | TR834-F | Y | HUGHES BROTHERS , TR834-F |  |  | 20.99 | 2001-12-11 09:46 | John | 5 | 0 | N | N
JOSLYN MANUFACTURING CO. | J9134 | Y | JOSLYN MANUFACTURING CO. , J9134 | JEA TRANSMISSION | CSC Stores | 12.23 | 2001-12-11 09:46 | John | 5 | 0 | N | N
JOSLYN MANUFACTURING CO. | J9134 | Y | JOSLYN MANUFACTURING CO. , J9134 |  |  | 13.2 | 2001-12-11 09:46 | John | 5 | 0 | N | N
JOSLYN MANUFACTURING CO. | J9134 | Y | JOSLYN MANUFACTURING CO. , J9134 |  |  | 18.22 | 2001-12-11 09:46 | John | 5 | 0 | N | N
JOSLYN MANUFACTURING CO. | J9134 | Y | JOSLYN MANUFACTURING CO. , J9134 |  |  | 20.99 | 2001-12-11 09:46 | John | 5 | 0 | N | N
STEEL CITY | DB14136BG | Y | STEEL CITY , DB14136BG | JEA TRANSMISSION | CSC Stores | 12.23 | 2001-12-11 09:46 | John | 5 | 0 | N | N
STEEL CITY | DB14136BG | Y | STEEL CITY , DB14136BG |  |  | 13.2 | 2001-12-11 09:46 | John | 5 | 0 | N | N
STEEL CITY | DB14136BG | Y | STEEL CITY , DB14136BG |  |  | 18.22 | 2001-12-11 09:46 | John | 5 | 0 | N | N
STEEL CITY | DB14136BG | Y | STEEL CITY , DB14136BG |  |  | 20.99 | 2001-12-11 09:46 | John | 5 | 0 | N | N
THREADED FASTENERS INC. | 87C3400BDAG / MFG / W4QN | Y | THREADED FASTENERS INC. , 87C3400BDAG / MFG / W4QN | JEA TRANSMISSION | CSC Stores | 12.23 | 2001-12-11 09:46 | John | 5 | 0 | N | N
THREADED FASTENERS INC. | 87C3400BDAG / MFG / W4QN | Y | THREADED FASTENERS INC. , 87C3400BDAG / MFG / W4QN |  |  | 13.2 | 2001-12-11 09:46 | John | 5 | 0 | N | N
THREADED FASTENERS INC. | 87C3400BDAG / MFG / W4QN | Y | THREADED FASTENERS INC. , 87C3400BDAG / MFG / W4QN |  |  | 18.22 | 2001-12-11 09:46 | John | 5 | 0 | N | N
THREADED FASTENERS INC. | 87C3400BDAG / MFG / W4QN | Y | THREADED FASTENERS INC. , 87C3400BDAG / MFG / W4QN |  |  | 20.99 | 2001-12-11 09:46 | John | 5 | 0 | N | N
HUGHES BROTHERS | TR836-F | Y | HUGHES BROTHERS , TR836-F | JEA TRANSMISSION | CSC Stores | 8.27 | 2001-12-11 09:46 | John | 5 | 0 | N | N
HUGHES BROTHERS | TR836-F | Y | HUGHES BROTHERS , TR836-F |  |  | 13.86 | 2001-12-11 09:46 | John | 5 | 0 | N | N
HUGHES BROTHERS | TR836-F | Y | HUGHES BROTHERS , TR836-F |  |  | 16.6 | 2001-12-11 09:46 | John | 5 | 0 | N | N
HUGHES BROTHERS | TR836-F | Y | HUGHES BROTHERS , TR836-F |  |  | 18.11 | 2001-12-11 09:46 | John | 5 | 0 | N | N
HUGHES BROTHERS | TR836-F | Y | HUGHES BROTHERS , TR836-F |  |  | 20.6 | 2001-12-11 09:46 | John | 5 | 0 | N | N
HUGHES BROTHERS | TR836-F | Y | HUGHES BROTHERS , TR836-F |  |  | 24.69 | 2001-12-11 09:46 | John | 5 | 0 | N | N
JOSLYN MANUFACTURING CO. | J9136 | Y | JOSLYN MANUFACTURING CO. , J9136 | JEA TRANSMISSION | CSC Stores | 8.27 | 2001-12-11 09:46 | John | 5 | 0 | N | N
JOSLYN MANUFACTURING CO. | J9136 | Y | JOSLYN MANUFACTURING CO. , J9136 |  |  | 13.86 | 2001-12-11 09:46 | John | 5 | 0 | N | N
JOSLYN MANUFACTURING CO. | J9136 | Y | JOSLYN MANUFACTURING CO. , J9136 |  |  | 16.6 | 2001-12-11 09:46 | John | 5 | 0 | N | N
JOSLYN MANUFACTURING CO. | J9136 | Y | JOSLYN MANUFACTURING CO. , J9136 |  |  | 18.11 | 2001-12-11 09:46 | John | 5 | 0 | N | N
JOSLYN MANUFACTURING CO. | J9136 | Y | JOSLYN MANUFACTURING CO. , J9136 |  |  | 20.6 | 2001-12-11 09:46 | John | 5 | 0 | N | N
JOSLYN MANUFACTURING CO. | J9136 | Y | JOSLYN MANUFACTURING CO. , J9136 |  |  | 24.69 | 2001-12-11 09:46 | John | 5 | 0 | N | N
STEEL CITY | DB14144BG | Y | STEEL CITY , DB14144BG | JEA TRANSMISSION | CSC Stores | 8.27 | 2001-12-11 09:46 | John | 5 | 0 | N | N
STEEL CITY | DB14144BG | Y | STEEL CITY , DB14144BG |  |  | 13.86 | 2001-12-11 09:46 | John | 5 | 0 | N | N
STEEL CITY | DB14144BG | Y | STEEL CITY , DB14144BG |  |  | 16.6 | 2001-12-11 09:46 | John | 5 | 0 | N | N
STEEL CITY | DB14144BG | Y | STEEL CITY , DB14144BG |  |  | 18.11 | 2001-12-11 09:46 | John | 5 | 0 | N | N
STEEL CITY | DB14144BG | Y | STEEL CITY , DB14144BG |  |  | 20.6 | 2001-12-11 09:46 | John | 5 | 0 | N | N
STEEL CITY | DB14144BG | Y | STEEL CITY , DB14144BG |  |  | 24.69 | 2001-12-11 09:46 | John | 5 | 0 | N | N
THREADED FASTENERS INC. | 87C3600BDAG/MFG/W4QN | Y | THREADED FASTENERS INC. , 87C3600BDAG/MFG/W4QN | JEA TRANSMISSION | CSC Stores | 8.27 | 2001-12-11 09:46 | John | 5 | 0 | N | N
THREADED FASTENERS INC. | 87C3600BDAG/MFG/W4QN | Y | THREADED FASTENERS INC. , 87C3600BDAG/MFG/W4QN |  |  | 13.86 | 2001-12-11 09:46 | John | 5 | 0 | N | N
THREADED FASTENERS INC. | 87C3600BDAG/MFG/W4QN | Y | THREADED FASTENERS INC. , 87C3600BDAG/MFG/W4QN |  |  | 16.6 | 2001-12-11 09:46 | John | 5 | 0 | N | N
THREADED FASTENERS INC. | 87C3600BDAG/MFG/W4QN | Y | THREADED FASTENERS INC. , 87C3600BDAG/MFG/W4QN |  |  | 18.11 | 2001-12-11 09:46 | John | 5 | 0 | N | N
THREADED FASTENERS INC. | 87C3600BDAG/MFG/W4QN | Y | THREADED FASTENERS INC. , 87C3600BDAG/MFG/W4QN |  |  | 20.6 | 2001-12-11 09:46 | John | 5 | 0 | N | N
THREADED FASTENERS INC. | 87C3600BDAG/MFG/W4QN | Y | THREADED FASTENERS INC. , 87C3600BDAG/MFG/W4QN |  |  | 24.69 | 2001-12-11 09:46 | John | 5 | 0 | N | N
ALLIED BOLT, INC. | 6718-5 | Y | ALLIED BOLT, INC. , 6718-5 | JEA TRANSMISSION | CSC Stores | 12.58 | 2001-12-11 09:46 | John | 8 | 0 | N | N
ALLIED BOLT, INC. | 6718-5 | Y | ALLIED BOLT, INC. , 6718-5 |  |  | 13.75 | 2001-12-11 09:46 | John | 8 | 0 | N | N
HUGHES | TR-828-F | Y | HUGHES , TR-828-F | JEA TRANSMISSION | CSC Stores | 12.58 | 2001-12-11 09:46 | John | 8 | 0 | N | N
HUGHES | TR-828-F | Y | HUGHES , TR-828-F |  |  | 13.75 | 2001-12-11 09:46 | John | 8 | 0 | N | N
JOSLYN MANUFACTURING CO. | J9128 | Y | JOSLYN MANUFACTURING CO. , J9128 | JEA TRANSMISSION | CSC Stores | 12.58 | 2001-12-11 09:46 | John | 8 | 0 | N | N
JOSLYN MANUFACTURING CO. | J9128 | Y | JOSLYN MANUFACTURING CO. , J9128 |  |  | 13.75 | 2001-12-11 09:46 | John | 8 | 0 | N | N
STEEL CITY | DB14112BG | Y | STEEL CITY , DB14112BG | JEA TRANSMISSION | CSC Stores | 12.58 | 2001-12-11 09:46 | John | 8 | 0 | N | N
STEEL CITY | DB14112BG | Y | STEEL CITY , DB14112BG |  |  | 13.75 | 2001-12-11 09:46 | John | 8 | 0 | N | N
THREADED FASTENERS INC. | TF8728 | Y | THREADED FASTENERS INC. , TF8728 | JEA TRANSMISSION | CSC Stores | 12.58 | 2001-12-11 09:46 | John | 8 | 0 | N | N
THREADED FASTENERS INC. | TF8728 | Y | THREADED FASTENERS INC. , TF8728 |  |  | 13.75 | 2001-12-11 09:46 | John | 8 | 0 | N | N
ALLIED BOLT, INC. | 6717-5 | Y | ALLIED BOLT, INC. , 6717-5 | JEA TRANSMISSION | CSC Stores | 7.53 | 2001-12-11 09:46 | John | 15 | 0 | N | N
ALLIED BOLT, INC. | 6717-5 | Y | ALLIED BOLT, INC. , 6717-5 |  |  | 11.83 | 2001-12-11 09:46 | John | 15 | 0 | N | N
ALLIED BOLT, INC. | 6717-5 | Y | ALLIED BOLT, INC. , 6717-5 |  |  | 12.3 | 2001-12-11 09:46 | John | 15 | 0 | N | N
ALLIED BOLT, INC. | 6717-5 | Y | ALLIED BOLT, INC. , 6717-5 |  |  | 13.5 | 2001-12-11 09:46 | John | 15 | 0 | N | N
HUGHES | TR-826-F | Y | HUGHES , TR-826-F | JEA TRANSMISSION | CSC Stores | 7.53 | 2001-12-11 09:46 | John | 15 | 0 | N | N
HUGHES | TR-826-F | Y | HUGHES , TR-826-F |  |  | 11.83 | 2001-12-11 09:46 | John | 15 | 0 | N | N
HUGHES | TR-826-F | Y | HUGHES , TR-826-F |  |  | 12.3 | 2001-12-11 09:46 | John | 15 | 0 | N | N
HUGHES | TR-826-F | Y | HUGHES , TR-826-F |  |  | 13.5 | 2001-12-11 09:46 | John | 15 | 0 | N | N
JOSLYN MANUFACTURING CO. | J9126 | Y | JOSLYN MANUFACTURING CO. , J9126 | JEA TRANSMISSION | CSC Stores | 7.53 | 2001-12-11 09:46 | John | 15 | 0 | N | N
JOSLYN MANUFACTURING CO. | J9126 | Y | JOSLYN MANUFACTURING CO. , J9126 |  |  | 11.83 | 2001-12-11 09:46 | John | 15 | 0 | N | N
JOSLYN MANUFACTURING CO. | J9126 | Y | JOSLYN MANUFACTURING CO. , J9126 |  |  | 12.3 | 2001-12-11 09:46 | John | 15 | 0 | N | N
JOSLYN MANUFACTURING CO. | J9126 | Y | JOSLYN MANUFACTURING CO. , J9126 |  |  | 13.5 | 2001-12-11 09:46 | John | 15 | 0 | N | N
POWERLINE HARDWARE CO. | P9126 | Y | POWERLINE HARDWARE CO. , P9126 | JEA TRANSMISSION | CSC Stores | 7.53 | 2001-12-11 09:46 | John | 15 | 0 | N | N
POWERLINE HARDWARE CO. | P9126 | Y | POWERLINE HARDWARE CO. , P9126 |  |  | 11.83 | 2001-12-11 09:46 | John | 15 | 0 | N | N
POWERLINE HARDWARE CO. | P9126 | Y | POWERLINE HARDWARE CO. , P9126 |  |  | 12.3 | 2001-12-11 09:46 | John | 15 | 0 | N | N
POWERLINE HARDWARE CO. | P9126 | Y | POWERLINE HARDWARE CO. , P9126 |  |  | 13.5 | 2001-12-11 09:46 | John | 15 | 0 | N | N
STEEL CITY | DB14104BG | Y | STEEL CITY , DB14104BG | JEA TRANSMISSION | CSC Stores | 7.53 | 2001-12-11 09:46 | John | 15 | 0 | N | N
STEEL CITY | DB14104BG | Y | STEEL CITY , DB14104BG |  |  | 11.83 | 2001-12-11 09:46 | John | 15 | 0 | N | N
STEEL CITY | DB14104BG | Y | STEEL CITY , DB14104BG |  |  | 12.3 | 2001-12-11 09:46 | John | 15 | 0 | N | N
STEEL CITY | DB14104BG | Y | STEEL CITY , DB14104BG |  |  | 13.5 | 2001-12-11 09:46 | John | 15 | 0 | N | N
THREADED FASTENERS INC. | TF8726 | Y | THREADED FASTENERS INC. , TF8726 | JEA TRANSMISSION | CSC Stores | 7.53 | 2001-12-11 09:46 | John | 15 | 0 | N | N
THREADED FASTENERS INC. | TF8726 | Y | THREADED FASTENERS INC. , TF8726 |  |  | 11.83 | 2001-12-11 09:46 | John | 15 | 0 | N | N
THREADED FASTENERS INC. | TF8726 | Y | THREADED FASTENERS INC. , TF8726 |  |  | 12.3 | 2001-12-11 09:46 | John | 15 | 0 | N | N
THREADED FASTENERS INC. | TF8726 | Y | THREADED FASTENERS INC. , TF8726 |  |  | 13.5 | 2001-12-11 09:46 | John | 15 | 0 | N | N
ALLIED BOLT, INC. | 6009 | Y | ALLIED BOLT, INC. , 6009 | JEA OVERHEAD DISTRIBUTION | CSC Stores | 7.14 | 2023-05-03 14:30 | Anjanece | 7 | 0 | N | N
ALLIED BOLT, INC. | 6009 | Y | ALLIED BOLT, INC. , 6009 |  |  | 10 | 2023-05-03 14:30 | Anjanece | 7 | 0 | N | N
ALLIED BOLT, INC. | 4102 | Y | ALLIED BOLT, INC. , 4102 | JEA GENERATION | CSC Stores | 1.72 | 2002-05-06 07:00 | Anjanece | 50 | 0 | N | N
ALLIED BOLT, INC. | 4102 | Y | ALLIED BOLT, INC. , 4102 |  |  | 2.04 | 2002-05-06 07:00 | Anjanece | 50 | 0 | N | N
CHANCE | 29958 | Y | CHANCE , 29958 | JEA GENERATION | CSC Stores | 1.72 | 2002-05-06 07:00 | Anjanece | 50 | 0 | N | N
CHANCE | 29958 | Y | CHANCE , 29958 |  |  | 2.04 | 2002-05-06 07:00 | Anjanece | 50 | 0 | N | N
DIXIE ELECTRIC | D29958 | Y | DIXIE ELECTRIC , D29958 | JEA GENERATION | CSC Stores | 1.72 | 2002-05-06 07:00 | Anjanece | 50 | 0 | N | N
DIXIE ELECTRIC | D29958 | Y | DIXIE ELECTRIC , D29958 |  |  | 2.04 | 2002-05-06 07:00 | Anjanece | 50 | 0 | N | N
FLORIDA WIRE AND CABLE | FW9408 | Y | FLORIDA WIRE AND CABLE , FW9408 | JEA GENERATION | CSC Stores | 1.72 | 2002-05-06 07:00 | Anjanece | 50 | 0 | N | N
FLORIDA WIRE AND CABLE | FW9408 | Y | FLORIDA WIRE AND CABLE , FW9408 |  |  | 2.04 | 2002-05-06 07:00 | Anjanece | 50 | 0 | N | N
JOSLYN HI-VOLTAGE CORP. | J9408 | Y | JOSLYN HI-VOLTAGE CORP. , J9408 | JEA GENERATION | CSC Stores | 1.72 | 2002-05-06 07:00 | Anjanece | 50 | 0 | N | N
JOSLYN HI-VOLTAGE CORP. | J9408 | Y | JOSLYN HI-VOLTAGE CORP. , J9408 |  |  | 2.04 | 2002-05-06 07:00 | Anjanece | 50 | 0 | N | N
MC GRAW EDISON | DF2E8 | Y | MC GRAW EDISON , DF2E8 | JEA GENERATION | CSC Stores | 1.72 | 2002-05-06 07:00 | Anjanece | 50 | 0 | N | N
MC GRAW EDISON | DF2E8 | Y | MC GRAW EDISON , DF2E8 |  |  | 2.04 | 2002-05-06 07:00 | Anjanece | 50 | 0 | N | N
POWERLINE HARDWARE CO. | P9408 | Y | POWERLINE HARDWARE CO. , P9408 | JEA GENERATION | CSC Stores | 1.72 | 2002-05-06 07:00 | Anjanece | 50 | 0 | N | N
POWERLINE HARDWARE CO. | P9408 | Y | POWERLINE HARDWARE CO. , P9408 |  |  | 2.04 | 2002-05-06 07:00 | Anjanece | 50 | 0 | N | N
THREADED FASTENERS INC. | TF9408 | Y | THREADED FASTENERS INC. , TF9408 | JEA GENERATION | CSC Stores | 1.72 | 2002-05-06 07:00 | Anjanece | 50 | 0 | N | N
THREADED FASTENERS INC. | TF9408 | Y | THREADED FASTENERS INC. , TF9408 |  |  | 2.04 | 2002-05-06 07:00 | Anjanece | 50 | 0 | N | N
UTILITIES SERVICE | 25009 | Y | UTILITIES SERVICE , 25009 | JEA GENERATION | CSC Stores | 1.72 | 2002-05-06 07:00 | Anjanece | 50 | 0 | N | N
UTILITIES SERVICE | 25009 | Y | UTILITIES SERVICE , 25009 |  |  | 2.04 | 2002-05-06 07:00 | Anjanece | 50 | 0 | N | N
ALLIED BOLT, INC. | 4104 | Y | ALLIED BOLT, INC. , 4104 | JEA OVERHEAD DISTRIBUTION | CSC Stores | 1.74 | 2001-12-11 09:51 | Anjanece | 25 | 0 | N | N
ALLIED BOLT, INC. | 4104 | Y | ALLIED BOLT, INC. , 4104 |  |  | 1.75 | 2001-12-11 09:51 | Anjanece | 25 | 0 | N | N
ALLIED BOLT, INC. | 4104 | Y | ALLIED BOLT, INC. , 4104 |  |  | 1.76 | 2001-12-11 09:51 | Anjanece | 25 | 0 | N | N
ALLIED BOLT, INC. | 4104 | Y | ALLIED BOLT, INC. , 4104 |  |  | 1.79 | 2001-12-11 09:51 | Anjanece | 25 | 0 | N | N
ALLIED BOLT, INC. | 4104 | Y | ALLIED BOLT, INC. , 4104 |  |  | 1.8 | 2001-12-11 09:51 | Anjanece | 25 | 0 | N | N
ALLIED BOLT, INC. | 4104 | Y | ALLIED BOLT, INC. , 4104 |  |  | 1.81 | 2001-12-11 09:51 | Anjanece | 25 | 0 | N | N
ALLIED BOLT, INC. | 4104 | Y | ALLIED BOLT, INC. , 4104 |  |  | 1.83 | 2001-12-11 09:51 | Anjanece | 25 | 0 | N | N
ALLIED BOLT, INC. | 4104 | Y | ALLIED BOLT, INC. , 4104 |  |  | 1.91 | 2001-12-11 09:51 | Anjanece | 25 | 0 | N | N
ALLIED BOLT, INC. | 4104 | Y | ALLIED BOLT, INC. , 4104 |  |  | 2.23 | 2001-12-11 09:51 | Anjanece | 25 | 0 | N | N
ALLIED BOLT, INC. | 4104 | Y | ALLIED BOLT, INC. , 4104 |  |  | 2.3 | 2001-12-11 09:51 | Anjanece | 25 | 0 | N | N
ALLIED BOLT, INC. | 4104 | Y | ALLIED BOLT, INC. , 4104 |  |  | 2.31 | 2001-12-11 09:51 | Anjanece | 25 | 0 | N | N
ALLIED BOLT, INC. | 4104 | Y | ALLIED BOLT, INC. , 4104 |  |  | 2.36 | 2001-12-11 09:51 | Anjanece | 25 | 0 | N | N
ALLIED BOLT, INC. | 4104 | Y | ALLIED BOLT, INC. , 4104 |  |  | 2.47 | 2001-12-11 09:51 | Anjanece | 25 | 0 | N | N
ALLIED BOLT, INC. | 4104 | Y | ALLIED BOLT, INC. , 4104 |  |  | 2.5 | 2001-12-11 09:51 | Anjanece | 25 | 0 | N | N
ALLIED BOLT, INC. | 4104 | Y | ALLIED BOLT, INC. , 4104 |  |  | 2.73 | 2001-12-11 09:51 | Anjanece | 25 | 0 | N | N
ALLIED BOLT, INC. | 4104 | Y | ALLIED BOLT, INC. , 4104 |  |  | 2.77 | 2001-12-11 09:51 | Anjanece | 25 | 0 | N | N
ALLIED BOLT, INC. | 4104 | Y | ALLIED BOLT, INC. , 4104 |  |  | 2.79 | 2001-12-11 09:51 | Anjanece | 25 | 0 | N | N
ALLIED BOLT, INC. | 4104 | Y | ALLIED BOLT, INC. , 4104 |  |  | 2.81 | 2001-12-11 09:51 | Anjanece | 25 | 0 | N | N
ALLIED BOLT, INC. | 4104 | Y | ALLIED BOLT, INC. , 4104 |  |  | 3.07 | 2001-12-11 09:51 | Anjanece | 25 | 0 | N | N
ALLIED BOLT, INC. | 4104 | Y | ALLIED BOLT, INC. , 4104 |  |  | 3.12 | 2001-12-11 09:51 | Anjanece | 25 | 0 | N | N
ALLIED BOLT, INC. | 4104 | Y | ALLIED BOLT, INC. , 4104 |  |  | 3.17 | 2001-12-11 09:51 | Anjanece | 25 | 0 | N | N
ALLIED BOLT, INC. | 4104 | Y | ALLIED BOLT, INC. , 4104 |  |  | 3.18 | 2001-12-11 09:51 | Anjanece | 25 | 0 | N | N
ALLIED BOLT, INC. | 4104 | Y | ALLIED BOLT, INC. , 4104 |  |  | 3.3 | 2001-12-11 09:51 | Anjanece | 25 | 0 | N | N
ALLIED BOLT, INC. | 4104 | Y | ALLIED BOLT, INC. , 4104 |  |  | 3.51 | 2001-12-11 09:51 | Anjanece | 25 | 0 | N | N
ALLIED BOLT, INC. | 4104 | Y | ALLIED BOLT, INC. , 4104 |  |  | 3.54 | 2001-12-11 09:51 | Anjanece | 25 | 0 | N | N
ALLIED BOLT, INC. | 4104 | Y | ALLIED BOLT, INC. , 4104 |  |  | 3.55 | 2001-12-11 09:51 | Anjanece | 25 | 0 | N | N
ALLIED BOLT, INC. | 4104 | Y | ALLIED BOLT, INC. , 4104 |  |  | 3.56 | 2001-12-11 09:51 | Anjanece | 25 | 0 | N | N
ALUMA-FORM | AF9412 | Y | ALUMA-FORM , AF9412 | JEA OVERHEAD DISTRIBUTION | CSC Stores | 1.74 | 2001-12-11 09:51 | Anjanece | 25 | 0 | N | N
ALUMA-FORM | AF9412 | Y | ALUMA-FORM , AF9412 |  |  | 1.75 | 2001-12-11 09:51 | Anjanece | 25 | 0 | N | N
ALUMA-FORM | AF9412 | Y | ALUMA-FORM , AF9412 |  |  | 1.76 | 2001-12-11 09:51 | Anjanece | 25 | 0 | N | N
ALUMA-FORM | AF9412 | Y | ALUMA-FORM , AF9412 |  |  | 1.79 | 2001-12-11 09:51 | Anjanece | 25 | 0 | N | N
ALUMA-FORM | AF9412 | Y | ALUMA-FORM , AF9412 |  |  | 1.8 | 2001-12-11 09:51 | Anjanece | 25 | 0 | N | N
ALUMA-FORM | AF9412 | Y | ALUMA-FORM , AF9412 |  |  | 1.81 | 2001-12-11 09:51 | Anjanece | 25 | 0 | N | N
ALUMA-FORM | AF9412 | Y | ALUMA-FORM , AF9412 |  |  | 1.83 | 2001-12-11 09:51 | Anjanece | 25 | 0 | N | N
ALUMA-FORM | AF9412 | Y | ALUMA-FORM , AF9412 |  |  | 1.91 | 2001-12-11 09:51 | Anjanece | 25 | 0 | N | N
ALUMA-FORM | AF9412 | Y | ALUMA-FORM , AF9412 |  |  | 2.23 | 2001-12-11 09:51 | Anjanece | 25 | 0 | N | N
ALUMA-FORM | AF9412 | Y | ALUMA-FORM , AF9412 |  |  | 2.3 | 2001-12-11 09:51 | Anjanece | 25 | 0 | N | N
ALUMA-FORM | AF9412 | Y | ALUMA-FORM , AF9412 |  |  | 2.31 | 2001-12-11 09:51 | Anjanece | 25 | 0 | N | N
ALUMA-FORM | AF9412 | Y | ALUMA-FORM , AF9412 |  |  | 2.36 | 2001-12-11 09:51 | Anjanece | 25 | 0 | N | N
ALUMA-FORM | AF9412 | Y | ALUMA-FORM , AF9412 |  |  | 2.47 | 2001-12-11 09:51 | Anjanece | 25 | 0 | N | N
ALUMA-FORM | AF9412 | Y | ALUMA-FORM , AF9412 |  |  | 2.5 | 2001-12-11 09:51 | Anjanece | 25 | 0 | N | N
ALUMA-FORM | AF9412 | Y | ALUMA-FORM , AF9412 |  |  | 2.73 | 2001-12-11 09:51 | Anjanece | 25 | 0 | N | N
ALUMA-FORM | AF9412 | Y | ALUMA-FORM , AF9412 |  |  | 2.77 | 2001-12-11 09:51 | Anjanece | 25 | 0 | N | N
ALUMA-FORM | AF9412 | Y | ALUMA-FORM , AF9412 |  |  | 2.79 | 2001-12-11 09:51 | Anjanece | 25 | 0 | N | N
ALUMA-FORM | AF9412 | Y | ALUMA-FORM , AF9412 |  |  | 2.81 | 2001-12-11 09:51 | Anjanece | 25 | 0 | N | N
ALUMA-FORM | AF9412 | Y | ALUMA-FORM , AF9412 |  |  | 3.07 | 2001-12-11 09:51 | Anjanece | 25 | 0 | N | N
ALUMA-FORM | AF9412 | Y | ALUMA-FORM , AF9412 |  |  | 3.12 | 2001-12-11 09:51 | Anjanece | 25 | 0 | N | N
ALUMA-FORM | AF9412 | Y | ALUMA-FORM , AF9412 |  |  | 3.17 | 2001-12-11 09:51 | Anjanece | 25 | 0 | N | N
ALUMA-FORM | AF9412 | Y | ALUMA-FORM , AF9412 |  |  | 3.18 | 2001-12-11 09:51 | Anjanece | 25 | 0 | N | N
ALUMA-FORM | AF9412 | Y | ALUMA-FORM , AF9412 |  |  | 3.3 | 2001-12-11 09:51 | Anjanece | 25 | 0 | N | N
ALUMA-FORM | AF9412 | Y | ALUMA-FORM , AF9412 |  |  | 3.51 | 2001-12-11 09:51 | Anjanece | 25 | 0 | N | N
ALUMA-FORM | AF9412 | Y | ALUMA-FORM , AF9412 |  |  | 3.54 | 2001-12-11 09:51 | Anjanece | 25 | 0 | N | N
ALUMA-FORM | AF9412 | Y | ALUMA-FORM , AF9412 |  |  | 3.55 | 2001-12-11 09:51 | Anjanece | 25 | 0 | N | N
ALUMA-FORM | AF9412 | Y | ALUMA-FORM , AF9412 |  |  | 3.56 | 2001-12-11 09:51 | Anjanece | 25 | 0 | N | N
CHANCE | 29962 | Y | CHANCE , 29962 | JEA OVERHEAD DISTRIBUTION | CSC Stores | 1.74 | 2001-12-11 09:51 | Anjanece | 25 | 0 | N | N
CHANCE | 29962 | Y | CHANCE , 29962 |  |  | 1.75 | 2001-12-11 09:51 | Anjanece | 25 | 0 | N | N
CHANCE | 29962 | Y | CHANCE , 29962 |  |  | 1.76 | 2001-12-11 09:51 | Anjanece | 25 | 0 | N | N
CHANCE | 29962 | Y | CHANCE , 29962 |  |  | 1.79 | 2001-12-11 09:51 | Anjanece | 25 | 0 | N | N
CHANCE | 29962 | Y | CHANCE , 29962 |  |  | 1.8 | 2001-12-11 09:51 | Anjanece | 25 | 0 | N | N
CHANCE | 29962 | Y | CHANCE , 29962 |  |  | 1.81 | 2001-12-11 09:51 | Anjanece | 25 | 0 | N | N
CHANCE | 29962 | Y | CHANCE , 29962 |  |  | 1.83 | 2001-12-11 09:51 | Anjanece | 25 | 0 | N | N
CHANCE | 29962 | Y | CHANCE , 29962 |  |  | 1.91 | 2001-12-11 09:51 | Anjanece | 25 | 0 | N | N
CHANCE | 29962 | Y | CHANCE , 29962 |  |  | 2.23 | 2001-12-11 09:51 | Anjanece | 25 | 0 | N | N
CHANCE | 29962 | Y | CHANCE , 29962 |  |  | 2.3 | 2001-12-11 09:51 | Anjanece | 25 | 0 | N | N
CHANCE | 29962 | Y | CHANCE , 29962 |  |  | 2.31 | 2001-12-11 09:51 | Anjanece | 25 | 0 | N | N
CHANCE | 29962 | Y | CHANCE , 29962 |  |  | 2.36 | 2001-12-11 09:51 | Anjanece | 25 | 0 | N | N
CHANCE | 29962 | Y | CHANCE , 29962 |  |  | 2.47 | 2001-12-11 09:51 | Anjanece | 25 | 0 | N | N
CHANCE | 29962 | Y | CHANCE , 29962 |  |  | 2.5 | 2001-12-11 09:51 | Anjanece | 25 | 0 | N | N
CHANCE | 29962 | Y | CHANCE , 29962 |  |  | 2.73 | 2001-12-11 09:51 | Anjanece | 25 | 0 | N | N
CHANCE | 29962 | Y | CHANCE , 29962 |  |  | 2.77 | 2001-12-11 09:51 | Anjanece | 25 | 0 | N | N
CHANCE | 29962 | Y | CHANCE , 29962 |  |  | 2.79 | 2001-12-11 09:51 | Anjanece | 25 | 0 | N | N
CHANCE | 29962 | Y | CHANCE , 29962 |  |  | 2.81 | 2001-12-11 09:51 | Anjanece | 25 | 0 | N | N
CHANCE | 29962 | Y | CHANCE , 29962 |  |  | 3.07 | 2001-12-11 09:51 | Anjanece | 25 | 0 | N | N
CHANCE | 29962 | Y | CHANCE , 29962 |  |  | 3.12 | 2001-12-11 09:51 | Anjanece | 25 | 0 | N | N
CHANCE | 29962 | Y | CHANCE , 29962 |  |  | 3.17 | 2001-12-11 09:51 | Anjanece | 25 | 0 | N | N
CHANCE | 29962 | Y | CHANCE , 29962 |  |  | 3.18 | 2001-12-11 09:51 | Anjanece | 25 | 0 | N | N
CHANCE | 29962 | Y | CHANCE , 29962 |  |  | 3.3 | 2001-12-11 09:51 | Anjanece | 25 | 0 | N | N
CHANCE | 29962 | Y | CHANCE , 29962 |  |  | 3.51 | 2001-12-11 09:51 | Anjanece | 25 | 0 | N | N
CHANCE | 29962 | Y | CHANCE , 29962 |  |  | 3.54 | 2001-12-11 09:51 | Anjanece | 25 | 0 | N | N
CHANCE | 29962 | Y | CHANCE , 29962 |  |  | 3.55 | 2001-12-11 09:51 | Anjanece | 25 | 0 | N | N
CHANCE | 29962 | Y | CHANCE , 29962 |  |  | 3.56 | 2001-12-11 09:51 | Anjanece | 25 | 0 | N | N
DIXIE ELECTRIC | D29962 | Y | DIXIE ELECTRIC , D29962 | JEA OVERHEAD DISTRIBUTION | CSC Stores | 1.74 | 2001-12-11 09:51 | Anjanece | 25 | 0 | N | N
DIXIE ELECTRIC | D29962 | Y | DIXIE ELECTRIC , D29962 |  |  | 1.75 | 2001-12-11 09:51 | Anjanece | 25 | 0 | N | N
DIXIE ELECTRIC | D29962 | Y | DIXIE ELECTRIC , D29962 |  |  | 1.76 | 2001-12-11 09:51 | Anjanece | 25 | 0 | N | N
DIXIE ELECTRIC | D29962 | Y | DIXIE ELECTRIC , D29962 |  |  | 1.79 | 2001-12-11 09:51 | Anjanece | 25 | 0 | N | N
DIXIE ELECTRIC | D29962 | Y | DIXIE ELECTRIC , D29962 |  |  | 1.8 | 2001-12-11 09:51 | Anjanece | 25 | 0 | N | N
DIXIE ELECTRIC | D29962 | Y | DIXIE ELECTRIC , D29962 |  |  | 1.81 | 2001-12-11 09:51 | Anjanece | 25 | 0 | N | N
DIXIE ELECTRIC | D29962 | Y | DIXIE ELECTRIC , D29962 |  |  | 1.83 | 2001-12-11 09:51 | Anjanece | 25 | 0 | N | N
DIXIE ELECTRIC | D29962 | Y | DIXIE ELECTRIC , D29962 |  |  | 1.91 | 2001-12-11 09:51 | Anjanece | 25 | 0 | N | N
DIXIE ELECTRIC | D29962 | Y | DIXIE ELECTRIC , D29962 |  |  | 2.23 | 2001-12-11 09:51 | Anjanece | 25 | 0 | N | N
DIXIE ELECTRIC | D29962 | Y | DIXIE ELECTRIC , D29962 |  |  | 2.3 | 2001-12-11 09:51 | Anjanece | 25 | 0 | N | N
DIXIE ELECTRIC | D29962 | Y | DIXIE ELECTRIC , D29962 |  |  | 2.31 | 2001-12-11 09:51 | Anjanece | 25 | 0 | N | N
DIXIE ELECTRIC | D29962 | Y | DIXIE ELECTRIC , D29962 |  |  | 2.36 | 2001-12-11 09:51 | Anjanece | 25 | 0 | N | N
DIXIE ELECTRIC | D29962 | Y | DIXIE ELECTRIC , D29962 |  |  | 2.47 | 2001-12-11 09:51 | Anjanece | 25 | 0 | N | N
DIXIE ELECTRIC | D29962 | Y | DIXIE ELECTRIC , D29962 |  |  | 2.5 | 2001-12-11 09:51 | Anjanece | 25 | 0 | N | N
DIXIE ELECTRIC | D29962 | Y | DIXIE ELECTRIC , D29962 |  |  | 2.73 | 2001-12-11 09:51 | Anjanece | 25 | 0 | N | N
DIXIE ELECTRIC | D29962 | Y | DIXIE ELECTRIC , D29962 |  |  | 2.77 | 2001-12-11 09:51 | Anjanece | 25 | 0 | N | N
DIXIE ELECTRIC | D29962 | Y | DIXIE ELECTRIC , D29962 |  |  | 2.79 | 2001-12-11 09:51 | Anjanece | 25 | 0 | N | N
DIXIE ELECTRIC | D29962 | Y | DIXIE ELECTRIC , D29962 |  |  | 2.81 | 2001-12-11 09:51 | Anjanece | 25 | 0 | N | N
DIXIE ELECTRIC | D29962 | Y | DIXIE ELECTRIC , D29962 |  |  | 3.07 | 2001-12-11 09:51 | Anjanece | 25 | 0 | N | N
DIXIE ELECTRIC | D29962 | Y | DIXIE ELECTRIC , D29962 |  |  | 3.12 | 2001-12-11 09:51 | Anjanece | 25 | 0 | N | N
DIXIE ELECTRIC | D29962 | Y | DIXIE ELECTRIC , D29962 |  |  | 3.17 | 2001-12-11 09:51 | Anjanece | 25 | 0 | N | N
DIXIE ELECTRIC | D29962 | Y | DIXIE ELECTRIC , D29962 |  |  | 3.18 | 2001-12-11 09:51 | Anjanece | 25 | 0 | N | N
DIXIE ELECTRIC | D29962 | Y | DIXIE ELECTRIC , D29962 |  |  | 3.3 | 2001-12-11 09:51 | Anjanece | 25 | 0 | N | N
DIXIE ELECTRIC | D29962 | Y | DIXIE ELECTRIC , D29962 |  |  | 3.51 | 2001-12-11 09:51 | Anjanece | 25 | 0 | N | N
DIXIE ELECTRIC | D29962 | Y | DIXIE ELECTRIC , D29962 |  |  | 3.54 | 2001-12-11 09:51 | Anjanece | 25 | 0 | N | N
DIXIE ELECTRIC | D29962 | Y | DIXIE ELECTRIC , D29962 |  |  | 3.55 | 2001-12-11 09:51 | Anjanece | 25 | 0 | N | N
DIXIE ELECTRIC | D29962 | Y | DIXIE ELECTRIC , D29962 |  |  | 3.56 | 2001-12-11 09:51 | Anjanece | 25 | 0 | N | N
FLORIDA WIRE AND CABLE | FW9412 | Y | FLORIDA WIRE AND CABLE , FW9412 | JEA OVERHEAD DISTRIBUTION | CSC Stores | 1.74 | 2001-12-11 09:51 | Anjanece | 25 | 0 | N | N
FLORIDA WIRE AND CABLE | FW9412 | Y | FLORIDA WIRE AND CABLE , FW9412 |  |  | 1.75 | 2001-12-11 09:51 | Anjanece | 25 | 0 | N | N
FLORIDA WIRE AND CABLE | FW9412 | Y | FLORIDA WIRE AND CABLE , FW9412 |  |  | 1.76 | 2001-12-11 09:51 | Anjanece | 25 | 0 | N | N
FLORIDA WIRE AND CABLE | FW9412 | Y | FLORIDA WIRE AND CABLE , FW9412 |  |  | 1.79 | 2001-12-11 09:51 | Anjanece | 25 | 0 | N | N
FLORIDA WIRE AND CABLE | FW9412 | Y | FLORIDA WIRE AND CABLE , FW9412 |  |  | 1.8 | 2001-12-11 09:51 | Anjanece | 25 | 0 | N | N
FLORIDA WIRE AND CABLE | FW9412 | Y | FLORIDA WIRE AND CABLE , FW9412 |  |  | 1.81 | 2001-12-11 09:51 | Anjanece | 25 | 0 | N | N
FLORIDA WIRE AND CABLE | FW9412 | Y | FLORIDA WIRE AND CABLE , FW9412 |  |  | 1.83 | 2001-12-11 09:51 | Anjanece | 25 | 0 | N | N
FLORIDA WIRE AND CABLE | FW9412 | Y | FLORIDA WIRE AND CABLE , FW9412 |  |  | 1.91 | 2001-12-11 09:51 | Anjanece | 25 | 0 | N | N
FLORIDA WIRE AND CABLE | FW9412 | Y | FLORIDA WIRE AND CABLE , FW9412 |  |  | 2.23 | 2001-12-11 09:51 | Anjanece | 25 | 0 | N | N
FLORIDA WIRE AND CABLE | FW9412 | Y | FLORIDA WIRE AND CABLE , FW9412 |  |  | 2.3 | 2001-12-11 09:51 | Anjanece | 25 | 0 | N | N
FLORIDA WIRE AND CABLE | FW9412 | Y | FLORIDA WIRE AND CABLE , FW9412 |  |  | 2.31 | 2001-12-11 09:51 | Anjanece | 25 | 0 | N | N
FLORIDA WIRE AND CABLE | FW9412 | Y | FLORIDA WIRE AND CABLE , FW9412 |  |  | 2.36 | 2001-12-11 09:51 | Anjanece | 25 | 0 | N | N
FLORIDA WIRE AND CABLE | FW9412 | Y | FLORIDA WIRE AND CABLE , FW9412 |  |  | 2.47 | 2001-12-11 09:51 | Anjanece | 25 | 0 | N | N
FLORIDA WIRE AND CABLE | FW9412 | Y | FLORIDA WIRE AND CABLE , FW9412 |  |  | 2.5 | 2001-12-11 09:51 | Anjanece | 25 | 0 | N | N
FLORIDA WIRE AND CABLE | FW9412 | Y | FLORIDA WIRE AND CABLE , FW9412 |  |  | 2.73 | 2001-12-11 09:51 | Anjanece | 25 | 0 | N | N
FLORIDA WIRE AND CABLE | FW9412 | Y | FLORIDA WIRE AND CABLE , FW9412 |  |  | 2.77 | 2001-12-11 09:51 | Anjanece | 25 | 0 | N | N
FLORIDA WIRE AND CABLE | FW9412 | Y | FLORIDA WIRE AND CABLE , FW9412 |  |  | 2.79 | 2001-12-11 09:51 | Anjanece | 25 | 0 | N | N
FLORIDA WIRE AND CABLE | FW9412 | Y | FLORIDA WIRE AND CABLE , FW9412 |  |  | 2.81 | 2001-12-11 09:51 | Anjanece | 25 | 0 | N | N
FLORIDA WIRE AND CABLE | FW9412 | Y | FLORIDA WIRE AND CABLE , FW9412 |  |  | 3.07 | 2001-12-11 09:51 | Anjanece | 25 | 0 | N | N
FLORIDA WIRE AND CABLE | FW9412 | Y | FLORIDA WIRE AND CABLE , FW9412 |  |  | 3.12 | 2001-12-11 09:51 | Anjanece | 25 | 0 | N | N
FLORIDA WIRE AND CABLE | FW9412 | Y | FLORIDA WIRE AND CABLE , FW9412 |  |  | 3.17 | 2001-12-11 09:51 | Anjanece | 25 | 0 | N | N
FLORIDA WIRE AND CABLE | FW9412 | Y | FLORIDA WIRE AND CABLE , FW9412 |  |  | 3.18 | 2001-12-11 09:51 | Anjanece | 25 | 0 | N | N
FLORIDA WIRE AND CABLE | FW9412 | Y | FLORIDA WIRE AND CABLE , FW9412 |  |  | 3.3 | 2001-12-11 09:51 | Anjanece | 25 | 0 | N | N
FLORIDA WIRE AND CABLE | FW9412 | Y | FLORIDA WIRE AND CABLE , FW9412 |  |  | 3.51 | 2001-12-11 09:51 | Anjanece | 25 | 0 | N | N
FLORIDA WIRE AND CABLE | FW9412 | Y | FLORIDA WIRE AND CABLE , FW9412 |  |  | 3.54 | 2001-12-11 09:51 | Anjanece | 25 | 0 | N | N
FLORIDA WIRE AND CABLE | FW9412 | Y | FLORIDA WIRE AND CABLE , FW9412 |  |  | 3.55 | 2001-12-11 09:51 | Anjanece | 25 | 0 | N | N
FLORIDA WIRE AND CABLE | FW9412 | Y | FLORIDA WIRE AND CABLE , FW9412 |  |  | 3.56 | 2001-12-11 09:51 | Anjanece | 25 | 0 | N | N
JOSLYN HI-VOLTAGE CORP. | J9412 | Y | JOSLYN HI-VOLTAGE CORP. , J9412 | JEA OVERHEAD DISTRIBUTION | CSC Stores | 1.74 | 2001-12-11 09:51 | Anjanece | 25 | 0 | N | N
JOSLYN HI-VOLTAGE CORP. | J9412 | Y | JOSLYN HI-VOLTAGE CORP. , J9412 |  |  | 1.75 | 2001-12-11 09:51 | Anjanece | 25 | 0 | N | N
JOSLYN HI-VOLTAGE CORP. | J9412 | Y | JOSLYN HI-VOLTAGE CORP. , J9412 |  |  | 1.76 | 2001-12-11 09:51 | Anjanece | 25 | 0 | N | N
JOSLYN HI-VOLTAGE CORP. | J9412 | Y | JOSLYN HI-VOLTAGE CORP. , J9412 |  |  | 1.79 | 2001-12-11 09:51 | Anjanece | 25 | 0 | N | N
JOSLYN HI-VOLTAGE CORP. | J9412 | Y | JOSLYN HI-VOLTAGE CORP. , J9412 |  |  | 1.8 | 2001-12-11 09:51 | Anjanece | 25 | 0 | N | N
JOSLYN HI-VOLTAGE CORP. | J9412 | Y | JOSLYN HI-VOLTAGE CORP. , J9412 |  |  | 1.81 | 2001-12-11 09:51 | Anjanece | 25 | 0 | N | N
JOSLYN HI-VOLTAGE CORP. | J9412 | Y | JOSLYN HI-VOLTAGE CORP. , J9412 |  |  | 1.83 | 2001-12-11 09:51 | Anjanece | 25 | 0 | N | N
JOSLYN HI-VOLTAGE CORP. | J9412 | Y | JOSLYN HI-VOLTAGE CORP. , J9412 |  |  | 1.91 | 2001-12-11 09:51 | Anjanece | 25 | 0 | N | N
JOSLYN HI-VOLTAGE CORP. | J9412 | Y | JOSLYN HI-VOLTAGE CORP. , J9412 |  |  | 2.23 | 2001-12-11 09:51 | Anjanece | 25 | 0 | N | N
JOSLYN HI-VOLTAGE CORP. | J9412 | Y | JOSLYN HI-VOLTAGE CORP. , J9412 |  |  | 2.3 | 2001-12-11 09:51 | Anjanece | 25 | 0 | N | N
JOSLYN HI-VOLTAGE CORP. | J9412 | Y | JOSLYN HI-VOLTAGE CORP. , J9412 |  |  | 2.31 | 2001-12-11 09:51 | Anjanece | 25 | 0 | N | N
JOSLYN HI-VOLTAGE CORP. | J9412 | Y | JOSLYN HI-VOLTAGE CORP. , J9412 |  |  | 2.36 | 2001-12-11 09:51 | Anjanece | 25 | 0 | N | N
JOSLYN HI-VOLTAGE CORP. | J9412 | Y | JOSLYN HI-VOLTAGE CORP. , J9412 |  |  | 2.47 | 2001-12-11 09:51 | Anjanece | 25 | 0 | N | N
JOSLYN HI-VOLTAGE CORP. | J9412 | Y | JOSLYN HI-VOLTAGE CORP. , J9412 |  |  | 2.5 | 2001-12-11 09:51 | Anjanece | 25 | 0 | N | N
JOSLYN HI-VOLTAGE CORP. | J9412 | Y | JOSLYN HI-VOLTAGE CORP. , J9412 |  |  | 2.73 | 2001-12-11 09:51 | Anjanece | 25 | 0 | N | N
JOSLYN HI-VOLTAGE CORP. | J9412 | Y | JOSLYN HI-VOLTAGE CORP. , J9412 |  |  | 2.77 | 2001-12-11 09:51 | Anjanece | 25 | 0 | N | N
JOSLYN HI-VOLTAGE CORP. | J9412 | Y | JOSLYN HI-VOLTAGE CORP. , J9412 |  |  | 2.79 | 2001-12-11 09:51 | Anjanece | 25 | 0 | N | N
JOSLYN HI-VOLTAGE CORP. | J9412 | Y | JOSLYN HI-VOLTAGE CORP. , J9412 |  |  | 2.81 | 2001-12-11 09:51 | Anjanece | 25 | 0 | N | N
JOSLYN HI-VOLTAGE CORP. | J9412 | Y | JOSLYN HI-VOLTAGE CORP. , J9412 |  |  | 3.07 | 2001-12-11 09:51 | Anjanece | 25 | 0 | N | N
JOSLYN HI-VOLTAGE CORP. | J9412 | Y | JOSLYN HI-VOLTAGE CORP. , J9412 |  |  | 3.12 | 2001-12-11 09:51 | Anjanece | 25 | 0 | N | N
JOSLYN HI-VOLTAGE CORP. | J9412 | Y | JOSLYN HI-VOLTAGE CORP. , J9412 |  |  | 3.17 | 2001-12-11 09:51 | Anjanece | 25 | 0 | N | N
JOSLYN HI-VOLTAGE CORP. | J9412 | Y | JOSLYN HI-VOLTAGE CORP. , J9412 |  |  | 3.18 | 2001-12-11 09:51 | Anjanece | 25 | 0 | N | N
JOSLYN HI-VOLTAGE CORP. | J9412 | Y | JOSLYN HI-VOLTAGE CORP. , J9412 |  |  | 3.3 | 2001-12-11 09:51 | Anjanece | 25 | 0 | N | N
JOSLYN HI-VOLTAGE CORP. | J9412 | Y | JOSLYN HI-VOLTAGE CORP. , J9412 |  |  | 3.51 | 2001-12-11 09:51 | Anjanece | 25 | 0 | N | N
JOSLYN HI-VOLTAGE CORP. | J9412 | Y | JOSLYN HI-VOLTAGE CORP. , J9412 |  |  | 3.54 | 2001-12-11 09:51 | Anjanece | 25 | 0 | N | N
JOSLYN HI-VOLTAGE CORP. | J9412 | Y | JOSLYN HI-VOLTAGE CORP. , J9412 |  |  | 3.55 | 2001-12-11 09:51 | Anjanece | 25 | 0 | N | N
JOSLYN HI-VOLTAGE CORP. | J9412 | Y | JOSLYN HI-VOLTAGE CORP. , J9412 |  |  | 3.56 | 2001-12-11 09:51 | Anjanece | 25 | 0 | N | N
MC GRAW EDISON | DF2E12 | Y | MC GRAW EDISON , DF2E12 | JEA OVERHEAD DISTRIBUTION | CSC Stores | 1.74 | 2001-12-11 09:51 | Anjanece | 25 | 0 | N | N
MC GRAW EDISON | DF2E12 | Y | MC GRAW EDISON , DF2E12 |  |  | 1.75 | 2001-12-11 09:51 | Anjanece | 25 | 0 | N | N
MC GRAW EDISON | DF2E12 | Y | MC GRAW EDISON , DF2E12 |  |  | 1.76 | 2001-12-11 09:51 | Anjanece | 25 | 0 | N | N
MC GRAW EDISON | DF2E12 | Y | MC GRAW EDISON , DF2E12 |  |  | 1.79 | 2001-12-11 09:51 | Anjanece | 25 | 0 | N | N
MC GRAW EDISON | DF2E12 | Y | MC GRAW EDISON , DF2E12 |  |  | 1.8 | 2001-12-11 09:51 | Anjanece | 25 | 0 | N | N
MC GRAW EDISON | DF2E12 | Y | MC GRAW EDISON , DF2E12 |  |  | 1.81 | 2001-12-11 09:51 | Anjanece | 25 | 0 | N | N
MC GRAW EDISON | DF2E12 | Y | MC GRAW EDISON , DF2E12 |  |  | 1.83 | 2001-12-11 09:51 | Anjanece | 25 | 0 | N | N
MC GRAW EDISON | DF2E12 | Y | MC GRAW EDISON , DF2E12 |  |  | 1.91 | 2001-12-11 09:51 | Anjanece | 25 | 0 | N | N
MC GRAW EDISON | DF2E12 | Y | MC GRAW EDISON , DF2E12 |  |  | 2.23 | 2001-12-11 09:51 | Anjanece | 25 | 0 | N | N
MC GRAW EDISON | DF2E12 | Y | MC GRAW EDISON , DF2E12 |  |  | 2.3 | 2001-12-11 09:51 | Anjanece | 25 | 0 | N | N
MC GRAW EDISON | DF2E12 | Y | MC GRAW EDISON , DF2E12 |  |  | 2.31 | 2001-12-11 09:51 | Anjanece | 25 | 0 | N | N
MC GRAW EDISON | DF2E12 | Y | MC GRAW EDISON , DF2E12 |  |  | 2.36 | 2001-12-11 09:51 | Anjanece | 25 | 0 | N | N
MC GRAW EDISON | DF2E12 | Y | MC GRAW EDISON , DF2E12 |  |  | 2.47 | 2001-12-11 09:51 | Anjanece | 25 | 0 | N | N
MC GRAW EDISON | DF2E12 | Y | MC GRAW EDISON , DF2E12 |  |  | 2.5 | 2001-12-11 09:51 | Anjanece | 25 | 0 | N | N
MC GRAW EDISON | DF2E12 | Y | MC GRAW EDISON , DF2E12 |  |  | 2.73 | 2001-12-11 09:51 | Anjanece | 25 | 0 | N | N
MC GRAW EDISON | DF2E12 | Y | MC GRAW EDISON , DF2E12 |  |  | 2.77 | 2001-12-11 09:51 | Anjanece | 25 | 0 | N | N
MC GRAW EDISON | DF2E12 | Y | MC GRAW EDISON , DF2E12 |  |  | 2.79 | 2001-12-11 09:51 | Anjanece | 25 | 0 | N | N
MC GRAW EDISON | DF2E12 | Y | MC GRAW EDISON , DF2E12 |  |  | 2.81 | 2001-12-11 09:51 | Anjanece | 25 | 0 | N | N
MC GRAW EDISON | DF2E12 | Y | MC GRAW EDISON , DF2E12 |  |  | 3.07 | 2001-12-11 09:51 | Anjanece | 25 | 0 | N | N
MC GRAW EDISON | DF2E12 | Y | MC GRAW EDISON , DF2E12 |  |  | 3.12 | 2001-12-11 09:51 | Anjanece | 25 | 0 | N | N
MC GRAW EDISON | DF2E12 | Y | MC GRAW EDISON , DF2E12 |  |  | 3.17 | 2001-12-11 09:51 | Anjanece | 25 | 0 | N | N
MC GRAW EDISON | DF2E12 | Y | MC GRAW EDISON , DF2E12 |  |  | 3.18 | 2001-12-11 09:51 | Anjanece | 25 | 0 | N | N
MC GRAW EDISON | DF2E12 | Y | MC GRAW EDISON , DF2E12 |  |  | 3.3 | 2001-12-11 09:51 | Anjanece | 25 | 0 | N | N
MC GRAW EDISON | DF2E12 | Y | MC GRAW EDISON , DF2E12 |  |  | 3.51 | 2001-12-11 09:51 | Anjanece | 25 | 0 | N | N
MC GRAW EDISON | DF2E12 | Y | MC GRAW EDISON , DF2E12 |  |  | 3.54 | 2001-12-11 09:51 | Anjanece | 25 | 0 | N | N
MC GRAW EDISON | DF2E12 | Y | MC GRAW EDISON , DF2E12 |  |  | 3.55 | 2001-12-11 09:51 | Anjanece | 25 | 0 | N | N
MC GRAW EDISON | DF2E12 | Y | MC GRAW EDISON , DF2E12 |  |  | 3.56 | 2001-12-11 09:51 | Anjanece | 25 | 0 | N | N
POWERLINE HARDWARE CO. | P9412 | Y | POWERLINE HARDWARE CO. , P9412 | JEA OVERHEAD DISTRIBUTION | CSC Stores | 1.74 | 2001-12-11 09:51 | Anjanece | 25 | 0 | N | N
POWERLINE HARDWARE CO. | P9412 | Y | POWERLINE HARDWARE CO. , P9412 |  |  | 1.75 | 2001-12-11 09:51 | Anjanece | 25 | 0 | N | N
POWERLINE HARDWARE CO. | P9412 | Y | POWERLINE HARDWARE CO. , P9412 |  |  | 1.76 | 2001-12-11 09:51 | Anjanece | 25 | 0 | N | N
POWERLINE HARDWARE CO. | P9412 | Y | POWERLINE HARDWARE CO. , P9412 |  |  | 1.79 | 2001-12-11 09:51 | Anjanece | 25 | 0 | N | N
POWERLINE HARDWARE CO. | P9412 | Y | POWERLINE HARDWARE CO. , P9412 |  |  | 1.8 | 2001-12-11 09:51 | Anjanece | 25 | 0 | N | N
POWERLINE HARDWARE CO. | P9412 | Y | POWERLINE HARDWARE CO. , P9412 |  |  | 1.81 | 2001-12-11 09:51 | Anjanece | 25 | 0 | N | N
POWERLINE HARDWARE CO. | P9412 | Y | POWERLINE HARDWARE CO. , P9412 |  |  | 1.83 | 2001-12-11 09:51 | Anjanece | 25 | 0 | N | N
POWERLINE HARDWARE CO. | P9412 | Y | POWERLINE HARDWARE CO. , P9412 |  |  | 1.91 | 2001-12-11 09:51 | Anjanece | 25 | 0 | N | N
POWERLINE HARDWARE CO. | P9412 | Y | POWERLINE HARDWARE CO. , P9412 |  |  | 2.23 | 2001-12-11 09:51 | Anjanece | 25 | 0 | N | N
POWERLINE HARDWARE CO. | P9412 | Y | POWERLINE HARDWARE CO. , P9412 |  |  | 2.3 | 2001-12-11 09:51 | Anjanece | 25 | 0 | N | N
POWERLINE HARDWARE CO. | P9412 | Y | POWERLINE HARDWARE CO. , P9412 |  |  | 2.31 | 2001-12-11 09:51 | Anjanece | 25 | 0 | N | N
POWERLINE HARDWARE CO. | P9412 | Y | POWERLINE HARDWARE CO. , P9412 |  |  | 2.36 | 2001-12-11 09:51 | Anjanece | 25 | 0 | N | N
POWERLINE HARDWARE CO. | P9412 | Y | POWERLINE HARDWARE CO. , P9412 |  |  | 2.47 | 2001-12-11 09:51 | Anjanece | 25 | 0 | N | N
POWERLINE HARDWARE CO. | P9412 | Y | POWERLINE HARDWARE CO. , P9412 |  |  | 2.5 | 2001-12-11 09:51 | Anjanece | 25 | 0 | N | N
POWERLINE HARDWARE CO. | P9412 | Y | POWERLINE HARDWARE CO. , P9412 |  |  | 2.73 | 2001-12-11 09:51 | Anjanece | 25 | 0 | N | N
POWERLINE HARDWARE CO. | P9412 | Y | POWERLINE HARDWARE CO. , P9412 |  |  | 2.77 | 2001-12-11 09:51 | Anjanece | 25 | 0 | N | N
POWERLINE HARDWARE CO. | P9412 | Y | POWERLINE HARDWARE CO. , P9412 |  |  | 2.79 | 2001-12-11 09:51 | Anjanece | 25 | 0 | N | N
POWERLINE HARDWARE CO. | P9412 | Y | POWERLINE HARDWARE CO. , P9412 |  |  | 2.81 | 2001-12-11 09:51 | Anjanece | 25 | 0 | N | N
POWERLINE HARDWARE CO. | P9412 | Y | POWERLINE HARDWARE CO. , P9412 |  |  | 3.07 | 2001-12-11 09:51 | Anjanece | 25 | 0 | N | N
POWERLINE HARDWARE CO. | P9412 | Y | POWERLINE HARDWARE CO. , P9412 |  |  | 3.12 | 2001-12-11 09:51 | Anjanece | 25 | 0 | N | N
POWERLINE HARDWARE CO. | P9412 | Y | POWERLINE HARDWARE CO. , P9412 |  |  | 3.17 | 2001-12-11 09:51 | Anjanece | 25 | 0 | N | N
POWERLINE HARDWARE CO. | P9412 | Y | POWERLINE HARDWARE CO. , P9412 |  |  | 3.18 | 2001-12-11 09:51 | Anjanece | 25 | 0 | N | N
POWERLINE HARDWARE CO. | P9412 | Y | POWERLINE HARDWARE CO. , P9412 |  |  | 3.3 | 2001-12-11 09:51 | Anjanece | 25 | 0 | N | N
POWERLINE HARDWARE CO. | P9412 | Y | POWERLINE HARDWARE CO. , P9412 |  |  | 3.51 | 2001-12-11 09:51 | Anjanece | 25 | 0 | N | N
POWERLINE HARDWARE CO. | P9412 | Y | POWERLINE HARDWARE CO. , P9412 |  |  | 3.54 | 2001-12-11 09:51 | Anjanece | 25 | 0 | N | N
POWERLINE HARDWARE CO. | P9412 | Y | POWERLINE HARDWARE CO. , P9412 |  |  | 3.55 | 2001-12-11 09:51 | Anjanece | 25 | 0 | N | N
POWERLINE HARDWARE CO. | P9412 | Y | POWERLINE HARDWARE CO. , P9412 |  |  | 3.56 | 2001-12-11 09:51 | Anjanece | 25 | 0 | N | N
THREADED FASTENERS INC. | TF9412 | Y | THREADED FASTENERS INC. , TF9412 | JEA OVERHEAD DISTRIBUTION | CSC Stores | 1.74 | 2001-12-11 09:51 | Anjanece | 25 | 0 | N | N
THREADED FASTENERS INC. | TF9412 | Y | THREADED FASTENERS INC. , TF9412 |  |  | 1.75 | 2001-12-11 09:51 | Anjanece | 25 | 0 | N | N
THREADED FASTENERS INC. | TF9412 | Y | THREADED FASTENERS INC. , TF9412 |  |  | 1.76 | 2001-12-11 09:51 | Anjanece | 25 | 0 | N | N
THREADED FASTENERS INC. | TF9412 | Y | THREADED FASTENERS INC. , TF9412 |  |  | 1.79 | 2001-12-11 09:51 | Anjanece | 25 | 0 | N | N
THREADED FASTENERS INC. | TF9412 | Y | THREADED FASTENERS INC. , TF9412 |  |  | 1.8 | 2001-12-11 09:51 | Anjanece | 25 | 0 | N | N
THREADED FASTENERS INC. | TF9412 | Y | THREADED FASTENERS INC. , TF9412 |  |  | 1.81 | 2001-12-11 09:51 | Anjanece | 25 | 0 | N | N
THREADED FASTENERS INC. | TF9412 | Y | THREADED FASTENERS INC. , TF9412 |  |  | 1.83 | 2001-12-11 09:51 | Anjanece | 25 | 0 | N | N
THREADED FASTENERS INC. | TF9412 | Y | THREADED FASTENERS INC. , TF9412 |  |  | 1.91 | 2001-12-11 09:51 | Anjanece | 25 | 0 | N | N
THREADED FASTENERS INC. | TF9412 | Y | THREADED FASTENERS INC. , TF9412 |  |  | 2.23 | 2001-12-11 09:51 | Anjanece | 25 | 0 | N | N
THREADED FASTENERS INC. | TF9412 | Y | THREADED FASTENERS INC. , TF9412 |  |  | 2.3 | 2001-12-11 09:51 | Anjanece | 25 | 0 | N | N
THREADED FASTENERS INC. | TF9412 | Y | THREADED FASTENERS INC. , TF9412 |  |  | 2.31 | 2001-12-11 09:51 | Anjanece | 25 | 0 | N | N
THREADED FASTENERS INC. | TF9412 | Y | THREADED FASTENERS INC. , TF9412 |  |  | 2.36 | 2001-12-11 09:51 | Anjanece | 25 | 0 | N | N
THREADED FASTENERS INC. | TF9412 | Y | THREADED FASTENERS INC. , TF9412 |  |  | 2.47 | 2001-12-11 09:51 | Anjanece | 25 | 0 | N | N
THREADED FASTENERS INC. | TF9412 | Y | THREADED FASTENERS INC. , TF9412 |  |  | 2.5 | 2001-12-11 09:51 | Anjanece | 25 | 0 | N | N
THREADED FASTENERS INC. | TF9412 | Y | THREADED FASTENERS INC. , TF9412 |  |  | 2.73 | 2001-12-11 09:51 | Anjanece | 25 | 0 | N | N
THREADED FASTENERS INC. | TF9412 | Y | THREADED FASTENERS INC. , TF9412 |  |  | 2.77 | 2001-12-11 09:51 | Anjanece | 25 | 0 | N | N
THREADED FASTENERS INC. | TF9412 | Y | THREADED FASTENERS INC. , TF9412 |  |  | 2.79 | 2001-12-11 09:51 | Anjanece | 25 | 0 | N | N
THREADED FASTENERS INC. | TF9412 | Y | THREADED FASTENERS INC. , TF9412 |  |  | 2.81 | 2001-12-11 09:51 | Anjanece | 25 | 0 | N | N
THREADED FASTENERS INC. | TF9412 | Y | THREADED FASTENERS INC. , TF9412 |  |  | 3.07 | 2001-12-11 09:51 | Anjanece | 25 | 0 | N | N
THREADED FASTENERS INC. | TF9412 | Y | THREADED FASTENERS INC. , TF9412 |  |  | 3.12 | 2001-12-11 09:51 | Anjanece | 25 | 0 | N | N
THREADED FASTENERS INC. | TF9412 | Y | THREADED FASTENERS INC. , TF9412 |  |  | 3.17 | 2001-12-11 09:51 | Anjanece | 25 | 0 | N | N
THREADED FASTENERS INC. | TF9412 | Y | THREADED FASTENERS INC. , TF9412 |  |  | 3.18 | 2001-12-11 09:51 | Anjanece | 25 | 0 | N | N
THREADED FASTENERS INC. | TF9412 | Y | THREADED FASTENERS INC. , TF9412 |  |  | 3.3 | 2001-12-11 09:51 | Anjanece | 25 | 0 | N | N
THREADED FASTENERS INC. | TF9412 | Y | THREADED FASTENERS INC. , TF9412 |  |  | 3.51 | 2001-12-11 09:51 | Anjanece | 25 | 0 | N | N
THREADED FASTENERS INC. | TF9412 | Y | THREADED FASTENERS INC. , TF9412 |  |  | 3.54 | 2001-12-11 09:51 | Anjanece | 25 | 0 | N | N
THREADED FASTENERS INC. | TF9412 | Y | THREADED FASTENERS INC. , TF9412 |  |  | 3.55 | 2001-12-11 09:51 | Anjanece | 25 | 0 | N | N
THREADED FASTENERS INC. | TF9412 | Y | THREADED FASTENERS INC. , TF9412 |  |  | 3.56 | 2001-12-11 09:51 | Anjanece | 25 | 0 | N | N
UTILITIES SERVICE | 25101 | Y | UTILITIES SERVICE , 25101 | JEA OVERHEAD DISTRIBUTION | CSC Stores | 1.74 | 2001-12-11 09:51 | Anjanece | 25 | 0 | N | N
UTILITIES SERVICE | 25101 | Y | UTILITIES SERVICE , 25101 |  |  | 1.75 | 2001-12-11 09:51 | Anjanece | 25 | 0 | N | N
UTILITIES SERVICE | 25101 | Y | UTILITIES SERVICE , 25101 |  |  | 1.76 | 2001-12-11 09:51 | Anjanece | 25 | 0 | N | N
UTILITIES SERVICE | 25101 | Y | UTILITIES SERVICE , 25101 |  |  | 1.79 | 2001-12-11 09:51 | Anjanece | 25 | 0 | N | N
UTILITIES SERVICE | 25101 | Y | UTILITIES SERVICE , 25101 |  |  | 1.8 | 2001-12-11 09:51 | Anjanece | 25 | 0 | N | N
UTILITIES SERVICE | 25101 | Y | UTILITIES SERVICE , 25101 |  |  | 1.81 | 2001-12-11 09:51 | Anjanece | 25 | 0 | N | N
UTILITIES SERVICE | 25101 | Y | UTILITIES SERVICE , 25101 |  |  | 1.83 | 2001-12-11 09:51 | Anjanece | 25 | 0 | N | N
UTILITIES SERVICE | 25101 | Y | UTILITIES SERVICE , 25101 |  |  | 1.91 | 2001-12-11 09:51 | Anjanece | 25 | 0 | N | N
UTILITIES SERVICE | 25101 | Y | UTILITIES SERVICE , 25101 |  |  | 2.23 | 2001-12-11 09:51 | Anjanece | 25 | 0 | N | N
UTILITIES SERVICE | 25101 | Y | UTILITIES SERVICE , 25101 |  |  | 2.3 | 2001-12-11 09:51 | Anjanece | 25 | 0 | N | N
UTILITIES SERVICE | 25101 | Y | UTILITIES SERVICE , 25101 |  |  | 2.31 | 2001-12-11 09:51 | Anjanece | 25 | 0 | N | N
UTILITIES SERVICE | 25101 | Y | UTILITIES SERVICE , 25101 |  |  | 2.36 | 2001-12-11 09:51 | Anjanece | 25 | 0 | N | N
UTILITIES SERVICE | 25101 | Y | UTILITIES SERVICE , 25101 |  |  | 2.47 | 2001-12-11 09:51 | Anjanece | 25 | 0 | N | N
UTILITIES SERVICE | 25101 | Y | UTILITIES SERVICE , 25101 |  |  | 2.5 | 2001-12-11 09:51 | Anjanece | 25 | 0 | N | N
UTILITIES SERVICE | 25101 | Y | UTILITIES SERVICE , 25101 |  |  | 2.73 | 2001-12-11 09:51 | Anjanece | 25 | 0 | N | N
UTILITIES SERVICE | 25101 | Y | UTILITIES SERVICE , 25101 |  |  | 2.77 | 2001-12-11 09:51 | Anjanece | 25 | 0 | N | N
UTILITIES SERVICE | 25101 | Y | UTILITIES SERVICE , 25101 |  |  | 2.79 | 2001-12-11 09:51 | Anjanece | 25 | 0 | N | N
UTILITIES SERVICE | 25101 | Y | UTILITIES SERVICE , 25101 |  |  | 2.81 | 2001-12-11 09:51 | Anjanece | 25 | 0 | N | N
UTILITIES SERVICE | 25101 | Y | UTILITIES SERVICE , 25101 |  |  | 3.07 | 2001-12-11 09:51 | Anjanece | 25 | 0 | N | N
UTILITIES SERVICE | 25101 | Y | UTILITIES SERVICE , 25101 |  |  | 3.12 | 2001-12-11 09:51 | Anjanece | 25 | 0 | N | N
UTILITIES SERVICE | 25101 | Y | UTILITIES SERVICE , 25101 |  |  | 3.17 | 2001-12-11 09:51 | Anjanece | 25 | 0 | N | N
UTILITIES SERVICE | 25101 | Y | UTILITIES SERVICE , 25101 |  |  | 3.18 | 2001-12-11 09:51 | Anjanece | 25 | 0 | N | N
UTILITIES SERVICE | 25101 | Y | UTILITIES SERVICE , 25101 |  |  | 3.3 | 2001-12-11 09:51 | Anjanece | 25 | 0 | N | N
UTILITIES SERVICE | 25101 | Y | UTILITIES SERVICE , 25101 |  |  | 3.51 | 2001-12-11 09:51 | Anjanece | 25 | 0 | N | N
UTILITIES SERVICE | 25101 | Y | UTILITIES SERVICE , 25101 |  |  | 3.54 | 2001-12-11 09:51 | Anjanece | 25 | 0 | N | N
UTILITIES SERVICE | 25101 | Y | UTILITIES SERVICE , 25101 |  |  | 3.55 | 2001-12-11 09:51 | Anjanece | 25 | 0 | N | N
UTILITIES SERVICE | 25101 | Y | UTILITIES SERVICE , 25101 |  |  | 3.56 | 2001-12-11 09:51 | Anjanece | 25 | 0 | N | N
ALLIED BOLT, INC. | 4105 | Y | ALLIED BOLT, INC. , 4105 | JEA OVERHEAD DISTRIBUTION | CSC Stores | 2.01 | 2001-12-11 09:51 | Anjanece | 25 | 1100 | N | N
ALLIED BOLT, INC. | 4105 | Y | ALLIED BOLT, INC. , 4105 |  |  | 2.03 | 2001-12-11 09:51 | Anjanece | 25 | 1100 | N | N
ALLIED BOLT, INC. | 4105 | Y | ALLIED BOLT, INC. , 4105 |  |  | 2.04 | 2001-12-11 09:51 | Anjanece | 25 | 1100 | N | N
ALLIED BOLT, INC. | 4105 | Y | ALLIED BOLT, INC. , 4105 |  |  | 2.05 | 2001-12-11 09:51 | Anjanece | 25 | 1100 | N | N
ALLIED BOLT, INC. | 4105 | Y | ALLIED BOLT, INC. , 4105 |  |  | 2.06 | 2001-12-11 09:51 | Anjanece | 25 | 1100 | N | N
ALLIED BOLT, INC. | 4105 | Y | ALLIED BOLT, INC. , 4105 |  |  | 2.07 | 2001-12-11 09:51 | Anjanece | 25 | 1100 | N | N
ALLIED BOLT, INC. | 4105 | Y | ALLIED BOLT, INC. , 4105 |  |  | 2.33 | 2001-12-11 09:51 | Anjanece | 25 | 1100 | N | N
ALLIED BOLT, INC. | 4105 | Y | ALLIED BOLT, INC. , 4105 |  |  | 2.34 | 2001-12-11 09:51 | Anjanece | 25 | 1100 | N | N
ALLIED BOLT, INC. | 4105 | Y | ALLIED BOLT, INC. , 4105 |  |  | 2.64 | 2001-12-11 09:51 | Anjanece | 25 | 1100 | N | N
ALLIED BOLT, INC. | 4105 | Y | ALLIED BOLT, INC. , 4105 |  |  | 2.66 | 2001-12-11 09:51 | Anjanece | 25 | 1100 | N | N
ALLIED BOLT, INC. | 4105 | Y | ALLIED BOLT, INC. , 4105 |  |  | 2.67 | 2001-12-11 09:51 | Anjanece | 25 | 1100 | N | N
ALLIED BOLT, INC. | 4105 | Y | ALLIED BOLT, INC. , 4105 |  |  | 2.68 | 2001-12-11 09:51 | Anjanece | 25 | 1100 | N | N
ALLIED BOLT, INC. | 4105 | Y | ALLIED BOLT, INC. , 4105 |  |  | 2.69 | 2001-12-11 09:51 | Anjanece | 25 | 1100 | N | N
ALLIED BOLT, INC. | 4105 | Y | ALLIED BOLT, INC. , 4105 |  |  | 2.71 | 2001-12-11 09:51 | Anjanece | 25 | 1100 | N | N
ALLIED BOLT, INC. | 4105 | Y | ALLIED BOLT, INC. , 4105 |  |  | 2.78 | 2001-12-11 09:51 | Anjanece | 25 | 1100 | N | N
ALLIED BOLT, INC. | 4105 | Y | ALLIED BOLT, INC. , 4105 |  |  | 2.86 | 2001-12-11 09:51 | Anjanece | 25 | 1100 | N | N
ALLIED BOLT, INC. | 4105 | Y | ALLIED BOLT, INC. , 4105 |  |  | 2.87 | 2001-12-11 09:51 | Anjanece | 25 | 1100 | N | N
ALLIED BOLT, INC. | 4105 | Y | ALLIED BOLT, INC. , 4105 |  |  | 2.88 | 2001-12-11 09:51 | Anjanece | 25 | 1100 | N | N
ALLIED BOLT, INC. | 4105 | Y | ALLIED BOLT, INC. , 4105 |  |  | 2.92 | 2001-12-11 09:51 | Anjanece | 25 | 1100 | N | N
ALLIED BOLT, INC. | 4105 | Y | ALLIED BOLT, INC. , 4105 |  |  | 2.97 | 2001-12-11 09:51 | Anjanece | 25 | 1100 | N | N
ALLIED BOLT, INC. | 4105 | Y | ALLIED BOLT, INC. , 4105 |  |  | 2.99 | 2001-12-11 09:51 | Anjanece | 25 | 1100 | N | N
ALLIED BOLT, INC. | 4105 | Y | ALLIED BOLT, INC. , 4105 |  |  | 3.04 | 2001-12-11 09:51 | Anjanece | 25 | 1100 | N | N
ALLIED BOLT, INC. | 4105 | Y | ALLIED BOLT, INC. , 4105 |  |  | 3.05 | 2001-12-11 09:51 | Anjanece | 25 | 1100 | N | N
ALLIED BOLT, INC. | 4105 | Y | ALLIED BOLT, INC. , 4105 |  |  | 3.11 | 2001-12-11 09:51 | Anjanece | 25 | 1100 | N | N
ALLIED BOLT, INC. | 4105 | Y | ALLIED BOLT, INC. , 4105 |  |  | 3.27 | 2001-12-11 09:51 | Anjanece | 25 | 1100 | N | N
ALLIED BOLT, INC. | 4105 | Y | ALLIED BOLT, INC. , 4105 |  |  | 3.36 | 2001-12-11 09:51 | Anjanece | 25 | 1100 | N | N
ALLIED BOLT, INC. | 4105 | Y | ALLIED BOLT, INC. , 4105 |  |  | 3.39 | 2001-12-11 09:51 | Anjanece | 25 | 1100 | N | N
ALLIED BOLT, INC. | 4105 | Y | ALLIED BOLT, INC. , 4105 |  |  | 3.4 | 2001-12-11 09:51 | Anjanece | 25 | 1100 | N | N
ALLIED BOLT, INC. | 4105 | Y | ALLIED BOLT, INC. , 4105 |  |  | 3.45 | 2001-12-11 09:51 | Anjanece | 25 | 1100 | N | N
ALLIED BOLT, INC. | 4105 | Y | ALLIED BOLT, INC. , 4105 |  |  | 3.46 | 2001-12-11 09:51 | Anjanece | 25 | 1100 | N | N
ALLIED BOLT, INC. | 4105 | Y | ALLIED BOLT, INC. , 4105 |  |  | 3.47 | 2001-12-11 09:51 | Anjanece | 25 | 1100 | N | N
ALLIED BOLT, INC. | 4105 | Y | ALLIED BOLT, INC. , 4105 |  |  | 3.7 | 2001-12-11 09:51 | Anjanece | 25 | 1100 | N | N
ALLIED BOLT, INC. | 4105 | Y | ALLIED BOLT, INC. , 4105 |  |  | 3.71 | 2001-12-11 09:51 | Anjanece | 25 | 1100 | N | N
ALLIED BOLT, INC. | 4105 | Y | ALLIED BOLT, INC. , 4105 |  |  | 3.74 | 2001-12-11 09:51 | Anjanece | 25 | 1100 | N | N
ALLIED BOLT, INC. | 4105 | Y | ALLIED BOLT, INC. , 4105 |  |  | 3.75 | 2001-12-11 09:51 | Anjanece | 25 | 1100 | N | N
ALLIED BOLT, INC. | 4105 | Y | ALLIED BOLT, INC. , 4105 |  |  | 4.52 | 2001-12-11 09:51 | Anjanece | 25 | 1100 | N | N
ALLIED BOLT, INC. | 4105 | Y | ALLIED BOLT, INC. , 4105 |  | Storm Stores | 0 | 2018-04-16 10:07 | Anjanece | 25 | 1100 | N | N
ALLIED BOLT, INC. | 4105 | Y | ALLIED BOLT, INC. , 4105 |  |  | 3.03 | 2018-04-16 10:07 | Anjanece | 25 | 1100 | N | N
ALLIED BOLT, INC. | 4105 | Y | ALLIED BOLT, INC. , 4105 |  |  | 3.11 | 2018-04-16 10:07 | Anjanece | 25 | 1100 | N | N
ALLIED BOLT, INC. | 4105 | Y | ALLIED BOLT, INC. , 4105 |  |  | 3.13 | 2018-04-16 10:07 | Anjanece | 25 | 1100 | N | N
ALLIED BOLT, INC. | 4105 | Y | ALLIED BOLT, INC. , 4105 |  |  | 3.17 | 2018-04-16 10:07 | Anjanece | 25 | 1100 | N | N
ALLIED BOLT, INC. | 4105 | Y | ALLIED BOLT, INC. , 4105 |  |  | 3.35 | 2018-04-16 10:07 | Anjanece | 25 | 1100 | N | N
ALUMA-FORM | AF9414 | Y | ALUMA-FORM , AF9414 | JEA OVERHEAD DISTRIBUTION | CSC Stores | 2.01 | 2001-12-11 09:51 | Anjanece | 25 | 1100 | N | N
ALUMA-FORM | AF9414 | Y | ALUMA-FORM , AF9414 |  |  | 2.03 | 2001-12-11 09:51 | Anjanece | 25 | 1100 | N | N
ALUMA-FORM | AF9414 | Y | ALUMA-FORM , AF9414 |  |  | 2.04 | 2001-12-11 09:51 | Anjanece | 25 | 1100 | N | N
ALUMA-FORM | AF9414 | Y | ALUMA-FORM , AF9414 |  |  | 2.05 | 2001-12-11 09:51 | Anjanece | 25 | 1100 | N | N
ALUMA-FORM | AF9414 | Y | ALUMA-FORM , AF9414 |  |  | 2.06 | 2001-12-11 09:51 | Anjanece | 25 | 1100 | N | N
ALUMA-FORM | AF9414 | Y | ALUMA-FORM , AF9414 |  |  | 2.07 | 2001-12-11 09:51 | Anjanece | 25 | 1100 | N | N
ALUMA-FORM | AF9414 | Y | ALUMA-FORM , AF9414 |  |  | 2.33 | 2001-12-11 09:51 | Anjanece | 25 | 1100 | N | N
ALUMA-FORM | AF9414 | Y | ALUMA-FORM , AF9414 |  |  | 2.34 | 2001-12-11 09:51 | Anjanece | 25 | 1100 | N | N
ALUMA-FORM | AF9414 | Y | ALUMA-FORM , AF9414 |  |  | 2.64 | 2001-12-11 09:51 | Anjanece | 25 | 1100 | N | N
ALUMA-FORM | AF9414 | Y | ALUMA-FORM , AF9414 |  |  | 2.66 | 2001-12-11 09:51 | Anjanece | 25 | 1100 | N | N
ALUMA-FORM | AF9414 | Y | ALUMA-FORM , AF9414 |  |  | 2.67 | 2001-12-11 09:51 | Anjanece | 25 | 1100 | N | N
ALUMA-FORM | AF9414 | Y | ALUMA-FORM , AF9414 |  |  | 2.68 | 2001-12-11 09:51 | Anjanece | 25 | 1100 | N | N
ALUMA-FORM | AF9414 | Y | ALUMA-FORM , AF9414 |  |  | 2.69 | 2001-12-11 09:51 | Anjanece | 25 | 1100 | N | N
ALUMA-FORM | AF9414 | Y | ALUMA-FORM , AF9414 |  |  | 2.71 | 2001-12-11 09:51 | Anjanece | 25 | 1100 | N | N
ALUMA-FORM | AF9414 | Y | ALUMA-FORM , AF9414 |  |  | 2.78 | 2001-12-11 09:51 | Anjanece | 25 | 1100 | N | N
ALUMA-FORM | AF9414 | Y | ALUMA-FORM , AF9414 |  |  | 2.86 | 2001-12-11 09:51 | Anjanece | 25 | 1100 | N | N
ALUMA-FORM | AF9414 | Y | ALUMA-FORM , AF9414 |  |  | 2.87 | 2001-12-11 09:51 | Anjanece | 25 | 1100 | N | N
ALUMA-FORM | AF9414 | Y | ALUMA-FORM , AF9414 |  |  | 2.88 | 2001-12-11 09:51 | Anjanece | 25 | 1100 | N | N
ALUMA-FORM | AF9414 | Y | ALUMA-FORM , AF9414 |  |  | 2.92 | 2001-12-11 09:51 | Anjanece | 25 | 1100 | N | N
ALUMA-FORM | AF9414 | Y | ALUMA-FORM , AF9414 |  |  | 2.97 | 2001-12-11 09:51 | Anjanece | 25 | 1100 | N | N
ALUMA-FORM | AF9414 | Y | ALUMA-FORM , AF9414 |  |  | 2.99 | 2001-12-11 09:51 | Anjanece | 25 | 1100 | N | N
ALUMA-FORM | AF9414 | Y | ALUMA-FORM , AF9414 |  |  | 3.04 | 2001-12-11 09:51 | Anjanece | 25 | 1100 | N | N
ALUMA-FORM | AF9414 | Y | ALUMA-FORM , AF9414 |  |  | 3.05 | 2001-12-11 09:51 | Anjanece | 25 | 1100 | N | N
ALUMA-FORM | AF9414 | Y | ALUMA-FORM , AF9414 |  |  | 3.11 | 2001-12-11 09:51 | Anjanece | 25 | 1100 | N | N
ALUMA-FORM | AF9414 | Y | ALUMA-FORM , AF9414 |  |  | 3.27 | 2001-12-11 09:51 | Anjanece | 25 | 1100 | N | N
ALUMA-FORM | AF9414 | Y | ALUMA-FORM , AF9414 |  |  | 3.36 | 2001-12-11 09:51 | Anjanece | 25 | 1100 | N | N
ALUMA-FORM | AF9414 | Y | ALUMA-FORM , AF9414 |  |  | 3.39 | 2001-12-11 09:51 | Anjanece | 25 | 1100 | N | N
ALUMA-FORM | AF9414 | Y | ALUMA-FORM , AF9414 |  |  | 3.4 | 2001-12-11 09:51 | Anjanece | 25 | 1100 | N | N
ALUMA-FORM | AF9414 | Y | ALUMA-FORM , AF9414 |  |  | 3.45 | 2001-12-11 09:51 | Anjanece | 25 | 1100 | N | N
ALUMA-FORM | AF9414 | Y | ALUMA-FORM , AF9414 |  |  | 3.46 | 2001-12-11 09:51 | Anjanece | 25 | 1100 | N | N
ALUMA-FORM | AF9414 | Y | ALUMA-FORM , AF9414 |  |  | 3.47 | 2001-12-11 09:51 | Anjanece | 25 | 1100 | N | N
ALUMA-FORM | AF9414 | Y | ALUMA-FORM , AF9414 |  |  | 3.7 | 2001-12-11 09:51 | Anjanece | 25 | 1100 | N | N
ALUMA-FORM | AF9414 | Y | ALUMA-FORM , AF9414 |  |  | 3.71 | 2001-12-11 09:51 | Anjanece | 25 | 1100 | N | N
ALUMA-FORM | AF9414 | Y | ALUMA-FORM , AF9414 |  |  | 3.74 | 2001-12-11 09:51 | Anjanece | 25 | 1100 | N | N
ALUMA-FORM | AF9414 | Y | ALUMA-FORM , AF9414 |  |  | 3.75 | 2001-12-11 09:51 | Anjanece | 25 | 1100 | N | N
ALUMA-FORM | AF9414 | Y | ALUMA-FORM , AF9414 |  |  | 4.52 | 2001-12-11 09:51 | Anjanece | 25 | 1100 | N | N
ALUMA-FORM | AF9414 | Y | ALUMA-FORM , AF9414 |  | Storm Stores | 0 | 2018-04-16 10:07 | Anjanece | 25 | 1100 | N | N
ALUMA-FORM | AF9414 | Y | ALUMA-FORM , AF9414 |  |  | 3.03 | 2018-04-16 10:07 | Anjanece | 25 | 1100 | N | N
ALUMA-FORM | AF9414 | Y | ALUMA-FORM , AF9414 |  |  | 3.11 | 2018-04-16 10:07 | Anjanece | 25 | 1100 | N | N
ALUMA-FORM | AF9414 | Y | ALUMA-FORM , AF9414 |  |  | 3.13 | 2018-04-16 10:07 | Anjanece | 25 | 1100 | N | N
ALUMA-FORM | AF9414 | Y | ALUMA-FORM , AF9414 |  |  | 3.17 | 2018-04-16 10:07 | Anjanece | 25 | 1100 | N | N
ALUMA-FORM | AF9414 | Y | ALUMA-FORM , AF9414 |  |  | 3.35 | 2018-04-16 10:07 | Anjanece | 25 | 1100 | N | N
CHANCE | 29964 | Y | CHANCE , 29964 | JEA OVERHEAD DISTRIBUTION | CSC Stores | 2.01 | 2001-12-11 09:51 | Anjanece | 25 | 1100 | N | N
CHANCE | 29964 | Y | CHANCE , 29964 |  |  | 2.03 | 2001-12-11 09:51 | Anjanece | 25 | 1100 | N | N
CHANCE | 29964 | Y | CHANCE , 29964 |  |  | 2.04 | 2001-12-11 09:51 | Anjanece | 25 | 1100 | N | N
CHANCE | 29964 | Y | CHANCE , 29964 |  |  | 2.05 | 2001-12-11 09:51 | Anjanece | 25 | 1100 | N | N
CHANCE | 29964 | Y | CHANCE , 29964 |  |  | 2.06 | 2001-12-11 09:51 | Anjanece | 25 | 1100 | N | N
CHANCE | 29964 | Y | CHANCE , 29964 |  |  | 2.07 | 2001-12-11 09:51 | Anjanece | 25 | 1100 | N | N
CHANCE | 29964 | Y | CHANCE , 29964 |  |  | 2.33 | 2001-12-11 09:51 | Anjanece | 25 | 1100 | N | N
CHANCE | 29964 | Y | CHANCE , 29964 |  |  | 2.34 | 2001-12-11 09:51 | Anjanece | 25 | 1100 | N | N
CHANCE | 29964 | Y | CHANCE , 29964 |  |  | 2.64 | 2001-12-11 09:51 | Anjanece | 25 | 1100 | N | N
CHANCE | 29964 | Y | CHANCE , 29964 |  |  | 2.66 | 2001-12-11 09:51 | Anjanece | 25 | 1100 | N | N
CHANCE | 29964 | Y | CHANCE , 29964 |  |  | 2.67 | 2001-12-11 09:51 | Anjanece | 25 | 1100 | N | N
CHANCE | 29964 | Y | CHANCE , 29964 |  |  | 2.68 | 2001-12-11 09:51 | Anjanece | 25 | 1100 | N | N
CHANCE | 29964 | Y | CHANCE , 29964 |  |  | 2.69 | 2001-12-11 09:51 | Anjanece | 25 | 1100 | N | N
CHANCE | 29964 | Y | CHANCE , 29964 |  |  | 2.71 | 2001-12-11 09:51 | Anjanece | 25 | 1100 | N | N
CHANCE | 29964 | Y | CHANCE , 29964 |  |  | 2.78 | 2001-12-11 09:51 | Anjanece | 25 | 1100 | N | N
CHANCE | 29964 | Y | CHANCE , 29964 |  |  | 2.86 | 2001-12-11 09:51 | Anjanece | 25 | 1100 | N | N
CHANCE | 29964 | Y | CHANCE , 29964 |  |  | 2.87 | 2001-12-11 09:51 | Anjanece | 25 | 1100 | N | N
CHANCE | 29964 | Y | CHANCE , 29964 |  |  | 2.88 | 2001-12-11 09:51 | Anjanece | 25 | 1100 | N | N
CHANCE | 29964 | Y | CHANCE , 29964 |  |  | 2.92 | 2001-12-11 09:51 | Anjanece | 25 | 1100 | N | N
CHANCE | 29964 | Y | CHANCE , 29964 |  |  | 2.97 | 2001-12-11 09:51 | Anjanece | 25 | 1100 | N | N
CHANCE | 29964 | Y | CHANCE , 29964 |  |  | 2.99 | 2001-12-11 09:51 | Anjanece | 25 | 1100 | N | N
CHANCE | 29964 | Y | CHANCE , 29964 |  |  | 3.04 | 2001-12-11 09:51 | Anjanece | 25 | 1100 | N | N
CHANCE | 29964 | Y | CHANCE , 29964 |  |  | 3.05 | 2001-12-11 09:51 | Anjanece | 25 | 1100 | N | N
CHANCE | 29964 | Y | CHANCE , 29964 |  |  | 3.11 | 2001-12-11 09:51 | Anjanece | 25 | 1100 | N | N
CHANCE | 29964 | Y | CHANCE , 29964 |  |  | 3.27 | 2001-12-11 09:51 | Anjanece | 25 | 1100 | N | N
CHANCE | 29964 | Y | CHANCE , 29964 |  |  | 3.36 | 2001-12-11 09:51 | Anjanece | 25 | 1100 | N | N
CHANCE | 29964 | Y | CHANCE , 29964 |  |  | 3.39 | 2001-12-11 09:51 | Anjanece | 25 | 1100 | N | N
CHANCE | 29964 | Y | CHANCE , 29964 |  |  | 3.4 | 2001-12-11 09:51 | Anjanece | 25 | 1100 | N | N
CHANCE | 29964 | Y | CHANCE , 29964 |  |  | 3.45 | 2001-12-11 09:51 | Anjanece | 25 | 1100 | N | N
CHANCE | 29964 | Y | CHANCE , 29964 |  |  | 3.46 | 2001-12-11 09:51 | Anjanece | 25 | 1100 | N | N
CHANCE | 29964 | Y | CHANCE , 29964 |  |  | 3.47 | 2001-12-11 09:51 | Anjanece | 25 | 1100 | N | N
CHANCE | 29964 | Y | CHANCE , 29964 |  |  | 3.7 | 2001-12-11 09:51 | Anjanece | 25 | 1100 | N | N
CHANCE | 29964 | Y | CHANCE , 29964 |  |  | 3.71 | 2001-12-11 09:51 | Anjanece | 25 | 1100 | N | N
CHANCE | 29964 | Y | CHANCE , 29964 |  |  | 3.74 | 2001-12-11 09:51 | Anjanece | 25 | 1100 | N | N
CHANCE | 29964 | Y | CHANCE , 29964 |  |  | 3.75 | 2001-12-11 09:51 | Anjanece | 25 | 1100 | N | N
CHANCE | 29964 | Y | CHANCE , 29964 |  |  | 4.52 | 2001-12-11 09:51 | Anjanece | 25 | 1100 | N | N
CHANCE | 29964 | Y | CHANCE , 29964 |  | Storm Stores | 0 | 2018-04-16 10:07 | Anjanece | 25 | 1100 | N | N
CHANCE | 29964 | Y | CHANCE , 29964 |  |  | 3.03 | 2018-04-16 10:07 | Anjanece | 25 | 1100 | N | N
CHANCE | 29964 | Y | CHANCE , 29964 |  |  | 3.11 | 2018-04-16 10:07 | Anjanece | 25 | 1100 | N | N
CHANCE | 29964 | Y | CHANCE , 29964 |  |  | 3.13 | 2018-04-16 10:07 | Anjanece | 25 | 1100 | N | N
CHANCE | 29964 | Y | CHANCE , 29964 |  |  | 3.17 | 2018-04-16 10:07 | Anjanece | 25 | 1100 | N | N
CHANCE | 29964 | Y | CHANCE , 29964 |  |  | 3.35 | 2018-04-16 10:07 | Anjanece | 25 | 1100 | N | N
DIXIE ELECTRIC | D29964 | Y | DIXIE ELECTRIC , D29964 | JEA OVERHEAD DISTRIBUTION | CSC Stores | 2.01 | 2001-12-11 09:51 | Anjanece | 25 | 1100 | N | N
DIXIE ELECTRIC | D29964 | Y | DIXIE ELECTRIC , D29964 |  |  | 2.03 | 2001-12-11 09:51 | Anjanece | 25 | 1100 | N | N
DIXIE ELECTRIC | D29964 | Y | DIXIE ELECTRIC , D29964 |  |  | 2.04 | 2001-12-11 09:51 | Anjanece | 25 | 1100 | N | N
DIXIE ELECTRIC | D29964 | Y | DIXIE ELECTRIC , D29964 |  |  | 2.05 | 2001-12-11 09:51 | Anjanece | 25 | 1100 | N | N
DIXIE ELECTRIC | D29964 | Y | DIXIE ELECTRIC , D29964 |  |  | 2.06 | 2001-12-11 09:51 | Anjanece | 25 | 1100 | N | N
DIXIE ELECTRIC | D29964 | Y | DIXIE ELECTRIC , D29964 |  |  | 2.07 | 2001-12-11 09:51 | Anjanece | 25 | 1100 | N | N
DIXIE ELECTRIC | D29964 | Y | DIXIE ELECTRIC , D29964 |  |  | 2.33 | 2001-12-11 09:51 | Anjanece | 25 | 1100 | N | N
DIXIE ELECTRIC | D29964 | Y | DIXIE ELECTRIC , D29964 |  |  | 2.34 | 2001-12-11 09:51 | Anjanece | 25 | 1100 | N | N
DIXIE ELECTRIC | D29964 | Y | DIXIE ELECTRIC , D29964 |  |  | 2.64 | 2001-12-11 09:51 | Anjanece | 25 | 1100 | N | N
DIXIE ELECTRIC | D29964 | Y | DIXIE ELECTRIC , D29964 |  |  | 2.66 | 2001-12-11 09:51 | Anjanece | 25 | 1100 | N | N
DIXIE ELECTRIC | D29964 | Y | DIXIE ELECTRIC , D29964 |  |  | 2.67 | 2001-12-11 09:51 | Anjanece | 25 | 1100 | N | N
DIXIE ELECTRIC | D29964 | Y | DIXIE ELECTRIC , D29964 |  |  | 2.68 | 2001-12-11 09:51 | Anjanece | 25 | 1100 | N | N
DIXIE ELECTRIC | D29964 | Y | DIXIE ELECTRIC , D29964 |  |  | 2.69 | 2001-12-11 09:51 | Anjanece | 25 | 1100 | N | N
DIXIE ELECTRIC | D29964 | Y | DIXIE ELECTRIC , D29964 |  |  | 2.71 | 2001-12-11 09:51 | Anjanece | 25 | 1100 | N | N
DIXIE ELECTRIC | D29964 | Y | DIXIE ELECTRIC , D29964 |  |  | 2.78 | 2001-12-11 09:51 | Anjanece | 25 | 1100 | N | N
DIXIE ELECTRIC | D29964 | Y | DIXIE ELECTRIC , D29964 |  |  | 2.86 | 2001-12-11 09:51 | Anjanece | 25 | 1100 | N | N
DIXIE ELECTRIC | D29964 | Y | DIXIE ELECTRIC , D29964 |  |  | 2.87 | 2001-12-11 09:51 | Anjanece | 25 | 1100 | N | N
DIXIE ELECTRIC | D29964 | Y | DIXIE ELECTRIC , D29964 |  |  | 2.88 | 2001-12-11 09:51 | Anjanece | 25 | 1100 | N | N
DIXIE ELECTRIC | D29964 | Y | DIXIE ELECTRIC , D29964 |  |  | 2.92 | 2001-12-11 09:51 | Anjanece | 25 | 1100 | N | N
DIXIE ELECTRIC | D29964 | Y | DIXIE ELECTRIC , D29964 |  |  | 2.97 | 2001-12-11 09:51 | Anjanece | 25 | 1100 | N | N
DIXIE ELECTRIC | D29964 | Y | DIXIE ELECTRIC , D29964 |  |  | 2.99 | 2001-12-11 09:51 | Anjanece | 25 | 1100 | N | N
DIXIE ELECTRIC | D29964 | Y | DIXIE ELECTRIC , D29964 |  |  | 3.04 | 2001-12-11 09:51 | Anjanece | 25 | 1100 | N | N
DIXIE ELECTRIC | D29964 | Y | DIXIE ELECTRIC , D29964 |  |  | 3.05 | 2001-12-11 09:51 | Anjanece | 25 | 1100 | N | N
DIXIE ELECTRIC | D29964 | Y | DIXIE ELECTRIC , D29964 |  |  | 3.11 | 2001-12-11 09:51 | Anjanece | 25 | 1100 | N | N
DIXIE ELECTRIC | D29964 | Y | DIXIE ELECTRIC , D29964 |  |  | 3.27 | 2001-12-11 09:51 | Anjanece | 25 | 1100 | N | N
DIXIE ELECTRIC | D29964 | Y | DIXIE ELECTRIC , D29964 |  |  | 3.36 | 2001-12-11 09:51 | Anjanece | 25 | 1100 | N | N
DIXIE ELECTRIC | D29964 | Y | DIXIE ELECTRIC , D29964 |  |  | 3.39 | 2001-12-11 09:51 | Anjanece | 25 | 1100 | N | N
DIXIE ELECTRIC | D29964 | Y | DIXIE ELECTRIC , D29964 |  |  | 3.4 | 2001-12-11 09:51 | Anjanece | 25 | 1100 | N | N
DIXIE ELECTRIC | D29964 | Y | DIXIE ELECTRIC , D29964 |  |  | 3.45 | 2001-12-11 09:51 | Anjanece | 25 | 1100 | N | N
DIXIE ELECTRIC | D29964 | Y | DIXIE ELECTRIC , D29964 |  |  | 3.46 | 2001-12-11 09:51 | Anjanece | 25 | 1100 | N | N
DIXIE ELECTRIC | D29964 | Y | DIXIE ELECTRIC , D29964 |  |  | 3.47 | 2001-12-11 09:51 | Anjanece | 25 | 1100 | N | N
DIXIE ELECTRIC | D29964 | Y | DIXIE ELECTRIC , D29964 |  |  | 3.7 | 2001-12-11 09:51 | Anjanece | 25 | 1100 | N | N
DIXIE ELECTRIC | D29964 | Y | DIXIE ELECTRIC , D29964 |  |  | 3.71 | 2001-12-11 09:51 | Anjanece | 25 | 1100 | N | N
DIXIE ELECTRIC | D29964 | Y | DIXIE ELECTRIC , D29964 |  |  | 3.74 | 2001-12-11 09:51 | Anjanece | 25 | 1100 | N | N
DIXIE ELECTRIC | D29964 | Y | DIXIE ELECTRIC , D29964 |  |  | 3.75 | 2001-12-11 09:51 | Anjanece | 25 | 1100 | N | N
DIXIE ELECTRIC | D29964 | Y | DIXIE ELECTRIC , D29964 |  |  | 4.52 | 2001-12-11 09:51 | Anjanece | 25 | 1100 | N | N
DIXIE ELECTRIC | D29964 | Y | DIXIE ELECTRIC , D29964 |  | Storm Stores | 0 | 2018-04-16 10:07 | Anjanece | 25 | 1100 | N | N
DIXIE ELECTRIC | D29964 | Y | DIXIE ELECTRIC , D29964 |  |  | 3.03 | 2018-04-16 10:07 | Anjanece | 25 | 1100 | N | N
DIXIE ELECTRIC | D29964 | Y | DIXIE ELECTRIC , D29964 |  |  | 3.11 | 2018-04-16 10:07 | Anjanece | 25 | 1100 | N | N
DIXIE ELECTRIC | D29964 | Y | DIXIE ELECTRIC , D29964 |  |  | 3.13 | 2018-04-16 10:07 | Anjanece | 25 | 1100 | N | N
DIXIE ELECTRIC | D29964 | Y | DIXIE ELECTRIC , D29964 |  |  | 3.17 | 2018-04-16 10:07 | Anjanece | 25 | 1100 | N | N
DIXIE ELECTRIC | D29964 | Y | DIXIE ELECTRIC , D29964 |  |  | 3.35 | 2018-04-16 10:07 | Anjanece | 25 | 1100 | N | N
FLORIDA WIRE AND CABLE | FW9414 | Y | FLORIDA WIRE AND CABLE , FW9414 | JEA OVERHEAD DISTRIBUTION | CSC Stores | 2.01 | 2001-12-11 09:51 | Anjanece | 25 | 1100 | N | N
FLORIDA WIRE AND CABLE | FW9414 | Y | FLORIDA WIRE AND CABLE , FW9414 |  |  | 2.03 | 2001-12-11 09:51 | Anjanece | 25 | 1100 | N | N
FLORIDA WIRE AND CABLE | FW9414 | Y | FLORIDA WIRE AND CABLE , FW9414 |  |  | 2.04 | 2001-12-11 09:51 | Anjanece | 25 | 1100 | N | N
FLORIDA WIRE AND CABLE | FW9414 | Y | FLORIDA WIRE AND CABLE , FW9414 |  |  | 2.05 | 2001-12-11 09:51 | Anjanece | 25 | 1100 | N | N
FLORIDA WIRE AND CABLE | FW9414 | Y | FLORIDA WIRE AND CABLE , FW9414 |  |  | 2.06 | 2001-12-11 09:51 | Anjanece | 25 | 1100 | N | N
FLORIDA WIRE AND CABLE | FW9414 | Y | FLORIDA WIRE AND CABLE , FW9414 |  |  | 2.07 | 2001-12-11 09:51 | Anjanece | 25 | 1100 | N | N
FLORIDA WIRE AND CABLE | FW9414 | Y | FLORIDA WIRE AND CABLE , FW9414 |  |  | 2.33 | 2001-12-11 09:51 | Anjanece | 25 | 1100 | N | N
FLORIDA WIRE AND CABLE | FW9414 | Y | FLORIDA WIRE AND CABLE , FW9414 |  |  | 2.34 | 2001-12-11 09:51 | Anjanece | 25 | 1100 | N | N
FLORIDA WIRE AND CABLE | FW9414 | Y | FLORIDA WIRE AND CABLE , FW9414 |  |  | 2.64 | 2001-12-11 09:51 | Anjanece | 25 | 1100 | N | N
FLORIDA WIRE AND CABLE | FW9414 | Y | FLORIDA WIRE AND CABLE , FW9414 |  |  | 2.66 | 2001-12-11 09:51 | Anjanece | 25 | 1100 | N | N
FLORIDA WIRE AND CABLE | FW9414 | Y | FLORIDA WIRE AND CABLE , FW9414 |  |  | 2.67 | 2001-12-11 09:51 | Anjanece | 25 | 1100 | N | N
FLORIDA WIRE AND CABLE | FW9414 | Y | FLORIDA WIRE AND CABLE , FW9414 |  |  | 2.68 | 2001-12-11 09:51 | Anjanece | 25 | 1100 | N | N
FLORIDA WIRE AND CABLE | FW9414 | Y | FLORIDA WIRE AND CABLE , FW9414 |  |  | 2.69 | 2001-12-11 09:51 | Anjanece | 25 | 1100 | N | N
FLORIDA WIRE AND CABLE | FW9414 | Y | FLORIDA WIRE AND CABLE , FW9414 |  |  | 2.71 | 2001-12-11 09:51 | Anjanece | 25 | 1100 | N | N
FLORIDA WIRE AND CABLE | FW9414 | Y | FLORIDA WIRE AND CABLE , FW9414 |  |  | 2.78 | 2001-12-11 09:51 | Anjanece | 25 | 1100 | N | N
FLORIDA WIRE AND CABLE | FW9414 | Y | FLORIDA WIRE AND CABLE , FW9414 |  |  | 2.86 | 2001-12-11 09:51 | Anjanece | 25 | 1100 | N | N
FLORIDA WIRE AND CABLE | FW9414 | Y | FLORIDA WIRE AND CABLE , FW9414 |  |  | 2.87 | 2001-12-11 09:51 | Anjanece | 25 | 1100 | N | N
FLORIDA WIRE AND CABLE | FW9414 | Y | FLORIDA WIRE AND CABLE , FW9414 |  |  | 2.88 | 2001-12-11 09:51 | Anjanece | 25 | 1100 | N | N
FLORIDA WIRE AND CABLE | FW9414 | Y | FLORIDA WIRE AND CABLE , FW9414 |  |  | 2.92 | 2001-12-11 09:51 | Anjanece | 25 | 1100 | N | N
FLORIDA WIRE AND CABLE | FW9414 | Y | FLORIDA WIRE AND CABLE , FW9414 |  |  | 2.97 | 2001-12-11 09:51 | Anjanece | 25 | 1100 | N | N
FLORIDA WIRE AND CABLE | FW9414 | Y | FLORIDA WIRE AND CABLE , FW9414 |  |  | 2.99 | 2001-12-11 09:51 | Anjanece | 25 | 1100 | N | N
FLORIDA WIRE AND CABLE | FW9414 | Y | FLORIDA WIRE AND CABLE , FW9414 |  |  | 3.04 | 2001-12-11 09:51 | Anjanece | 25 | 1100 | N | N
FLORIDA WIRE AND CABLE | FW9414 | Y | FLORIDA WIRE AND CABLE , FW9414 |  |  | 3.05 | 2001-12-11 09:51 | Anjanece | 25 | 1100 | N | N
FLORIDA WIRE AND CABLE | FW9414 | Y | FLORIDA WIRE AND CABLE , FW9414 |  |  | 3.11 | 2001-12-11 09:51 | Anjanece | 25 | 1100 | N | N
FLORIDA WIRE AND CABLE | FW9414 | Y | FLORIDA WIRE AND CABLE , FW9414 |  |  | 3.27 | 2001-12-11 09:51 | Anjanece | 25 | 1100 | N | N
FLORIDA WIRE AND CABLE | FW9414 | Y | FLORIDA WIRE AND CABLE , FW9414 |  |  | 3.36 | 2001-12-11 09:51 | Anjanece | 25 | 1100 | N | N
FLORIDA WIRE AND CABLE | FW9414 | Y | FLORIDA WIRE AND CABLE , FW9414 |  |  | 3.39 | 2001-12-11 09:51 | Anjanece | 25 | 1100 | N | N
FLORIDA WIRE AND CABLE | FW9414 | Y | FLORIDA WIRE AND CABLE , FW9414 |  |  | 3.4 | 2001-12-11 09:51 | Anjanece | 25 | 1100 | N | N
FLORIDA WIRE AND CABLE | FW9414 | Y | FLORIDA WIRE AND CABLE , FW9414 |  |  | 3.45 | 2001-12-11 09:51 | Anjanece | 25 | 1100 | N | N
FLORIDA WIRE AND CABLE | FW9414 | Y | FLORIDA WIRE AND CABLE , FW9414 |  |  | 3.46 | 2001-12-11 09:51 | Anjanece | 25 | 1100 | N | N
FLORIDA WIRE AND CABLE | FW9414 | Y | FLORIDA WIRE AND CABLE , FW9414 |  |  | 3.47 | 2001-12-11 09:51 | Anjanece | 25 | 1100 | N | N
FLORIDA WIRE AND CABLE | FW9414 | Y | FLORIDA WIRE AND CABLE , FW9414 |  |  | 3.7 | 2001-12-11 09:51 | Anjanece | 25 | 1100 | N | N
FLORIDA WIRE AND CABLE | FW9414 | Y | FLORIDA WIRE AND CABLE , FW9414 |  |  | 3.71 | 2001-12-11 09:51 | Anjanece | 25 | 1100 | N | N
FLORIDA WIRE AND CABLE | FW9414 | Y | FLORIDA WIRE AND CABLE , FW9414 |  |  | 3.74 | 2001-12-11 09:51 | Anjanece | 25 | 1100 | N | N
FLORIDA WIRE AND CABLE | FW9414 | Y | FLORIDA WIRE AND CABLE , FW9414 |  |  | 3.75 | 2001-12-11 09:51 | Anjanece | 25 | 1100 | N | N
FLORIDA WIRE AND CABLE | FW9414 | Y | FLORIDA WIRE AND CABLE , FW9414 |  |  | 4.52 | 2001-12-11 09:51 | Anjanece | 25 | 1100 | N | N
FLORIDA WIRE AND CABLE | FW9414 | Y | FLORIDA WIRE AND CABLE , FW9414 |  | Storm Stores | 0 | 2018-04-16 10:07 | Anjanece | 25 | 1100 | N | N
FLORIDA WIRE AND CABLE | FW9414 | Y | FLORIDA WIRE AND CABLE , FW9414 |  |  | 3.03 | 2018-04-16 10:07 | Anjanece | 25 | 1100 | N | N
FLORIDA WIRE AND CABLE | FW9414 | Y | FLORIDA WIRE AND CABLE , FW9414 |  |  | 3.11 | 2018-04-16 10:07 | Anjanece | 25 | 1100 | N | N
FLORIDA WIRE AND CABLE | FW9414 | Y | FLORIDA WIRE AND CABLE , FW9414 |  |  | 3.13 | 2018-04-16 10:07 | Anjanece | 25 | 1100 | N | N
FLORIDA WIRE AND CABLE | FW9414 | Y | FLORIDA WIRE AND CABLE , FW9414 |  |  | 3.17 | 2018-04-16 10:07 | Anjanece | 25 | 1100 | N | N
FLORIDA WIRE AND CABLE | FW9414 | Y | FLORIDA WIRE AND CABLE , FW9414 |  |  | 3.35 | 2018-04-16 10:07 | Anjanece | 25 | 1100 | N | N
JOSLYN HI-VOLTAGE CORP. | J9414 | Y | JOSLYN HI-VOLTAGE CORP. , J9414 | JEA OVERHEAD DISTRIBUTION | CSC Stores | 2.01 | 2001-12-11 09:51 | Anjanece | 25 | 1100 | N | N
JOSLYN HI-VOLTAGE CORP. | J9414 | Y | JOSLYN HI-VOLTAGE CORP. , J9414 |  |  | 2.03 | 2001-12-11 09:51 | Anjanece | 25 | 1100 | N | N
JOSLYN HI-VOLTAGE CORP. | J9414 | Y | JOSLYN HI-VOLTAGE CORP. , J9414 |  |  | 2.04 | 2001-12-11 09:51 | Anjanece | 25 | 1100 | N | N
JOSLYN HI-VOLTAGE CORP. | J9414 | Y | JOSLYN HI-VOLTAGE CORP. , J9414 |  |  | 2.05 | 2001-12-11 09:51 | Anjanece | 25 | 1100 | N | N
JOSLYN HI-VOLTAGE CORP. | J9414 | Y | JOSLYN HI-VOLTAGE CORP. , J9414 |  |  | 2.06 | 2001-12-11 09:51 | Anjanece | 25 | 1100 | N | N
JOSLYN HI-VOLTAGE CORP. | J9414 | Y | JOSLYN HI-VOLTAGE CORP. , J9414 |  |  | 2.07 | 2001-12-11 09:51 | Anjanece | 25 | 1100 | N | N
JOSLYN HI-VOLTAGE CORP. | J9414 | Y | JOSLYN HI-VOLTAGE CORP. , J9414 |  |  | 2.33 | 2001-12-11 09:51 | Anjanece | 25 | 1100 | N | N
JOSLYN HI-VOLTAGE CORP. | J9414 | Y | JOSLYN HI-VOLTAGE CORP. , J9414 |  |  | 2.34 | 2001-12-11 09:51 | Anjanece | 25 | 1100 | N | N
JOSLYN HI-VOLTAGE CORP. | J9414 | Y | JOSLYN HI-VOLTAGE CORP. , J9414 |  |  | 2.64 | 2001-12-11 09:51 | Anjanece | 25 | 1100 | N | N
JOSLYN HI-VOLTAGE CORP. | J9414 | Y | JOSLYN HI-VOLTAGE CORP. , J9414 |  |  | 2.66 | 2001-12-11 09:51 | Anjanece | 25 | 1100 | N | N
JOSLYN HI-VOLTAGE CORP. | J9414 | Y | JOSLYN HI-VOLTAGE CORP. , J9414 |  |  | 2.67 | 2001-12-11 09:51 | Anjanece | 25 | 1100 | N | N
JOSLYN HI-VOLTAGE CORP. | J9414 | Y | JOSLYN HI-VOLTAGE CORP. , J9414 |  |  | 2.68 | 2001-12-11 09:51 | Anjanece | 25 | 1100 | N | N
JOSLYN HI-VOLTAGE CORP. | J9414 | Y | JOSLYN HI-VOLTAGE CORP. , J9414 |  |  | 2.69 | 2001-12-11 09:51 | Anjanece | 25 | 1100 | N | N
JOSLYN HI-VOLTAGE CORP. | J9414 | Y | JOSLYN HI-VOLTAGE CORP. , J9414 |  |  | 2.71 | 2001-12-11 09:51 | Anjanece | 25 | 1100 | N | N
JOSLYN HI-VOLTAGE CORP. | J9414 | Y | JOSLYN HI-VOLTAGE CORP. , J9414 |  |  | 2.78 | 2001-12-11 09:51 | Anjanece | 25 | 1100 | N | N
JOSLYN HI-VOLTAGE CORP. | J9414 | Y | JOSLYN HI-VOLTAGE CORP. , J9414 |  |  | 2.86 | 2001-12-11 09:51 | Anjanece | 25 | 1100 | N | N
JOSLYN HI-VOLTAGE CORP. | J9414 | Y | JOSLYN HI-VOLTAGE CORP. , J9414 |  |  | 2.87 | 2001-12-11 09:51 | Anjanece | 25 | 1100 | N | N
JOSLYN HI-VOLTAGE CORP. | J9414 | Y | JOSLYN HI-VOLTAGE CORP. , J9414 |  |  | 2.88 | 2001-12-11 09:51 | Anjanece | 25 | 1100 | N | N
JOSLYN HI-VOLTAGE CORP. | J9414 | Y | JOSLYN HI-VOLTAGE CORP. , J9414 |  |  | 2.92 | 2001-12-11 09:51 | Anjanece | 25 | 1100 | N | N
JOSLYN HI-VOLTAGE CORP. | J9414 | Y | JOSLYN HI-VOLTAGE CORP. , J9414 |  |  | 2.97 | 2001-12-11 09:51 | Anjanece | 25 | 1100 | N | N
JOSLYN HI-VOLTAGE CORP. | J9414 | Y | JOSLYN HI-VOLTAGE CORP. , J9414 |  |  | 2.99 | 2001-12-11 09:51 | Anjanece | 25 | 1100 | N | N
JOSLYN HI-VOLTAGE CORP. | J9414 | Y | JOSLYN HI-VOLTAGE CORP. , J9414 |  |  | 3.04 | 2001-12-11 09:51 | Anjanece | 25 | 1100 | N | N
JOSLYN HI-VOLTAGE CORP. | J9414 | Y | JOSLYN HI-VOLTAGE CORP. , J9414 |  |  | 3.05 | 2001-12-11 09:51 | Anjanece | 25 | 1100 | N | N
JOSLYN HI-VOLTAGE CORP. | J9414 | Y | JOSLYN HI-VOLTAGE CORP. , J9414 |  |  | 3.11 | 2001-12-11 09:51 | Anjanece | 25 | 1100 | N | N
JOSLYN HI-VOLTAGE CORP. | J9414 | Y | JOSLYN HI-VOLTAGE CORP. , J9414 |  |  | 3.27 | 2001-12-11 09:51 | Anjanece | 25 | 1100 | N | N
JOSLYN HI-VOLTAGE CORP. | J9414 | Y | JOSLYN HI-VOLTAGE CORP. , J9414 |  |  | 3.36 | 2001-12-11 09:51 | Anjanece | 25 | 1100 | N | N
JOSLYN HI-VOLTAGE CORP. | J9414 | Y | JOSLYN HI-VOLTAGE CORP. , J9414 |  |  | 3.39 | 2001-12-11 09:51 | Anjanece | 25 | 1100 | N | N
JOSLYN HI-VOLTAGE CORP. | J9414 | Y | JOSLYN HI-VOLTAGE CORP. , J9414 |  |  | 3.4 | 2001-12-11 09:51 | Anjanece | 25 | 1100 | N | N
JOSLYN HI-VOLTAGE CORP. | J9414 | Y | JOSLYN HI-VOLTAGE CORP. , J9414 |  |  | 3.45 | 2001-12-11 09:51 | Anjanece | 25 | 1100 | N | N
JOSLYN HI-VOLTAGE CORP. | J9414 | Y | JOSLYN HI-VOLTAGE CORP. , J9414 |  |  | 3.46 | 2001-12-11 09:51 | Anjanece | 25 | 1100 | N | N
JOSLYN HI-VOLTAGE CORP. | J9414 | Y | JOSLYN HI-VOLTAGE CORP. , J9414 |  |  | 3.47 | 2001-12-11 09:51 | Anjanece | 25 | 1100 | N | N
JOSLYN HI-VOLTAGE CORP. | J9414 | Y | JOSLYN HI-VOLTAGE CORP. , J9414 |  |  | 3.7 | 2001-12-11 09:51 | Anjanece | 25 | 1100 | N | N
JOSLYN HI-VOLTAGE CORP. | J9414 | Y | JOSLYN HI-VOLTAGE CORP. , J9414 |  |  | 3.71 | 2001-12-11 09:51 | Anjanece | 25 | 1100 | N | N
JOSLYN HI-VOLTAGE CORP. | J9414 | Y | JOSLYN HI-VOLTAGE CORP. , J9414 |  |  | 3.74 | 2001-12-11 09:51 | Anjanece | 25 | 1100 | N | N
JOSLYN HI-VOLTAGE CORP. | J9414 | Y | JOSLYN HI-VOLTAGE CORP. , J9414 |  |  | 3.75 | 2001-12-11 09:51 | Anjanece | 25 | 1100 | N | N
JOSLYN HI-VOLTAGE CORP. | J9414 | Y | JOSLYN HI-VOLTAGE CORP. , J9414 |  |  | 4.52 | 2001-12-11 09:51 | Anjanece | 25 | 1100 | N | N
JOSLYN HI-VOLTAGE CORP. | J9414 | Y | JOSLYN HI-VOLTAGE CORP. , J9414 |  | Storm Stores | 0 | 2018-04-16 10:07 | Anjanece | 25 | 1100 | N | N
JOSLYN HI-VOLTAGE CORP. | J9414 | Y | JOSLYN HI-VOLTAGE CORP. , J9414 |  |  | 3.03 | 2018-04-16 10:07 | Anjanece | 25 | 1100 | N | N
JOSLYN HI-VOLTAGE CORP. | J9414 | Y | JOSLYN HI-VOLTAGE CORP. , J9414 |  |  | 3.11 | 2018-04-16 10:07 | Anjanece | 25 | 1100 | N | N
JOSLYN HI-VOLTAGE CORP. | J9414 | Y | JOSLYN HI-VOLTAGE CORP. , J9414 |  |  | 3.13 | 2018-04-16 10:07 | Anjanece | 25 | 1100 | N | N
JOSLYN HI-VOLTAGE CORP. | J9414 | Y | JOSLYN HI-VOLTAGE CORP. , J9414 |  |  | 3.17 | 2018-04-16 10:07 | Anjanece | 25 | 1100 | N | N
JOSLYN HI-VOLTAGE CORP. | J9414 | Y | JOSLYN HI-VOLTAGE CORP. , J9414 |  |  | 3.35 | 2018-04-16 10:07 | Anjanece | 25 | 1100 | N | N
MC GRAW EDISON | DF2E14 | Y | MC GRAW EDISON , DF2E14 | JEA OVERHEAD DISTRIBUTION | CSC Stores | 2.01 | 2001-12-11 09:51 | Anjanece | 25 | 1100 | N | N
MC GRAW EDISON | DF2E14 | Y | MC GRAW EDISON , DF2E14 |  |  | 2.03 | 2001-12-11 09:51 | Anjanece | 25 | 1100 | N | N
MC GRAW EDISON | DF2E14 | Y | MC GRAW EDISON , DF2E14 |  |  | 2.04 | 2001-12-11 09:51 | Anjanece | 25 | 1100 | N | N
MC GRAW EDISON | DF2E14 | Y | MC GRAW EDISON , DF2E14 |  |  | 2.05 | 2001-12-11 09:51 | Anjanece | 25 | 1100 | N | N
MC GRAW EDISON | DF2E14 | Y | MC GRAW EDISON , DF2E14 |  |  | 2.06 | 2001-12-11 09:51 | Anjanece | 25 | 1100 | N | N
MC GRAW EDISON | DF2E14 | Y | MC GRAW EDISON , DF2E14 |  |  | 2.07 | 2001-12-11 09:51 | Anjanece | 25 | 1100 | N | N
MC GRAW EDISON | DF2E14 | Y | MC GRAW EDISON , DF2E14 |  |  | 2.33 | 2001-12-11 09:51 | Anjanece | 25 | 1100 | N | N
MC GRAW EDISON | DF2E14 | Y | MC GRAW EDISON , DF2E14 |  |  | 2.34 | 2001-12-11 09:51 | Anjanece | 25 | 1100 | N | N
MC GRAW EDISON | DF2E14 | Y | MC GRAW EDISON , DF2E14 |  |  | 2.64 | 2001-12-11 09:51 | Anjanece | 25 | 1100 | N | N
MC GRAW EDISON | DF2E14 | Y | MC GRAW EDISON , DF2E14 |  |  | 2.66 | 2001-12-11 09:51 | Anjanece | 25 | 1100 | N | N
MC GRAW EDISON | DF2E14 | Y | MC GRAW EDISON , DF2E14 |  |  | 2.67 | 2001-12-11 09:51 | Anjanece | 25 | 1100 | N | N
MC GRAW EDISON | DF2E14 | Y | MC GRAW EDISON , DF2E14 |  |  | 2.68 | 2001-12-11 09:51 | Anjanece | 25 | 1100 | N | N
MC GRAW EDISON | DF2E14 | Y | MC GRAW EDISON , DF2E14 |  |  | 2.69 | 2001-12-11 09:51 | Anjanece | 25 | 1100 | N | N
MC GRAW EDISON | DF2E14 | Y | MC GRAW EDISON , DF2E14 |  |  | 2.71 | 2001-12-11 09:51 | Anjanece | 25 | 1100 | N | N
MC GRAW EDISON | DF2E14 | Y | MC GRAW EDISON , DF2E14 |  |  | 2.78 | 2001-12-11 09:51 | Anjanece | 25 | 1100 | N | N
MC GRAW EDISON | DF2E14 | Y | MC GRAW EDISON , DF2E14 |  |  | 2.86 | 2001-12-11 09:51 | Anjanece | 25 | 1100 | N | N
MC GRAW EDISON | DF2E14 | Y | MC GRAW EDISON , DF2E14 |  |  | 2.87 | 2001-12-11 09:51 | Anjanece | 25 | 1100 | N | N
MC GRAW EDISON | DF2E14 | Y | MC GRAW EDISON , DF2E14 |  |  | 2.88 | 2001-12-11 09:51 | Anjanece | 25 | 1100 | N | N
MC GRAW EDISON | DF2E14 | Y | MC GRAW EDISON , DF2E14 |  |  | 2.92 | 2001-12-11 09:51 | Anjanece | 25 | 1100 | N | N
MC GRAW EDISON | DF2E14 | Y | MC GRAW EDISON , DF2E14 |  |  | 2.97 | 2001-12-11 09:51 | Anjanece | 25 | 1100 | N | N
MC GRAW EDISON | DF2E14 | Y | MC GRAW EDISON , DF2E14 |  |  | 2.99 | 2001-12-11 09:51 | Anjanece | 25 | 1100 | N | N
MC GRAW EDISON | DF2E14 | Y | MC GRAW EDISON , DF2E14 |  |  | 3.04 | 2001-12-11 09:51 | Anjanece | 25 | 1100 | N | N
MC GRAW EDISON | DF2E14 | Y | MC GRAW EDISON , DF2E14 |  |  | 3.05 | 2001-12-11 09:51 | Anjanece | 25 | 1100 | N | N
MC GRAW EDISON | DF2E14 | Y | MC GRAW EDISON , DF2E14 |  |  | 3.11 | 2001-12-11 09:51 | Anjanece | 25 | 1100 | N | N
MC GRAW EDISON | DF2E14 | Y | MC GRAW EDISON , DF2E14 |  |  | 3.27 | 2001-12-11 09:51 | Anjanece | 25 | 1100 | N | N
MC GRAW EDISON | DF2E14 | Y | MC GRAW EDISON , DF2E14 |  |  | 3.36 | 2001-12-11 09:51 | Anjanece | 25 | 1100 | N | N
MC GRAW EDISON | DF2E14 | Y | MC GRAW EDISON , DF2E14 |  |  | 3.39 | 2001-12-11 09:51 | Anjanece | 25 | 1100 | N | N
MC GRAW EDISON | DF2E14 | Y | MC GRAW EDISON , DF2E14 |  |  | 3.4 | 2001-12-11 09:51 | Anjanece | 25 | 1100 | N | N
MC GRAW EDISON | DF2E14 | Y | MC GRAW EDISON , DF2E14 |  |  | 3.45 | 2001-12-11 09:51 | Anjanece | 25 | 1100 | N | N
MC GRAW EDISON | DF2E14 | Y | MC GRAW EDISON , DF2E14 |  |  | 3.46 | 2001-12-11 09:51 | Anjanece | 25 | 1100 | N | N
MC GRAW EDISON | DF2E14 | Y | MC GRAW EDISON , DF2E14 |  |  | 3.47 | 2001-12-11 09:51 | Anjanece | 25 | 1100 | N | N
MC GRAW EDISON | DF2E14 | Y | MC GRAW EDISON , DF2E14 |  |  | 3.7 | 2001-12-11 09:51 | Anjanece | 25 | 1100 | N | N
MC GRAW EDISON | DF2E14 | Y | MC GRAW EDISON , DF2E14 |  |  | 3.71 | 2001-12-11 09:51 | Anjanece | 25 | 1100 | N | N
MC GRAW EDISON | DF2E14 | Y | MC GRAW EDISON , DF2E14 |  |  | 3.74 | 2001-12-11 09:51 | Anjanece | 25 | 1100 | N | N
MC GRAW EDISON | DF2E14 | Y | MC GRAW EDISON , DF2E14 |  |  | 3.75 | 2001-12-11 09:51 | Anjanece | 25 | 1100 | N | N
MC GRAW EDISON | DF2E14 | Y | MC GRAW EDISON , DF2E14 |  |  | 4.52 | 2001-12-11 09:51 | Anjanece | 25 | 1100 | N | N
MC GRAW EDISON | DF2E14 | Y | MC GRAW EDISON , DF2E14 |  | Storm Stores | 0 | 2018-04-16 10:07 | Anjanece | 25 | 1100 | N | N
MC GRAW EDISON | DF2E14 | Y | MC GRAW EDISON , DF2E14 |  |  | 3.03 | 2018-04-16 10:07 | Anjanece | 25 | 1100 | N | N
MC GRAW EDISON | DF2E14 | Y | MC GRAW EDISON , DF2E14 |  |  | 3.11 | 2018-04-16 10:07 | Anjanece | 25 | 1100 | N | N
MC GRAW EDISON | DF2E14 | Y | MC GRAW EDISON , DF2E14 |  |  | 3.13 | 2018-04-16 10:07 | Anjanece | 25 | 1100 | N | N
MC GRAW EDISON | DF2E14 | Y | MC GRAW EDISON , DF2E14 |  |  | 3.17 | 2018-04-16 10:07 | Anjanece | 25 | 1100 | N | N
MC GRAW EDISON | DF2E14 | Y | MC GRAW EDISON , DF2E14 |  |  | 3.35 | 2018-04-16 10:07 | Anjanece | 25 | 1100 | N | N
POWERLINE HARDWARE CO. | P9414 | Y | POWERLINE HARDWARE CO. , P9414 | JEA OVERHEAD DISTRIBUTION | CSC Stores | 2.01 | 2001-12-11 09:51 | Anjanece | 25 | 1100 | N | N
POWERLINE HARDWARE CO. | P9414 | Y | POWERLINE HARDWARE CO. , P9414 |  |  | 2.03 | 2001-12-11 09:51 | Anjanece | 25 | 1100 | N | N
POWERLINE HARDWARE CO. | P9414 | Y | POWERLINE HARDWARE CO. , P9414 |  |  | 2.04 | 2001-12-11 09:51 | Anjanece | 25 | 1100 | N | N
POWERLINE HARDWARE CO. | P9414 | Y | POWERLINE HARDWARE CO. , P9414 |  |  | 2.05 | 2001-12-11 09:51 | Anjanece | 25 | 1100 | N | N
POWERLINE HARDWARE CO. | P9414 | Y | POWERLINE HARDWARE CO. , P9414 |  |  | 2.06 | 2001-12-11 09:51 | Anjanece | 25 | 1100 | N | N
POWERLINE HARDWARE CO. | P9414 | Y | POWERLINE HARDWARE CO. , P9414 |  |  | 2.07 | 2001-12-11 09:51 | Anjanece | 25 | 1100 | N | N
POWERLINE HARDWARE CO. | P9414 | Y | POWERLINE HARDWARE CO. , P9414 |  |  | 2.33 | 2001-12-11 09:51 | Anjanece | 25 | 1100 | N | N
POWERLINE HARDWARE CO. | P9414 | Y | POWERLINE HARDWARE CO. , P9414 |  |  | 2.34 | 2001-12-11 09:51 | Anjanece | 25 | 1100 | N | N
POWERLINE HARDWARE CO. | P9414 | Y | POWERLINE HARDWARE CO. , P9414 |  |  | 2.64 | 2001-12-11 09:51 | Anjanece | 25 | 1100 | N | N
POWERLINE HARDWARE CO. | P9414 | Y | POWERLINE HARDWARE CO. , P9414 |  |  | 2.66 | 2001-12-11 09:51 | Anjanece | 25 | 1100 | N | N
POWERLINE HARDWARE CO. | P9414 | Y | POWERLINE HARDWARE CO. , P9414 |  |  | 2.67 | 2001-12-11 09:51 | Anjanece | 25 | 1100 | N | N
POWERLINE HARDWARE CO. | P9414 | Y | POWERLINE HARDWARE CO. , P9414 |  |  | 2.68 | 2001-12-11 09:51 | Anjanece | 25 | 1100 | N | N
POWERLINE HARDWARE CO. | P9414 | Y | POWERLINE HARDWARE CO. , P9414 |  |  | 2.69 | 2001-12-11 09:51 | Anjanece | 25 | 1100 | N | N
POWERLINE HARDWARE CO. | P9414 | Y | POWERLINE HARDWARE CO. , P9414 |  |  | 2.71 | 2001-12-11 09:51 | Anjanece | 25 | 1100 | N | N
POWERLINE HARDWARE CO. | P9414 | Y | POWERLINE HARDWARE CO. , P9414 |  |  | 2.78 | 2001-12-11 09:51 | Anjanece | 25 | 1100 | N | N
POWERLINE HARDWARE CO. | P9414 | Y | POWERLINE HARDWARE CO. , P9414 |  |  | 2.86 | 2001-12-11 09:51 | Anjanece | 25 | 1100 | N | N
POWERLINE HARDWARE CO. | P9414 | Y | POWERLINE HARDWARE CO. , P9414 |  |  | 2.87 | 2001-12-11 09:51 | Anjanece | 25 | 1100 | N | N
POWERLINE HARDWARE CO. | P9414 | Y | POWERLINE HARDWARE CO. , P9414 |  |  | 2.88 | 2001-12-11 09:51 | Anjanece | 25 | 1100 | N | N
POWERLINE HARDWARE CO. | P9414 | Y | POWERLINE HARDWARE CO. , P9414 |  |  | 2.92 | 2001-12-11 09:51 | Anjanece | 25 | 1100 | N | N
POWERLINE HARDWARE CO. | P9414 | Y | POWERLINE HARDWARE CO. , P9414 |  |  | 2.97 | 2001-12-11 09:51 | Anjanece | 25 | 1100 | N | N
POWERLINE HARDWARE CO. | P9414 | Y | POWERLINE HARDWARE CO. , P9414 |  |  | 2.99 | 2001-12-11 09:51 | Anjanece | 25 | 1100 | N | N
POWERLINE HARDWARE CO. | P9414 | Y | POWERLINE HARDWARE CO. , P9414 |  |  | 3.04 | 2001-12-11 09:51 | Anjanece | 25 | 1100 | N | N
POWERLINE HARDWARE CO. | P9414 | Y | POWERLINE HARDWARE CO. , P9414 |  |  | 3.05 | 2001-12-11 09:51 | Anjanece | 25 | 1100 | N | N
POWERLINE HARDWARE CO. | P9414 | Y | POWERLINE HARDWARE CO. , P9414 |  |  | 3.11 | 2001-12-11 09:51 | Anjanece | 25 | 1100 | N | N
POWERLINE HARDWARE CO. | P9414 | Y | POWERLINE HARDWARE CO. , P9414 |  |  | 3.27 | 2001-12-11 09:51 | Anjanece | 25 | 1100 | N | N
POWERLINE HARDWARE CO. | P9414 | Y | POWERLINE HARDWARE CO. , P9414 |  |  | 3.36 | 2001-12-11 09:51 | Anjanece | 25 | 1100 | N | N
POWERLINE HARDWARE CO. | P9414 | Y | POWERLINE HARDWARE CO. , P9414 |  |  | 3.39 | 2001-12-11 09:51 | Anjanece | 25 | 1100 | N | N
POWERLINE HARDWARE CO. | P9414 | Y | POWERLINE HARDWARE CO. , P9414 |  |  | 3.4 | 2001-12-11 09:51 | Anjanece | 25 | 1100 | N | N
POWERLINE HARDWARE CO. | P9414 | Y | POWERLINE HARDWARE CO. , P9414 |  |  | 3.45 | 2001-12-11 09:51 | Anjanece | 25 | 1100 | N | N
POWERLINE HARDWARE CO. | P9414 | Y | POWERLINE HARDWARE CO. , P9414 |  |  | 3.46 | 2001-12-11 09:51 | Anjanece | 25 | 1100 | N | N
POWERLINE HARDWARE CO. | P9414 | Y | POWERLINE HARDWARE CO. , P9414 |  |  | 3.47 | 2001-12-11 09:51 | Anjanece | 25 | 1100 | N | N
POWERLINE HARDWARE CO. | P9414 | Y | POWERLINE HARDWARE CO. , P9414 |  |  | 3.7 | 2001-12-11 09:51 | Anjanece | 25 | 1100 | N | N
POWERLINE HARDWARE CO. | P9414 | Y | POWERLINE HARDWARE CO. , P9414 |  |  | 3.71 | 2001-12-11 09:51 | Anjanece | 25 | 1100 | N | N
POWERLINE HARDWARE CO. | P9414 | Y | POWERLINE HARDWARE CO. , P9414 |  |  | 3.74 | 2001-12-11 09:51 | Anjanece | 25 | 1100 | N | N
POWERLINE HARDWARE CO. | P9414 | Y | POWERLINE HARDWARE CO. , P9414 |  |  | 3.75 | 2001-12-11 09:51 | Anjanece | 25 | 1100 | N | N
POWERLINE HARDWARE CO. | P9414 | Y | POWERLINE HARDWARE CO. , P9414 |  |  | 4.52 | 2001-12-11 09:51 | Anjanece | 25 | 1100 | N | N
POWERLINE HARDWARE CO. | P9414 | Y | POWERLINE HARDWARE CO. , P9414 |  | Storm Stores | 0 | 2018-04-16 10:07 | Anjanece | 25 | 1100 | N | N
POWERLINE HARDWARE CO. | P9414 | Y | POWERLINE HARDWARE CO. , P9414 |  |  | 3.03 | 2018-04-16 10:07 | Anjanece | 25 | 1100 | N | N
POWERLINE HARDWARE CO. | P9414 | Y | POWERLINE HARDWARE CO. , P9414 |  |  | 3.11 | 2018-04-16 10:07 | Anjanece | 25 | 1100 | N | N
POWERLINE HARDWARE CO. | P9414 | Y | POWERLINE HARDWARE CO. , P9414 |  |  | 3.13 | 2018-04-16 10:07 | Anjanece | 25 | 1100 | N | N
POWERLINE HARDWARE CO. | P9414 | Y | POWERLINE HARDWARE CO. , P9414 |  |  | 3.17 | 2018-04-16 10:07 | Anjanece | 25 | 1100 | N | N
POWERLINE HARDWARE CO. | P9414 | Y | POWERLINE HARDWARE CO. , P9414 |  |  | 3.35 | 2018-04-16 10:07 | Anjanece | 25 | 1100 | N | N
THREADED FASTENERS INC. | TF9414 | Y | THREADED FASTENERS INC. , TF9414 | JEA OVERHEAD DISTRIBUTION | CSC Stores | 2.01 | 2001-12-11 09:51 | Anjanece | 25 | 1100 | N | N
THREADED FASTENERS INC. | TF9414 | Y | THREADED FASTENERS INC. , TF9414 |  |  | 2.03 | 2001-12-11 09:51 | Anjanece | 25 | 1100 | N | N
THREADED FASTENERS INC. | TF9414 | Y | THREADED FASTENERS INC. , TF9414 |  |  | 2.04 | 2001-12-11 09:51 | Anjanece | 25 | 1100 | N | N
THREADED FASTENERS INC. | TF9414 | Y | THREADED FASTENERS INC. , TF9414 |  |  | 2.05 | 2001-12-11 09:51 | Anjanece | 25 | 1100 | N | N
THREADED FASTENERS INC. | TF9414 | Y | THREADED FASTENERS INC. , TF9414 |  |  | 2.06 | 2001-12-11 09:51 | Anjanece | 25 | 1100 | N | N
THREADED FASTENERS INC. | TF9414 | Y | THREADED FASTENERS INC. , TF9414 |  |  | 2.07 | 2001-12-11 09:51 | Anjanece | 25 | 1100 | N | N
THREADED FASTENERS INC. | TF9414 | Y | THREADED FASTENERS INC. , TF9414 |  |  | 2.33 | 2001-12-11 09:51 | Anjanece | 25 | 1100 | N | N
THREADED FASTENERS INC. | TF9414 | Y | THREADED FASTENERS INC. , TF9414 |  |  | 2.34 | 2001-12-11 09:51 | Anjanece | 25 | 1100 | N | N
THREADED FASTENERS INC. | TF9414 | Y | THREADED FASTENERS INC. , TF9414 |  |  | 2.64 | 2001-12-11 09:51 | Anjanece | 25 | 1100 | N | N
THREADED FASTENERS INC. | TF9414 | Y | THREADED FASTENERS INC. , TF9414 |  |  | 2.66 | 2001-12-11 09:51 | Anjanece | 25 | 1100 | N | N
THREADED FASTENERS INC. | TF9414 | Y | THREADED FASTENERS INC. , TF9414 |  |  | 2.67 | 2001-12-11 09:51 | Anjanece | 25 | 1100 | N | N
THREADED FASTENERS INC. | TF9414 | Y | THREADED FASTENERS INC. , TF9414 |  |  | 2.68 | 2001-12-11 09:51 | Anjanece | 25 | 1100 | N | N
THREADED FASTENERS INC. | TF9414 | Y | THREADED FASTENERS INC. , TF9414 |  |  | 2.69 | 2001-12-11 09:51 | Anjanece | 25 | 1100 | N | N
THREADED FASTENERS INC. | TF9414 | Y | THREADED FASTENERS INC. , TF9414 |  |  | 2.71 | 2001-12-11 09:51 | Anjanece | 25 | 1100 | N | N
THREADED FASTENERS INC. | TF9414 | Y | THREADED FASTENERS INC. , TF9414 |  |  | 2.78 | 2001-12-11 09:51 | Anjanece | 25 | 1100 | N | N
THREADED FASTENERS INC. | TF9414 | Y | THREADED FASTENERS INC. , TF9414 |  |  | 2.86 | 2001-12-11 09:51 | Anjanece | 25 | 1100 | N | N
THREADED FASTENERS INC. | TF9414 | Y | THREADED FASTENERS INC. , TF9414 |  |  | 2.87 | 2001-12-11 09:51 | Anjanece | 25 | 1100 | N | N
THREADED FASTENERS INC. | TF9414 | Y | THREADED FASTENERS INC. , TF9414 |  |  | 2.88 | 2001-12-11 09:51 | Anjanece | 25 | 1100 | N | N
THREADED FASTENERS INC. | TF9414 | Y | THREADED FASTENERS INC. , TF9414 |  |  | 2.92 | 2001-12-11 09:51 | Anjanece | 25 | 1100 | N | N
THREADED FASTENERS INC. | TF9414 | Y | THREADED FASTENERS INC. , TF9414 |  |  | 2.97 | 2001-12-11 09:51 | Anjanece | 25 | 1100 | N | N
THREADED FASTENERS INC. | TF9414 | Y | THREADED FASTENERS INC. , TF9414 |  |  | 2.99 | 2001-12-11 09:51 | Anjanece | 25 | 1100 | N | N
THREADED FASTENERS INC. | TF9414 | Y | THREADED FASTENERS INC. , TF9414 |  |  | 3.04 | 2001-12-11 09:51 | Anjanece | 25 | 1100 | N | N
THREADED FASTENERS INC. | TF9414 | Y | THREADED FASTENERS INC. , TF9414 |  |  | 3.05 | 2001-12-11 09:51 | Anjanece | 25 | 1100 | N | N
THREADED FASTENERS INC. | TF9414 | Y | THREADED FASTENERS INC. , TF9414 |  |  | 3.11 | 2001-12-11 09:51 | Anjanece | 25 | 1100 | N | N
THREADED FASTENERS INC. | TF9414 | Y | THREADED FASTENERS INC. , TF9414 |  |  | 3.27 | 2001-12-11 09:51 | Anjanece | 25 | 1100 | N | N
THREADED FASTENERS INC. | TF9414 | Y | THREADED FASTENERS INC. , TF9414 |  |  | 3.36 | 2001-12-11 09:51 | Anjanece | 25 | 1100 | N | N
THREADED FASTENERS INC. | TF9414 | Y | THREADED FASTENERS INC. , TF9414 |  |  | 3.39 | 2001-12-11 09:51 | Anjanece | 25 | 1100 | N | N
THREADED FASTENERS INC. | TF9414 | Y | THREADED FASTENERS INC. , TF9414 |  |  | 3.4 | 2001-12-11 09:51 | Anjanece | 25 | 1100 | N | N
THREADED FASTENERS INC. | TF9414 | Y | THREADED FASTENERS INC. , TF9414 |  |  | 3.45 | 2001-12-11 09:51 | Anjanece | 25 | 1100 | N | N
THREADED FASTENERS INC. | TF9414 | Y | THREADED FASTENERS INC. , TF9414 |  |  | 3.46 | 2001-12-11 09:51 | Anjanece | 25 | 1100 | N | N
THREADED FASTENERS INC. | TF9414 | Y | THREADED FASTENERS INC. , TF9414 |  |  | 3.47 | 2001-12-11 09:51 | Anjanece | 25 | 1100 | N | N
THREADED FASTENERS INC. | TF9414 | Y | THREADED FASTENERS INC. , TF9414 |  |  | 3.7 | 2001-12-11 09:51 | Anjanece | 25 | 1100 | N | N
THREADED FASTENERS INC. | TF9414 | Y | THREADED FASTENERS INC. , TF9414 |  |  | 3.71 | 2001-12-11 09:51 | Anjanece | 25 | 1100 | N | N
THREADED FASTENERS INC. | TF9414 | Y | THREADED FASTENERS INC. , TF9414 |  |  | 3.74 | 2001-12-11 09:51 | Anjanece | 25 | 1100 | N | N
THREADED FASTENERS INC. | TF9414 | Y | THREADED FASTENERS INC. , TF9414 |  |  | 3.75 | 2001-12-11 09:51 | Anjanece | 25 | 1100 | N | N
THREADED FASTENERS INC. | TF9414 | Y | THREADED FASTENERS INC. , TF9414 |  |  | 4.52 | 2001-12-11 09:51 | Anjanece | 25 | 1100 | N | N
THREADED FASTENERS INC. | TF9414 | Y | THREADED FASTENERS INC. , TF9414 |  | Storm Stores | 0 | 2018-04-16 10:07 | Anjanece | 25 | 1100 | N | N
THREADED FASTENERS INC. | TF9414 | Y | THREADED FASTENERS INC. , TF9414 |  |  | 3.03 | 2018-04-16 10:07 | Anjanece | 25 | 1100 | N | N
THREADED FASTENERS INC. | TF9414 | Y | THREADED FASTENERS INC. , TF9414 |  |  | 3.11 | 2018-04-16 10:07 | Anjanece | 25 | 1100 | N | N
THREADED FASTENERS INC. | TF9414 | Y | THREADED FASTENERS INC. , TF9414 |  |  | 3.13 | 2018-04-16 10:07 | Anjanece | 25 | 1100 | N | N
THREADED FASTENERS INC. | TF9414 | Y | THREADED FASTENERS INC. , TF9414 |  |  | 3.17 | 2018-04-16 10:07 | Anjanece | 25 | 1100 | N | N
THREADED FASTENERS INC. | TF9414 | Y | THREADED FASTENERS INC. , TF9414 |  |  | 3.35 | 2018-04-16 10:07 | Anjanece | 25 | 1100 | N | N
UTILITIES SERVICE | 25102 | Y | UTILITIES SERVICE , 25102 | JEA OVERHEAD DISTRIBUTION | CSC Stores | 2.01 | 2001-12-11 09:51 | Anjanece | 25 | 1100 | N | N
UTILITIES SERVICE | 25102 | Y | UTILITIES SERVICE , 25102 |  |  | 2.03 | 2001-12-11 09:51 | Anjanece | 25 | 1100 | N | N
UTILITIES SERVICE | 25102 | Y | UTILITIES SERVICE , 25102 |  |  | 2.04 | 2001-12-11 09:51 | Anjanece | 25 | 1100 | N | N
UTILITIES SERVICE | 25102 | Y | UTILITIES SERVICE , 25102 |  |  | 2.05 | 2001-12-11 09:51 | Anjanece | 25 | 1100 | N | N
UTILITIES SERVICE | 25102 | Y | UTILITIES SERVICE , 25102 |  |  | 2.06 | 2001-12-11 09:51 | Anjanece | 25 | 1100 | N | N
UTILITIES SERVICE | 25102 | Y | UTILITIES SERVICE , 25102 |  |  | 2.07 | 2001-12-11 09:51 | Anjanece | 25 | 1100 | N | N
UTILITIES SERVICE | 25102 | Y | UTILITIES SERVICE , 25102 |  |  | 2.33 | 2001-12-11 09:51 | Anjanece | 25 | 1100 | N | N
UTILITIES SERVICE | 25102 | Y | UTILITIES SERVICE , 25102 |  |  | 2.34 | 2001-12-11 09:51 | Anjanece | 25 | 1100 | N | N
UTILITIES SERVICE | 25102 | Y | UTILITIES SERVICE , 25102 |  |  | 2.64 | 2001-12-11 09:51 | Anjanece | 25 | 1100 | N | N
UTILITIES SERVICE | 25102 | Y | UTILITIES SERVICE , 25102 |  |  | 2.66 | 2001-12-11 09:51 | Anjanece | 25 | 1100 | N | N
UTILITIES SERVICE | 25102 | Y | UTILITIES SERVICE , 25102 |  |  | 2.67 | 2001-12-11 09:51 | Anjanece | 25 | 1100 | N | N
UTILITIES SERVICE | 25102 | Y | UTILITIES SERVICE , 25102 |  |  | 2.68 | 2001-12-11 09:51 | Anjanece | 25 | 1100 | N | N
UTILITIES SERVICE | 25102 | Y | UTILITIES SERVICE , 25102 |  |  | 2.69 | 2001-12-11 09:51 | Anjanece | 25 | 1100 | N | N
UTILITIES SERVICE | 25102 | Y | UTILITIES SERVICE , 25102 |  |  | 2.71 | 2001-12-11 09:51 | Anjanece | 25 | 1100 | N | N
UTILITIES SERVICE | 25102 | Y | UTILITIES SERVICE , 25102 |  |  | 2.78 | 2001-12-11 09:51 | Anjanece | 25 | 1100 | N | N
UTILITIES SERVICE | 25102 | Y | UTILITIES SERVICE , 25102 |  |  | 2.86 | 2001-12-11 09:51 | Anjanece | 25 | 1100 | N | N
UTILITIES SERVICE | 25102 | Y | UTILITIES SERVICE , 25102 |  |  | 2.87 | 2001-12-11 09:51 | Anjanece | 25 | 1100 | N | N
UTILITIES SERVICE | 25102 | Y | UTILITIES SERVICE , 25102 |  |  | 2.88 | 2001-12-11 09:51 | Anjanece | 25 | 1100 | N | N
UTILITIES SERVICE | 25102 | Y | UTILITIES SERVICE , 25102 |  |  | 2.92 | 2001-12-11 09:51 | Anjanece | 25 | 1100 | N | N
UTILITIES SERVICE | 25102 | Y | UTILITIES SERVICE , 25102 |  |  | 2.97 | 2001-12-11 09:51 | Anjanece | 25 | 1100 | N | N
UTILITIES SERVICE | 25102 | Y | UTILITIES SERVICE , 25102 |  |  | 2.99 | 2001-12-11 09:51 | Anjanece | 25 | 1100 | N | N
UTILITIES SERVICE | 25102 | Y | UTILITIES SERVICE , 25102 |  |  | 3.04 | 2001-12-11 09:51 | Anjanece | 25 | 1100 | N | N
UTILITIES SERVICE | 25102 | Y | UTILITIES SERVICE , 25102 |  |  | 3.05 | 2001-12-11 09:51 | Anjanece | 25 | 1100 | N | N
UTILITIES SERVICE | 25102 | Y | UTILITIES SERVICE , 25102 |  |  | 3.11 | 2001-12-11 09:51 | Anjanece | 25 | 1100 | N | N
UTILITIES SERVICE | 25102 | Y | UTILITIES SERVICE , 25102 |  |  | 3.27 | 2001-12-11 09:51 | Anjanece | 25 | 1100 | N | N
UTILITIES SERVICE | 25102 | Y | UTILITIES SERVICE , 25102 |  |  | 3.36 | 2001-12-11 09:51 | Anjanece | 25 | 1100 | N | N
UTILITIES SERVICE | 25102 | Y | UTILITIES SERVICE , 25102 |  |  | 3.39 | 2001-12-11 09:51 | Anjanece | 25 | 1100 | N | N
UTILITIES SERVICE | 25102 | Y | UTILITIES SERVICE , 25102 |  |  | 3.4 | 2001-12-11 09:51 | Anjanece | 25 | 1100 | N | N
UTILITIES SERVICE | 25102 | Y | UTILITIES SERVICE , 25102 |  |  | 3.45 | 2001-12-11 09:51 | Anjanece | 25 | 1100 | N | N
UTILITIES SERVICE | 25102 | Y | UTILITIES SERVICE , 25102 |  |  | 3.46 | 2001-12-11 09:51 | Anjanece | 25 | 1100 | N | N
UTILITIES SERVICE | 25102 | Y | UTILITIES SERVICE , 25102 |  |  | 3.47 | 2001-12-11 09:51 | Anjanece | 25 | 1100 | N | N
UTILITIES SERVICE | 25102 | Y | UTILITIES SERVICE , 25102 |  |  | 3.7 | 2001-12-11 09:51 | Anjanece | 25 | 1100 | N | N
UTILITIES SERVICE | 25102 | Y | UTILITIES SERVICE , 25102 |  |  | 3.71 | 2001-12-11 09:51 | Anjanece | 25 | 1100 | N | N
UTILITIES SERVICE | 25102 | Y | UTILITIES SERVICE , 25102 |  |  | 3.74 | 2001-12-11 09:51 | Anjanece | 25 | 1100 | N | N
UTILITIES SERVICE | 25102 | Y | UTILITIES SERVICE , 25102 |  |  | 3.75 | 2001-12-11 09:51 | Anjanece | 25 | 1100 | N | N
UTILITIES SERVICE | 25102 | Y | UTILITIES SERVICE , 25102 |  |  | 4.52 | 2001-12-11 09:51 | Anjanece | 25 | 1100 | N | N
UTILITIES SERVICE | 25102 | Y | UTILITIES SERVICE , 25102 |  | Storm Stores | 0 | 2018-04-16 10:07 | Anjanece | 25 | 1100 | N | N
UTILITIES SERVICE | 25102 | Y | UTILITIES SERVICE , 25102 |  |  | 3.03 | 2018-04-16 10:07 | Anjanece | 25 | 1100 | N | N
UTILITIES SERVICE | 25102 | Y | UTILITIES SERVICE , 25102 |  |  | 3.11 | 2018-04-16 10:07 | Anjanece | 25 | 1100 | N | N
UTILITIES SERVICE | 25102 | Y | UTILITIES SERVICE , 25102 |  |  | 3.13 | 2018-04-16 10:07 | Anjanece | 25 | 1100 | N | N
UTILITIES SERVICE | 25102 | Y | UTILITIES SERVICE , 25102 |  |  | 3.17 | 2018-04-16 10:07 | Anjanece | 25 | 1100 | N | N
UTILITIES SERVICE | 25102 | Y | UTILITIES SERVICE , 25102 |  |  | 3.35 | 2018-04-16 10:07 | Anjanece | 25 | 1100 | N | N
ALLIED BOLT, INC. | 4106 | Y | ALLIED BOLT, INC. , 4106 | JEA GENERATION | CSC Stores | 2.53 | 2001-12-11 09:51 | Anjanece | 25 | 0 | N | N
ALLIED BOLT, INC. | 4106 | Y | ALLIED BOLT, INC. , 4106 |  |  | 2.57 | 2001-12-11 09:51 | Anjanece | 25 | 0 | N | N
ALLIED BOLT, INC. | 4106 | Y | ALLIED BOLT, INC. , 4106 |  |  | 2.61 | 2001-12-11 09:51 | Anjanece | 25 | 0 | N | N
ALLIED BOLT, INC. | 4106 | Y | ALLIED BOLT, INC. , 4106 |  |  | 2.62 | 2001-12-11 09:51 | Anjanece | 25 | 0 | N | N
ALLIED BOLT, INC. | 4106 | Y | ALLIED BOLT, INC. , 4106 |  |  | 2.77 | 2001-12-11 09:51 | Anjanece | 25 | 0 | N | N
ALLIED BOLT, INC. | 4106 | Y | ALLIED BOLT, INC. , 4106 |  |  | 2.98 | 2001-12-11 09:51 | Anjanece | 25 | 0 | N | N
ALLIED BOLT, INC. | 4106 | Y | ALLIED BOLT, INC. , 4106 |  |  | 3.05 | 2001-12-11 09:51 | Anjanece | 25 | 0 | N | N
ALLIED BOLT, INC. | 4106 | Y | ALLIED BOLT, INC. , 4106 |  |  | 3.07 | 2001-12-11 09:51 | Anjanece | 25 | 0 | N | N
ALLIED BOLT, INC. | 4106 | Y | ALLIED BOLT, INC. , 4106 |  |  | 3.19 | 2001-12-11 09:51 | Anjanece | 25 | 0 | N | N
ALLIED BOLT, INC. | 4106 | Y | ALLIED BOLT, INC. , 4106 |  |  | 3.29 | 2001-12-11 09:51 | Anjanece | 25 | 0 | N | N
ALLIED BOLT, INC. | 4106 | Y | ALLIED BOLT, INC. , 4106 |  |  | 3.34 | 2001-12-11 09:51 | Anjanece | 25 | 0 | N | N
ALLIED BOLT, INC. | 4106 | Y | ALLIED BOLT, INC. , 4106 |  |  | 3.35 | 2001-12-11 09:51 | Anjanece | 25 | 0 | N | N
ALLIED BOLT, INC. | 4106 | Y | ALLIED BOLT, INC. , 4106 |  |  | 3.93 | 2001-12-11 09:51 | Anjanece | 25 | 0 | N | N
ALLIED BOLT, INC. | 4106 | Y | ALLIED BOLT, INC. , 4106 |  |  | 3.94 | 2001-12-11 09:51 | Anjanece | 25 | 0 | N | N
ALLIED BOLT, INC. | 4106 | Y | ALLIED BOLT, INC. , 4106 |  |  | 4.19 | 2001-12-11 09:51 | Anjanece | 25 | 0 | N | N
ALLIED BOLT, INC. | 4106 | Y | ALLIED BOLT, INC. , 4106 |  |  | 4.2 | 2001-12-11 09:51 | Anjanece | 25 | 0 | N | N
ALLIED BOLT, INC. | 4106 | Y | ALLIED BOLT, INC. , 4106 |  |  | 4.27 | 2001-12-11 09:51 | Anjanece | 25 | 0 | N | N
ALLIED BOLT, INC. | 4106 | Y | ALLIED BOLT, INC. , 4106 |  |  | 4.31 | 2001-12-11 09:51 | Anjanece | 25 | 0 | N | N
ALLIED BOLT, INC. | 4106 | Y | ALLIED BOLT, INC. , 4106 |  |  | 4.35 | 2001-12-11 09:51 | Anjanece | 25 | 0 | N | N
ALLIED BOLT, INC. | 4106 | Y | ALLIED BOLT, INC. , 4106 |  |  | 4.4 | 2001-12-11 09:51 | Anjanece | 25 | 0 | N | N
ALLIED BOLT, INC. | 4106 | Y | ALLIED BOLT, INC. , 4106 |  |  | 4.45 | 2001-12-11 09:51 | Anjanece | 25 | 0 | N | N
ALLIED BOLT, INC. | 4106 | Y | ALLIED BOLT, INC. , 4106 |  | Storm Stores | 0 | 2018-06-26 15:21 | Anjanece |  | 0 | N | N
ALLIED BOLT, INC. | 4106 | Y | ALLIED BOLT, INC. , 4106 |  |  | 2.53 | 2018-06-26 15:21 | Anjanece |  | 0 | N | N
ALLIED BOLT, INC. | 4106 | Y | ALLIED BOLT, INC. , 4106 |  |  | 2.95 | 2018-06-26 15:21 | Anjanece |  | 0 | N | N
ALLIED BOLT, INC. | 4106 | Y | ALLIED BOLT, INC. , 4106 |  |  | 3.15 | 2018-06-26 15:21 | Anjanece |  | 0 | N | N
ALLIED BOLT, INC. | 4106 | Y | ALLIED BOLT, INC. , 4106 |  |  | 3.64 | 2018-06-26 15:21 | Anjanece |  | 0 | N | N
ALUMA-FORM | AF9416 | Y | ALUMA-FORM , AF9416 | JEA GENERATION | CSC Stores | 2.53 | 2001-12-11 09:51 | Anjanece | 25 | 0 | N | N
ALUMA-FORM | AF9416 | Y | ALUMA-FORM , AF9416 |  |  | 2.57 | 2001-12-11 09:51 | Anjanece | 25 | 0 | N | N
ALUMA-FORM | AF9416 | Y | ALUMA-FORM , AF9416 |  |  | 2.61 | 2001-12-11 09:51 | Anjanece | 25 | 0 | N | N
ALUMA-FORM | AF9416 | Y | ALUMA-FORM , AF9416 |  |  | 2.62 | 2001-12-11 09:51 | Anjanece | 25 | 0 | N | N
ALUMA-FORM | AF9416 | Y | ALUMA-FORM , AF9416 |  |  | 2.77 | 2001-12-11 09:51 | Anjanece | 25 | 0 | N | N
ALUMA-FORM | AF9416 | Y | ALUMA-FORM , AF9416 |  |  | 2.98 | 2001-12-11 09:51 | Anjanece | 25 | 0 | N | N
ALUMA-FORM | AF9416 | Y | ALUMA-FORM , AF9416 |  |  | 3.05 | 2001-12-11 09:51 | Anjanece | 25 | 0 | N | N
ALUMA-FORM | AF9416 | Y | ALUMA-FORM , AF9416 |  |  | 3.07 | 2001-12-11 09:51 | Anjanece | 25 | 0 | N | N
ALUMA-FORM | AF9416 | Y | ALUMA-FORM , AF9416 |  |  | 3.19 | 2001-12-11 09:51 | Anjanece | 25 | 0 | N | N
ALUMA-FORM | AF9416 | Y | ALUMA-FORM , AF9416 |  |  | 3.29 | 2001-12-11 09:51 | Anjanece | 25 | 0 | N | N
ALUMA-FORM | AF9416 | Y | ALUMA-FORM , AF9416 |  |  | 3.34 | 2001-12-11 09:51 | Anjanece | 25 | 0 | N | N
ALUMA-FORM | AF9416 | Y | ALUMA-FORM , AF9416 |  |  | 3.35 | 2001-12-11 09:51 | Anjanece | 25 | 0 | N | N
ALUMA-FORM | AF9416 | Y | ALUMA-FORM , AF9416 |  |  | 3.93 | 2001-12-11 09:51 | Anjanece | 25 | 0 | N | N
ALUMA-FORM | AF9416 | Y | ALUMA-FORM , AF9416 |  |  | 3.94 | 2001-12-11 09:51 | Anjanece | 25 | 0 | N | N
ALUMA-FORM | AF9416 | Y | ALUMA-FORM , AF9416 |  |  | 4.19 | 2001-12-11 09:51 | Anjanece | 25 | 0 | N | N
ALUMA-FORM | AF9416 | Y | ALUMA-FORM , AF9416 |  |  | 4.2 | 2001-12-11 09:51 | Anjanece | 25 | 0 | N | N
ALUMA-FORM | AF9416 | Y | ALUMA-FORM , AF9416 |  |  | 4.27 | 2001-12-11 09:51 | Anjanece | 25 | 0 | N | N
ALUMA-FORM | AF9416 | Y | ALUMA-FORM , AF9416 |  |  | 4.31 | 2001-12-11 09:51 | Anjanece | 25 | 0 | N | N
ALUMA-FORM | AF9416 | Y | ALUMA-FORM , AF9416 |  |  | 4.35 | 2001-12-11 09:51 | Anjanece | 25 | 0 | N | N
ALUMA-FORM | AF9416 | Y | ALUMA-FORM , AF9416 |  |  | 4.4 | 2001-12-11 09:51 | Anjanece | 25 | 0 | N | N
ALUMA-FORM | AF9416 | Y | ALUMA-FORM , AF9416 |  |  | 4.45 | 2001-12-11 09:51 | Anjanece | 25 | 0 | N | N
ALUMA-FORM | AF9416 | Y | ALUMA-FORM , AF9416 |  | Storm Stores | 0 | 2018-06-26 15:21 | Anjanece |  | 0 | N | N
ALUMA-FORM | AF9416 | Y | ALUMA-FORM , AF9416 |  |  | 2.53 | 2018-06-26 15:21 | Anjanece |  | 0 | N | N
ALUMA-FORM | AF9416 | Y | ALUMA-FORM , AF9416 |  |  | 2.95 | 2018-06-26 15:21 | Anjanece |  | 0 | N | N
ALUMA-FORM | AF9416 | Y | ALUMA-FORM , AF9416 |  |  | 3.15 | 2018-06-26 15:21 | Anjanece |  | 0 | N | N
ALUMA-FORM | AF9416 | Y | ALUMA-FORM , AF9416 |  |  | 3.64 | 2018-06-26 15:21 | Anjanece |  | 0 | N | N
CHANCE | 29966 | Y | CHANCE , 29966 | JEA GENERATION | CSC Stores | 2.53 | 2001-12-11 09:51 | Anjanece | 25 | 0 | N | N
CHANCE | 29966 | Y | CHANCE , 29966 |  |  | 2.57 | 2001-12-11 09:51 | Anjanece | 25 | 0 | N | N
CHANCE | 29966 | Y | CHANCE , 29966 |  |  | 2.61 | 2001-12-11 09:51 | Anjanece | 25 | 0 | N | N
CHANCE | 29966 | Y | CHANCE , 29966 |  |  | 2.62 | 2001-12-11 09:51 | Anjanece | 25 | 0 | N | N
CHANCE | 29966 | Y | CHANCE , 29966 |  |  | 2.77 | 2001-12-11 09:51 | Anjanece | 25 | 0 | N | N
CHANCE | 29966 | Y | CHANCE , 29966 |  |  | 2.98 | 2001-12-11 09:51 | Anjanece | 25 | 0 | N | N
CHANCE | 29966 | Y | CHANCE , 29966 |  |  | 3.05 | 2001-12-11 09:51 | Anjanece | 25 | 0 | N | N
CHANCE | 29966 | Y | CHANCE , 29966 |  |  | 3.07 | 2001-12-11 09:51 | Anjanece | 25 | 0 | N | N
CHANCE | 29966 | Y | CHANCE , 29966 |  |  | 3.19 | 2001-12-11 09:51 | Anjanece | 25 | 0 | N | N
CHANCE | 29966 | Y | CHANCE , 29966 |  |  | 3.29 | 2001-12-11 09:51 | Anjanece | 25 | 0 | N | N
CHANCE | 29966 | Y | CHANCE , 29966 |  |  | 3.34 | 2001-12-11 09:51 | Anjanece | 25 | 0 | N | N
CHANCE | 29966 | Y | CHANCE , 29966 |  |  | 3.35 | 2001-12-11 09:51 | Anjanece | 25 | 0 | N | N
CHANCE | 29966 | Y | CHANCE , 29966 |  |  | 3.93 | 2001-12-11 09:51 | Anjanece | 25 | 0 | N | N
CHANCE | 29966 | Y | CHANCE , 29966 |  |  | 3.94 | 2001-12-11 09:51 | Anjanece | 25 | 0 | N | N
CHANCE | 29966 | Y | CHANCE , 29966 |  |  | 4.19 | 2001-12-11 09:51 | Anjanece | 25 | 0 | N | N
CHANCE | 29966 | Y | CHANCE , 29966 |  |  | 4.2 | 2001-12-11 09:51 | Anjanece | 25 | 0 | N | N
CHANCE | 29966 | Y | CHANCE , 29966 |  |  | 4.27 | 2001-12-11 09:51 | Anjanece | 25 | 0 | N | N
CHANCE | 29966 | Y | CHANCE , 29966 |  |  | 4.31 | 2001-12-11 09:51 | Anjanece | 25 | 0 | N | N
CHANCE | 29966 | Y | CHANCE , 29966 |  |  | 4.35 | 2001-12-11 09:51 | Anjanece | 25 | 0 | N | N
CHANCE | 29966 | Y | CHANCE , 29966 |  |  | 4.4 | 2001-12-11 09:51 | Anjanece | 25 | 0 | N | N
CHANCE | 29966 | Y | CHANCE , 29966 |  |  | 4.45 | 2001-12-11 09:51 | Anjanece | 25 | 0 | N | N
CHANCE | 29966 | Y | CHANCE , 29966 |  | Storm Stores | 0 | 2018-06-26 15:21 | Anjanece |  | 0 | N | N
CHANCE | 29966 | Y | CHANCE , 29966 |  |  | 2.53 | 2018-06-26 15:21 | Anjanece |  | 0 | N | N
CHANCE | 29966 | Y | CHANCE , 29966 |  |  | 2.95 | 2018-06-26 15:21 | Anjanece |  | 0 | N | N
CHANCE | 29966 | Y | CHANCE , 29966 |  |  | 3.15 | 2018-06-26 15:21 | Anjanece |  | 0 | N | N
CHANCE | 29966 | Y | CHANCE , 29966 |  |  | 3.64 | 2018-06-26 15:21 | Anjanece |  | 0 | N | N
DIXIE ELECTRIC | D29966 | Y | DIXIE ELECTRIC , D29966 | JEA GENERATION | CSC Stores | 2.53 | 2001-12-11 09:51 | Anjanece | 25 | 0 | N | N
DIXIE ELECTRIC | D29966 | Y | DIXIE ELECTRIC , D29966 |  |  | 2.57 | 2001-12-11 09:51 | Anjanece | 25 | 0 | N | N
DIXIE ELECTRIC | D29966 | Y | DIXIE ELECTRIC , D29966 |  |  | 2.61 | 2001-12-11 09:51 | Anjanece | 25 | 0 | N | N
DIXIE ELECTRIC | D29966 | Y | DIXIE ELECTRIC , D29966 |  |  | 2.62 | 2001-12-11 09:51 | Anjanece | 25 | 0 | N | N
DIXIE ELECTRIC | D29966 | Y | DIXIE ELECTRIC , D29966 |  |  | 2.77 | 2001-12-11 09:51 | Anjanece | 25 | 0 | N | N
DIXIE ELECTRIC | D29966 | Y | DIXIE ELECTRIC , D29966 |  |  | 2.98 | 2001-12-11 09:51 | Anjanece | 25 | 0 | N | N
DIXIE ELECTRIC | D29966 | Y | DIXIE ELECTRIC , D29966 |  |  | 3.05 | 2001-12-11 09:51 | Anjanece | 25 | 0 | N | N
DIXIE ELECTRIC | D29966 | Y | DIXIE ELECTRIC , D29966 |  |  | 3.07 | 2001-12-11 09:51 | Anjanece | 25 | 0 | N | N
DIXIE ELECTRIC | D29966 | Y | DIXIE ELECTRIC , D29966 |  |  | 3.19 | 2001-12-11 09:51 | Anjanece | 25 | 0 | N | N
DIXIE ELECTRIC | D29966 | Y | DIXIE ELECTRIC , D29966 |  |  | 3.29 | 2001-12-11 09:51 | Anjanece | 25 | 0 | N | N
DIXIE ELECTRIC | D29966 | Y | DIXIE ELECTRIC , D29966 |  |  | 3.34 | 2001-12-11 09:51 | Anjanece | 25 | 0 | N | N
DIXIE ELECTRIC | D29966 | Y | DIXIE ELECTRIC , D29966 |  |  | 3.35 | 2001-12-11 09:51 | Anjanece | 25 | 0 | N | N
DIXIE ELECTRIC | D29966 | Y | DIXIE ELECTRIC , D29966 |  |  | 3.93 | 2001-12-11 09:51 | Anjanece | 25 | 0 | N | N
DIXIE ELECTRIC | D29966 | Y | DIXIE ELECTRIC , D29966 |  |  | 3.94 | 2001-12-11 09:51 | Anjanece | 25 | 0 | N | N
DIXIE ELECTRIC | D29966 | Y | DIXIE ELECTRIC , D29966 |  |  | 4.19 | 2001-12-11 09:51 | Anjanece | 25 | 0 | N | N
DIXIE ELECTRIC | D29966 | Y | DIXIE ELECTRIC , D29966 |  |  | 4.2 | 2001-12-11 09:51 | Anjanece | 25 | 0 | N | N
DIXIE ELECTRIC | D29966 | Y | DIXIE ELECTRIC , D29966 |  |  | 4.27 | 2001-12-11 09:51 | Anjanece | 25 | 0 | N | N
DIXIE ELECTRIC | D29966 | Y | DIXIE ELECTRIC , D29966 |  |  | 4.31 | 2001-12-11 09:51 | Anjanece | 25 | 0 | N | N
DIXIE ELECTRIC | D29966 | Y | DIXIE ELECTRIC , D29966 |  |  | 4.35 | 2001-12-11 09:51 | Anjanece | 25 | 0 | N | N
DIXIE ELECTRIC | D29966 | Y | DIXIE ELECTRIC , D29966 |  |  | 4.4 | 2001-12-11 09:51 | Anjanece | 25 | 0 | N | N
DIXIE ELECTRIC | D29966 | Y | DIXIE ELECTRIC , D29966 |  |  | 4.45 | 2001-12-11 09:51 | Anjanece | 25 | 0 | N | N
DIXIE ELECTRIC | D29966 | Y | DIXIE ELECTRIC , D29966 |  | Storm Stores | 0 | 2018-06-26 15:21 | Anjanece |  | 0 | N | N
DIXIE ELECTRIC | D29966 | Y | DIXIE ELECTRIC , D29966 |  |  | 2.53 | 2018-06-26 15:21 | Anjanece |  | 0 | N | N
DIXIE ELECTRIC | D29966 | Y | DIXIE ELECTRIC , D29966 |  |  | 2.95 | 2018-06-26 15:21 | Anjanece |  | 0 | N | N
DIXIE ELECTRIC | D29966 | Y | DIXIE ELECTRIC , D29966 |  |  | 3.15 | 2018-06-26 15:21 | Anjanece |  | 0 | N | N
DIXIE ELECTRIC | D29966 | Y | DIXIE ELECTRIC , D29966 |  |  | 3.64 | 2018-06-26 15:21 | Anjanece |  | 0 | N | N
FLORIDA WIRE AND CABLE | FW9416 | Y | FLORIDA WIRE AND CABLE , FW9416 | JEA GENERATION | CSC Stores | 2.53 | 2001-12-11 09:51 | Anjanece | 25 | 0 | N | N
FLORIDA WIRE AND CABLE | FW9416 | Y | FLORIDA WIRE AND CABLE , FW9416 |  |  | 2.57 | 2001-12-11 09:51 | Anjanece | 25 | 0 | N | N
FLORIDA WIRE AND CABLE | FW9416 | Y | FLORIDA WIRE AND CABLE , FW9416 |  |  | 2.61 | 2001-12-11 09:51 | Anjanece | 25 | 0 | N | N
FLORIDA WIRE AND CABLE | FW9416 | Y | FLORIDA WIRE AND CABLE , FW9416 |  |  | 2.62 | 2001-12-11 09:51 | Anjanece | 25 | 0 | N | N
FLORIDA WIRE AND CABLE | FW9416 | Y | FLORIDA WIRE AND CABLE , FW9416 |  |  | 2.77 | 2001-12-11 09:51 | Anjanece | 25 | 0 | N | N
FLORIDA WIRE AND CABLE | FW9416 | Y | FLORIDA WIRE AND CABLE , FW9416 |  |  | 2.98 | 2001-12-11 09:51 | Anjanece | 25 | 0 | N | N
FLORIDA WIRE AND CABLE | FW9416 | Y | FLORIDA WIRE AND CABLE , FW9416 |  |  | 3.05 | 2001-12-11 09:51 | Anjanece | 25 | 0 | N | N
FLORIDA WIRE AND CABLE | FW9416 | Y | FLORIDA WIRE AND CABLE , FW9416 |  |  | 3.07 | 2001-12-11 09:51 | Anjanece | 25 | 0 | N | N
FLORIDA WIRE AND CABLE | FW9416 | Y | FLORIDA WIRE AND CABLE , FW9416 |  |  | 3.19 | 2001-12-11 09:51 | Anjanece | 25 | 0 | N | N
FLORIDA WIRE AND CABLE | FW9416 | Y | FLORIDA WIRE AND CABLE , FW9416 |  |  | 3.29 | 2001-12-11 09:51 | Anjanece | 25 | 0 | N | N
FLORIDA WIRE AND CABLE | FW9416 | Y | FLORIDA WIRE AND CABLE , FW9416 |  |  | 3.34 | 2001-12-11 09:51 | Anjanece | 25 | 0 | N | N
FLORIDA WIRE AND CABLE | FW9416 | Y | FLORIDA WIRE AND CABLE , FW9416 |  |  | 3.35 | 2001-12-11 09:51 | Anjanece | 25 | 0 | N | N
FLORIDA WIRE AND CABLE | FW9416 | Y | FLORIDA WIRE AND CABLE , FW9416 |  |  | 3.93 | 2001-12-11 09:51 | Anjanece | 25 | 0 | N | N
FLORIDA WIRE AND CABLE | FW9416 | Y | FLORIDA WIRE AND CABLE , FW9416 |  |  | 3.94 | 2001-12-11 09:51 | Anjanece | 25 | 0 | N | N
FLORIDA WIRE AND CABLE | FW9416 | Y | FLORIDA WIRE AND CABLE , FW9416 |  |  | 4.19 | 2001-12-11 09:51 | Anjanece | 25 | 0 | N | N
FLORIDA WIRE AND CABLE | FW9416 | Y | FLORIDA WIRE AND CABLE , FW9416 |  |  | 4.2 | 2001-12-11 09:51 | Anjanece | 25 | 0 | N | N
FLORIDA WIRE AND CABLE | FW9416 | Y | FLORIDA WIRE AND CABLE , FW9416 |  |  | 4.27 | 2001-12-11 09:51 | Anjanece | 25 | 0 | N | N
FLORIDA WIRE AND CABLE | FW9416 | Y | FLORIDA WIRE AND CABLE , FW9416 |  |  | 4.31 | 2001-12-11 09:51 | Anjanece | 25 | 0 | N | N
FLORIDA WIRE AND CABLE | FW9416 | Y | FLORIDA WIRE AND CABLE , FW9416 |  |  | 4.35 | 2001-12-11 09:51 | Anjanece | 25 | 0 | N | N
FLORIDA WIRE AND CABLE | FW9416 | Y | FLORIDA WIRE AND CABLE , FW9416 |  |  | 4.4 | 2001-12-11 09:51 | Anjanece | 25 | 0 | N | N
FLORIDA WIRE AND CABLE | FW9416 | Y | FLORIDA WIRE AND CABLE , FW9416 |  |  | 4.45 | 2001-12-11 09:51 | Anjanece | 25 | 0 | N | N
FLORIDA WIRE AND CABLE | FW9416 | Y | FLORIDA WIRE AND CABLE , FW9416 |  | Storm Stores | 0 | 2018-06-26 15:21 | Anjanece |  | 0 | N | N
FLORIDA WIRE AND CABLE | FW9416 | Y | FLORIDA WIRE AND CABLE , FW9416 |  |  | 2.53 | 2018-06-26 15:21 | Anjanece |  | 0 | N | N
FLORIDA WIRE AND CABLE | FW9416 | Y | FLORIDA WIRE AND CABLE , FW9416 |  |  | 2.95 | 2018-06-26 15:21 | Anjanece |  | 0 | N | N
FLORIDA WIRE AND CABLE | FW9416 | Y | FLORIDA WIRE AND CABLE , FW9416 |  |  | 3.15 | 2018-06-26 15:21 | Anjanece |  | 0 | N | N
FLORIDA WIRE AND CABLE | FW9416 | Y | FLORIDA WIRE AND CABLE , FW9416 |  |  | 3.64 | 2018-06-26 15:21 | Anjanece |  | 0 | N | N
JOSLYN HI-VOLTAGE CORP. | J9416 | Y | JOSLYN HI-VOLTAGE CORP. , J9416 | JEA GENERATION | CSC Stores | 2.53 | 2001-12-11 09:51 | Anjanece | 25 | 0 | N | N
JOSLYN HI-VOLTAGE CORP. | J9416 | Y | JOSLYN HI-VOLTAGE CORP. , J9416 |  |  | 2.57 | 2001-12-11 09:51 | Anjanece | 25 | 0 | N | N
JOSLYN HI-VOLTAGE CORP. | J9416 | Y | JOSLYN HI-VOLTAGE CORP. , J9416 |  |  | 2.61 | 2001-12-11 09:51 | Anjanece | 25 | 0 | N | N
JOSLYN HI-VOLTAGE CORP. | J9416 | Y | JOSLYN HI-VOLTAGE CORP. , J9416 |  |  | 2.62 | 2001-12-11 09:51 | Anjanece | 25 | 0 | N | N
JOSLYN HI-VOLTAGE CORP. | J9416 | Y | JOSLYN HI-VOLTAGE CORP. , J9416 |  |  | 2.77 | 2001-12-11 09:51 | Anjanece | 25 | 0 | N | N
JOSLYN HI-VOLTAGE CORP. | J9416 | Y | JOSLYN HI-VOLTAGE CORP. , J9416 |  |  | 2.98 | 2001-12-11 09:51 | Anjanece | 25 | 0 | N | N
JOSLYN HI-VOLTAGE CORP. | J9416 | Y | JOSLYN HI-VOLTAGE CORP. , J9416 |  |  | 3.05 | 2001-12-11 09:51 | Anjanece | 25 | 0 | N | N
JOSLYN HI-VOLTAGE CORP. | J9416 | Y | JOSLYN HI-VOLTAGE CORP. , J9416 |  |  | 3.07 | 2001-12-11 09:51 | Anjanece | 25 | 0 | N | N
JOSLYN HI-VOLTAGE CORP. | J9416 | Y | JOSLYN HI-VOLTAGE CORP. , J9416 |  |  | 3.19 | 2001-12-11 09:51 | Anjanece | 25 | 0 | N | N
JOSLYN HI-VOLTAGE CORP. | J9416 | Y | JOSLYN HI-VOLTAGE CORP. , J9416 |  |  | 3.29 | 2001-12-11 09:51 | Anjanece | 25 | 0 | N | N
JOSLYN HI-VOLTAGE CORP. | J9416 | Y | JOSLYN HI-VOLTAGE CORP. , J9416 |  |  | 3.34 | 2001-12-11 09:51 | Anjanece | 25 | 0 | N | N
JOSLYN HI-VOLTAGE CORP. | J9416 | Y | JOSLYN HI-VOLTAGE CORP. , J9416 |  |  | 3.35 | 2001-12-11 09:51 | Anjanece | 25 | 0 | N | N
JOSLYN HI-VOLTAGE CORP. | J9416 | Y | JOSLYN HI-VOLTAGE CORP. , J9416 |  |  | 3.93 | 2001-12-11 09:51 | Anjanece | 25 | 0 | N | N
JOSLYN HI-VOLTAGE CORP. | J9416 | Y | JOSLYN HI-VOLTAGE CORP. , J9416 |  |  | 3.94 | 2001-12-11 09:51 | Anjanece | 25 | 0 | N | N
JOSLYN HI-VOLTAGE CORP. | J9416 | Y | JOSLYN HI-VOLTAGE CORP. , J9416 |  |  | 4.19 | 2001-12-11 09:51 | Anjanece | 25 | 0 | N | N
JOSLYN HI-VOLTAGE CORP. | J9416 | Y | JOSLYN HI-VOLTAGE CORP. , J9416 |  |  | 4.2 | 2001-12-11 09:51 | Anjanece | 25 | 0 | N | N
JOSLYN HI-VOLTAGE CORP. | J9416 | Y | JOSLYN HI-VOLTAGE CORP. , J9416 |  |  | 4.27 | 2001-12-11 09:51 | Anjanece | 25 | 0 | N | N
JOSLYN HI-VOLTAGE CORP. | J9416 | Y | JOSLYN HI-VOLTAGE CORP. , J9416 |  |  | 4.31 | 2001-12-11 09:51 | Anjanece | 25 | 0 | N | N
JOSLYN HI-VOLTAGE CORP. | J9416 | Y | JOSLYN HI-VOLTAGE CORP. , J9416 |  |  | 4.35 | 2001-12-11 09:51 | Anjanece | 25 | 0 | N | N
JOSLYN HI-VOLTAGE CORP. | J9416 | Y | JOSLYN HI-VOLTAGE CORP. , J9416 |  |  | 4.4 | 2001-12-11 09:51 | Anjanece | 25 | 0 | N | N
JOSLYN HI-VOLTAGE CORP. | J9416 | Y | JOSLYN HI-VOLTAGE CORP. , J9416 |  |  | 4.45 | 2001-12-11 09:51 | Anjanece | 25 | 0 | N | N
JOSLYN HI-VOLTAGE CORP. | J9416 | Y | JOSLYN HI-VOLTAGE CORP. , J9416 |  | Storm Stores | 0 | 2018-06-26 15:21 | Anjanece |  | 0 | N | N
JOSLYN HI-VOLTAGE CORP. | J9416 | Y | JOSLYN HI-VOLTAGE CORP. , J9416 |  |  | 2.53 | 2018-06-26 15:21 | Anjanece |  | 0 | N | N
JOSLYN HI-VOLTAGE CORP. | J9416 | Y | JOSLYN HI-VOLTAGE CORP. , J9416 |  |  | 2.95 | 2018-06-26 15:21 | Anjanece |  | 0 | N | N
JOSLYN HI-VOLTAGE CORP. | J9416 | Y | JOSLYN HI-VOLTAGE CORP. , J9416 |  |  | 3.15 | 2018-06-26 15:21 | Anjanece |  | 0 | N | N
JOSLYN HI-VOLTAGE CORP. | J9416 | Y | JOSLYN HI-VOLTAGE CORP. , J9416 |  |  | 3.64 | 2018-06-26 15:21 | Anjanece |  | 0 | N | N
MC GRAW EDISON | DF2E16 | Y | MC GRAW EDISON , DF2E16 | JEA GENERATION | CSC Stores | 2.53 | 2001-12-11 09:51 | Anjanece | 25 | 0 | N | N
MC GRAW EDISON | DF2E16 | Y | MC GRAW EDISON , DF2E16 |  |  | 2.57 | 2001-12-11 09:51 | Anjanece | 25 | 0 | N | N
MC GRAW EDISON | DF2E16 | Y | MC GRAW EDISON , DF2E16 |  |  | 2.61 | 2001-12-11 09:51 | Anjanece | 25 | 0 | N | N
MC GRAW EDISON | DF2E16 | Y | MC GRAW EDISON , DF2E16 |  |  | 2.62 | 2001-12-11 09:51 | Anjanece | 25 | 0 | N | N
MC GRAW EDISON | DF2E16 | Y | MC GRAW EDISON , DF2E16 |  |  | 2.77 | 2001-12-11 09:51 | Anjanece | 25 | 0 | N | N
MC GRAW EDISON | DF2E16 | Y | MC GRAW EDISON , DF2E16 |  |  | 2.98 | 2001-12-11 09:51 | Anjanece | 25 | 0 | N | N
MC GRAW EDISON | DF2E16 | Y | MC GRAW EDISON , DF2E16 |  |  | 3.05 | 2001-12-11 09:51 | Anjanece | 25 | 0 | N | N
MC GRAW EDISON | DF2E16 | Y | MC GRAW EDISON , DF2E16 |  |  | 3.07 | 2001-12-11 09:51 | Anjanece | 25 | 0 | N | N
MC GRAW EDISON | DF2E16 | Y | MC GRAW EDISON , DF2E16 |  |  | 3.19 | 2001-12-11 09:51 | Anjanece | 25 | 0 | N | N
MC GRAW EDISON | DF2E16 | Y | MC GRAW EDISON , DF2E16 |  |  | 3.29 | 2001-12-11 09:51 | Anjanece | 25 | 0 | N | N
MC GRAW EDISON | DF2E16 | Y | MC GRAW EDISON , DF2E16 |  |  | 3.34 | 2001-12-11 09:51 | Anjanece | 25 | 0 | N | N
MC GRAW EDISON | DF2E16 | Y | MC GRAW EDISON , DF2E16 |  |  | 3.35 | 2001-12-11 09:51 | Anjanece | 25 | 0 | N | N
MC GRAW EDISON | DF2E16 | Y | MC GRAW EDISON , DF2E16 |  |  | 3.93 | 2001-12-11 09:51 | Anjanece | 25 | 0 | N | N
MC GRAW EDISON | DF2E16 | Y | MC GRAW EDISON , DF2E16 |  |  | 3.94 | 2001-12-11 09:51 | Anjanece | 25 | 0 | N | N
MC GRAW EDISON | DF2E16 | Y | MC GRAW EDISON , DF2E16 |  |  | 4.19 | 2001-12-11 09:51 | Anjanece | 25 | 0 | N | N
MC GRAW EDISON | DF2E16 | Y | MC GRAW EDISON , DF2E16 |  |  | 4.2 | 2001-12-11 09:51 | Anjanece | 25 | 0 | N | N
MC GRAW EDISON | DF2E16 | Y | MC GRAW EDISON , DF2E16 |  |  | 4.27 | 2001-12-11 09:51 | Anjanece | 25 | 0 | N | N
MC GRAW EDISON | DF2E16 | Y | MC GRAW EDISON , DF2E16 |  |  | 4.31 | 2001-12-11 09:51 | Anjanece | 25 | 0 | N | N
MC GRAW EDISON | DF2E16 | Y | MC GRAW EDISON , DF2E16 |  |  | 4.35 | 2001-12-11 09:51 | Anjanece | 25 | 0 | N | N
MC GRAW EDISON | DF2E16 | Y | MC GRAW EDISON , DF2E16 |  |  | 4.4 | 2001-12-11 09:51 | Anjanece | 25 | 0 | N | N
MC GRAW EDISON | DF2E16 | Y | MC GRAW EDISON , DF2E16 |  |  | 4.45 | 2001-12-11 09:51 | Anjanece | 25 | 0 | N | N
MC GRAW EDISON | DF2E16 | Y | MC GRAW EDISON , DF2E16 |  | Storm Stores | 0 | 2018-06-26 15:21 | Anjanece |  | 0 | N | N
MC GRAW EDISON | DF2E16 | Y | MC GRAW EDISON , DF2E16 |  |  | 2.53 | 2018-06-26 15:21 | Anjanece |  | 0 | N | N
MC GRAW EDISON | DF2E16 | Y | MC GRAW EDISON , DF2E16 |  |  | 2.95 | 2018-06-26 15:21 | Anjanece |  | 0 | N | N
MC GRAW EDISON | DF2E16 | Y | MC GRAW EDISON , DF2E16 |  |  | 3.15 | 2018-06-26 15:21 | Anjanece |  | 0 | N | N
MC GRAW EDISON | DF2E16 | Y | MC GRAW EDISON , DF2E16 |  |  | 3.64 | 2018-06-26 15:21 | Anjanece |  | 0 | N | N
POWERLINE HARDWARE CO. | P9416 | Y | POWERLINE HARDWARE CO. , P9416 | JEA GENERATION | CSC Stores | 2.53 | 2001-12-11 09:51 | Anjanece | 25 | 0 | N | N
POWERLINE HARDWARE CO. | P9416 | Y | POWERLINE HARDWARE CO. , P9416 |  |  | 2.57 | 2001-12-11 09:51 | Anjanece | 25 | 0 | N | N
POWERLINE HARDWARE CO. | P9416 | Y | POWERLINE HARDWARE CO. , P9416 |  |  | 2.61 | 2001-12-11 09:51 | Anjanece | 25 | 0 | N | N
POWERLINE HARDWARE CO. | P9416 | Y | POWERLINE HARDWARE CO. , P9416 |  |  | 2.62 | 2001-12-11 09:51 | Anjanece | 25 | 0 | N | N
POWERLINE HARDWARE CO. | P9416 | Y | POWERLINE HARDWARE CO. , P9416 |  |  | 2.77 | 2001-12-11 09:51 | Anjanece | 25 | 0 | N | N
POWERLINE HARDWARE CO. | P9416 | Y | POWERLINE HARDWARE CO. , P9416 |  |  | 2.98 | 2001-12-11 09:51 | Anjanece | 25 | 0 | N | N
POWERLINE HARDWARE CO. | P9416 | Y | POWERLINE HARDWARE CO. , P9416 |  |  | 3.05 | 2001-12-11 09:51 | Anjanece | 25 | 0 | N | N
POWERLINE HARDWARE CO. | P9416 | Y | POWERLINE HARDWARE CO. , P9416 |  |  | 3.07 | 2001-12-11 09:51 | Anjanece | 25 | 0 | N | N
POWERLINE HARDWARE CO. | P9416 | Y | POWERLINE HARDWARE CO. , P9416 |  |  | 3.19 | 2001-12-11 09:51 | Anjanece | 25 | 0 | N | N
POWERLINE HARDWARE CO. | P9416 | Y | POWERLINE HARDWARE CO. , P9416 |  |  | 3.29 | 2001-12-11 09:51 | Anjanece | 25 | 0 | N | N
POWERLINE HARDWARE CO. | P9416 | Y | POWERLINE HARDWARE CO. , P9416 |  |  | 3.34 | 2001-12-11 09:51 | Anjanece | 25 | 0 | N | N
POWERLINE HARDWARE CO. | P9416 | Y | POWERLINE HARDWARE CO. , P9416 |  |  | 3.35 | 2001-12-11 09:51 | Anjanece | 25 | 0 | N | N
POWERLINE HARDWARE CO. | P9416 | Y | POWERLINE HARDWARE CO. , P9416 |  |  | 3.93 | 2001-12-11 09:51 | Anjanece | 25 | 0 | N | N
POWERLINE HARDWARE CO. | P9416 | Y | POWERLINE HARDWARE CO. , P9416 |  |  | 3.94 | 2001-12-11 09:51 | Anjanece | 25 | 0 | N | N
POWERLINE HARDWARE CO. | P9416 | Y | POWERLINE HARDWARE CO. , P9416 |  |  | 4.19 | 2001-12-11 09:51 | Anjanece | 25 | 0 | N | N
POWERLINE HARDWARE CO. | P9416 | Y | POWERLINE HARDWARE CO. , P9416 |  |  | 4.2 | 2001-12-11 09:51 | Anjanece | 25 | 0 | N | N
POWERLINE HARDWARE CO. | P9416 | Y | POWERLINE HARDWARE CO. , P9416 |  |  | 4.27 | 2001-12-11 09:51 | Anjanece | 25 | 0 | N | N
POWERLINE HARDWARE CO. | P9416 | Y | POWERLINE HARDWARE CO. , P9416 |  |  | 4.31 | 2001-12-11 09:51 | Anjanece | 25 | 0 | N | N
POWERLINE HARDWARE CO. | P9416 | Y | POWERLINE HARDWARE CO. , P9416 |  |  | 4.35 | 2001-12-11 09:51 | Anjanece | 25 | 0 | N | N
POWERLINE HARDWARE CO. | P9416 | Y | POWERLINE HARDWARE CO. , P9416 |  |  | 4.4 | 2001-12-11 09:51 | Anjanece | 25 | 0 | N | N
POWERLINE HARDWARE CO. | P9416 | Y | POWERLINE HARDWARE CO. , P9416 |  |  | 4.45 | 2001-12-11 09:51 | Anjanece | 25 | 0 | N | N
POWERLINE HARDWARE CO. | P9416 | Y | POWERLINE HARDWARE CO. , P9416 |  | Storm Stores | 0 | 2018-06-26 15:21 | Anjanece |  | 0 | N | N
POWERLINE HARDWARE CO. | P9416 | Y | POWERLINE HARDWARE CO. , P9416 |  |  | 2.53 | 2018-06-26 15:21 | Anjanece |  | 0 | N | N
POWERLINE HARDWARE CO. | P9416 | Y | POWERLINE HARDWARE CO. , P9416 |  |  | 2.95 | 2018-06-26 15:21 | Anjanece |  | 0 | N | N
POWERLINE HARDWARE CO. | P9416 | Y | POWERLINE HARDWARE CO. , P9416 |  |  | 3.15 | 2018-06-26 15:21 | Anjanece |  | 0 | N | N
POWERLINE HARDWARE CO. | P9416 | Y | POWERLINE HARDWARE CO. , P9416 |  |  | 3.64 | 2018-06-26 15:21 | Anjanece |  | 0 | N | N
THREADED FASTENERS INC. | TF9416 | Y | THREADED FASTENERS INC. , TF9416 | JEA GENERATION | CSC Stores | 2.53 | 2001-12-11 09:51 | Anjanece | 25 | 0 | N | N
THREADED FASTENERS INC. | TF9416 | Y | THREADED FASTENERS INC. , TF9416 |  |  | 2.57 | 2001-12-11 09:51 | Anjanece | 25 | 0 | N | N
THREADED FASTENERS INC. | TF9416 | Y | THREADED FASTENERS INC. , TF9416 |  |  | 2.61 | 2001-12-11 09:51 | Anjanece | 25 | 0 | N | N
THREADED FASTENERS INC. | TF9416 | Y | THREADED FASTENERS INC. , TF9416 |  |  | 2.62 | 2001-12-11 09:51 | Anjanece | 25 | 0 | N | N
THREADED FASTENERS INC. | TF9416 | Y | THREADED FASTENERS INC. , TF9416 |  |  | 2.77 | 2001-12-11 09:51 | Anjanece | 25 | 0 | N | N
THREADED FASTENERS INC. | TF9416 | Y | THREADED FASTENERS INC. , TF9416 |  |  | 2.98 | 2001-12-11 09:51 | Anjanece | 25 | 0 | N | N
THREADED FASTENERS INC. | TF9416 | Y | THREADED FASTENERS INC. , TF9416 |  |  | 3.05 | 2001-12-11 09:51 | Anjanece | 25 | 0 | N | N
THREADED FASTENERS INC. | TF9416 | Y | THREADED FASTENERS INC. , TF9416 |  |  | 3.07 | 2001-12-11 09:51 | Anjanece | 25 | 0 | N | N
THREADED FASTENERS INC. | TF9416 | Y | THREADED FASTENERS INC. , TF9416 |  |  | 3.19 | 2001-12-11 09:51 | Anjanece | 25 | 0 | N | N
THREADED FASTENERS INC. | TF9416 | Y | THREADED FASTENERS INC. , TF9416 |  |  | 3.29 | 2001-12-11 09:51 | Anjanece | 25 | 0 | N | N
THREADED FASTENERS INC. | TF9416 | Y | THREADED FASTENERS INC. , TF9416 |  |  | 3.34 | 2001-12-11 09:51 | Anjanece | 25 | 0 | N | N
THREADED FASTENERS INC. | TF9416 | Y | THREADED FASTENERS INC. , TF9416 |  |  | 3.35 | 2001-12-11 09:51 | Anjanece | 25 | 0 | N | N
THREADED FASTENERS INC. | TF9416 | Y | THREADED FASTENERS INC. , TF9416 |  |  | 3.93 | 2001-12-11 09:51 | Anjanece | 25 | 0 | N | N
THREADED FASTENERS INC. | TF9416 | Y | THREADED FASTENERS INC. , TF9416 |  |  | 3.94 | 2001-12-11 09:51 | Anjanece | 25 | 0 | N | N
THREADED FASTENERS INC. | TF9416 | Y | THREADED FASTENERS INC. , TF9416 |  |  | 4.19 | 2001-12-11 09:51 | Anjanece | 25 | 0 | N | N
THREADED FASTENERS INC. | TF9416 | Y | THREADED FASTENERS INC. , TF9416 |  |  | 4.2 | 2001-12-11 09:51 | Anjanece | 25 | 0 | N | N
THREADED FASTENERS INC. | TF9416 | Y | THREADED FASTENERS INC. , TF9416 |  |  | 4.27 | 2001-12-11 09:51 | Anjanece | 25 | 0 | N | N
THREADED FASTENERS INC. | TF9416 | Y | THREADED FASTENERS INC. , TF9416 |  |  | 4.31 | 2001-12-11 09:51 | Anjanece | 25 | 0 | N | N
THREADED FASTENERS INC. | TF9416 | Y | THREADED FASTENERS INC. , TF9416 |  |  | 4.35 | 2001-12-11 09:51 | Anjanece | 25 | 0 | N | N
THREADED FASTENERS INC. | TF9416 | Y | THREADED FASTENERS INC. , TF9416 |  |  | 4.4 | 2001-12-11 09:51 | Anjanece | 25 | 0 | N | N
THREADED FASTENERS INC. | TF9416 | Y | THREADED FASTENERS INC. , TF9416 |  |  | 4.45 | 2001-12-11 09:51 | Anjanece | 25 | 0 | N | N
THREADED FASTENERS INC. | TF9416 | Y | THREADED FASTENERS INC. , TF9416 |  | Storm Stores | 0 | 2018-06-26 15:21 | Anjanece |  | 0 | N | N
THREADED FASTENERS INC. | TF9416 | Y | THREADED FASTENERS INC. , TF9416 |  |  | 2.53 | 2018-06-26 15:21 | Anjanece |  | 0 | N | N
THREADED FASTENERS INC. | TF9416 | Y | THREADED FASTENERS INC. , TF9416 |  |  | 2.95 | 2018-06-26 15:21 | Anjanece |  | 0 | N | N
THREADED FASTENERS INC. | TF9416 | Y | THREADED FASTENERS INC. , TF9416 |  |  | 3.15 | 2018-06-26 15:21 | Anjanece |  | 0 | N | N
THREADED FASTENERS INC. | TF9416 | Y | THREADED FASTENERS INC. , TF9416 |  |  | 3.64 | 2018-06-26 15:21 | Anjanece |  | 0 | N | N
ALLIED BOLT, INC. | 4107 | Y | ALLIED BOLT, INC. , 4107 | JEA GENERATION | CSC Stores | 3.28 | 2001-12-11 09:51 | Anjanece | 25 | 0 | N | N
ALLIED BOLT, INC. | 4107 | Y | ALLIED BOLT, INC. , 4107 |  |  | 3.97 | 2001-12-11 09:51 | Anjanece | 25 | 0 | N | N
ALLIED BOLT, INC. | 4107 | Y | ALLIED BOLT, INC. , 4107 |  |  | 4.07 | 2001-12-11 09:51 | Anjanece | 25 | 0 | N | N
ALLIED BOLT, INC. | 4107 | Y | ALLIED BOLT, INC. , 4107 |  |  | 4.1 | 2001-12-11 09:51 | Anjanece | 25 | 0 | N | N
ALLIED BOLT, INC. | 4107 | Y | ALLIED BOLT, INC. , 4107 |  |  | 4.45 | 2001-12-11 09:51 | Anjanece | 25 | 0 | N | N
ALLIED BOLT, INC. | 4107 | Y | ALLIED BOLT, INC. , 4107 |  |  | 5.67 | 2001-12-11 09:51 | Anjanece | 25 | 0 | N | N
ALLIED BOLT, INC. | 4107 | Y | ALLIED BOLT, INC. , 4107 |  |  | 9.92 | 2001-12-11 09:51 | Anjanece | 25 | 0 | N | N
CHANCE | 29968 | Y | CHANCE , 29968 | JEA GENERATION | CSC Stores | 3.28 | 2001-12-11 09:51 | Anjanece | 25 | 0 | N | N
CHANCE | 29968 | Y | CHANCE , 29968 |  |  | 3.97 | 2001-12-11 09:51 | Anjanece | 25 | 0 | N | N
CHANCE | 29968 | Y | CHANCE , 29968 |  |  | 4.07 | 2001-12-11 09:51 | Anjanece | 25 | 0 | N | N
CHANCE | 29968 | Y | CHANCE , 29968 |  |  | 4.1 | 2001-12-11 09:51 | Anjanece | 25 | 0 | N | N
CHANCE | 29968 | Y | CHANCE , 29968 |  |  | 4.45 | 2001-12-11 09:51 | Anjanece | 25 | 0 | N | N
CHANCE | 29968 | Y | CHANCE , 29968 |  |  | 5.67 | 2001-12-11 09:51 | Anjanece | 25 | 0 | N | N
CHANCE | 29968 | Y | CHANCE , 29968 |  |  | 9.92 | 2001-12-11 09:51 | Anjanece | 25 | 0 | N | N
DIXIE ELECTRIC | D29968 | Y | DIXIE ELECTRIC , D29968 | JEA GENERATION | CSC Stores | 3.28 | 2001-12-11 09:51 | Anjanece | 25 | 0 | N | N
DIXIE ELECTRIC | D29968 | Y | DIXIE ELECTRIC , D29968 |  |  | 3.97 | 2001-12-11 09:51 | Anjanece | 25 | 0 | N | N
DIXIE ELECTRIC | D29968 | Y | DIXIE ELECTRIC , D29968 |  |  | 4.07 | 2001-12-11 09:51 | Anjanece | 25 | 0 | N | N
DIXIE ELECTRIC | D29968 | Y | DIXIE ELECTRIC , D29968 |  |  | 4.1 | 2001-12-11 09:51 | Anjanece | 25 | 0 | N | N
DIXIE ELECTRIC | D29968 | Y | DIXIE ELECTRIC , D29968 |  |  | 4.45 | 2001-12-11 09:51 | Anjanece | 25 | 0 | N | N
DIXIE ELECTRIC | D29968 | Y | DIXIE ELECTRIC , D29968 |  |  | 5.67 | 2001-12-11 09:51 | Anjanece | 25 | 0 | N | N
DIXIE ELECTRIC | D29968 | Y | DIXIE ELECTRIC , D29968 |  |  | 9.92 | 2001-12-11 09:51 | Anjanece | 25 | 0 | N | N
FLORIDA WIRE AND CABLE | FW9418 | Y | FLORIDA WIRE AND CABLE , FW9418 | JEA GENERATION | CSC Stores | 3.28 | 2001-12-11 09:51 | Anjanece | 25 | 0 | N | N
FLORIDA WIRE AND CABLE | FW9418 | Y | FLORIDA WIRE AND CABLE , FW9418 |  |  | 3.97 | 2001-12-11 09:51 | Anjanece | 25 | 0 | N | N
FLORIDA WIRE AND CABLE | FW9418 | Y | FLORIDA WIRE AND CABLE , FW9418 |  |  | 4.07 | 2001-12-11 09:51 | Anjanece | 25 | 0 | N | N
FLORIDA WIRE AND CABLE | FW9418 | Y | FLORIDA WIRE AND CABLE , FW9418 |  |  | 4.1 | 2001-12-11 09:51 | Anjanece | 25 | 0 | N | N
FLORIDA WIRE AND CABLE | FW9418 | Y | FLORIDA WIRE AND CABLE , FW9418 |  |  | 4.45 | 2001-12-11 09:51 | Anjanece | 25 | 0 | N | N
FLORIDA WIRE AND CABLE | FW9418 | Y | FLORIDA WIRE AND CABLE , FW9418 |  |  | 5.67 | 2001-12-11 09:51 | Anjanece | 25 | 0 | N | N
FLORIDA WIRE AND CABLE | FW9418 | Y | FLORIDA WIRE AND CABLE , FW9418 |  |  | 9.92 | 2001-12-11 09:51 | Anjanece | 25 | 0 | N | N
JOSLYN HI-VOLTAGE CORP. | J9418 | Y | JOSLYN HI-VOLTAGE CORP. , J9418 | JEA GENERATION | CSC Stores | 3.28 | 2001-12-11 09:51 | Anjanece | 25 | 0 | N | N
JOSLYN HI-VOLTAGE CORP. | J9418 | Y | JOSLYN HI-VOLTAGE CORP. , J9418 |  |  | 3.97 | 2001-12-11 09:51 | Anjanece | 25 | 0 | N | N
JOSLYN HI-VOLTAGE CORP. | J9418 | Y | JOSLYN HI-VOLTAGE CORP. , J9418 |  |  | 4.07 | 2001-12-11 09:51 | Anjanece | 25 | 0 | N | N
JOSLYN HI-VOLTAGE CORP. | J9418 | Y | JOSLYN HI-VOLTAGE CORP. , J9418 |  |  | 4.1 | 2001-12-11 09:51 | Anjanece | 25 | 0 | N | N
JOSLYN HI-VOLTAGE CORP. | J9418 | Y | JOSLYN HI-VOLTAGE CORP. , J9418 |  |  | 4.45 | 2001-12-11 09:51 | Anjanece | 25 | 0 | N | N
JOSLYN HI-VOLTAGE CORP. | J9418 | Y | JOSLYN HI-VOLTAGE CORP. , J9418 |  |  | 5.67 | 2001-12-11 09:51 | Anjanece | 25 | 0 | N | N
JOSLYN HI-VOLTAGE CORP. | J9418 | Y | JOSLYN HI-VOLTAGE CORP. , J9418 |  |  | 9.92 | 2001-12-11 09:51 | Anjanece | 25 | 0 | N | N
MC GRAW EDISON | DF2E18 | Y | MC GRAW EDISON , DF2E18 | JEA GENERATION | CSC Stores | 3.28 | 2001-12-11 09:51 | Anjanece | 25 | 0 | N | N
MC GRAW EDISON | DF2E18 | Y | MC GRAW EDISON , DF2E18 |  |  | 3.97 | 2001-12-11 09:51 | Anjanece | 25 | 0 | N | N
MC GRAW EDISON | DF2E18 | Y | MC GRAW EDISON , DF2E18 |  |  | 4.07 | 2001-12-11 09:51 | Anjanece | 25 | 0 | N | N
MC GRAW EDISON | DF2E18 | Y | MC GRAW EDISON , DF2E18 |  |  | 4.1 | 2001-12-11 09:51 | Anjanece | 25 | 0 | N | N
MC GRAW EDISON | DF2E18 | Y | MC GRAW EDISON , DF2E18 |  |  | 4.45 | 2001-12-11 09:51 | Anjanece | 25 | 0 | N | N
MC GRAW EDISON | DF2E18 | Y | MC GRAW EDISON , DF2E18 |  |  | 5.67 | 2001-12-11 09:51 | Anjanece | 25 | 0 | N | N
MC GRAW EDISON | DF2E18 | Y | MC GRAW EDISON , DF2E18 |  |  | 9.92 | 2001-12-11 09:51 | Anjanece | 25 | 0 | N | N
THREADED FASTENERS INC. | TF9418 | Y | THREADED FASTENERS INC. , TF9418 | JEA GENERATION | CSC Stores | 3.28 | 2001-12-11 09:51 | Anjanece | 25 | 0 | N | N
THREADED FASTENERS INC. | TF9418 | Y | THREADED FASTENERS INC. , TF9418 |  |  | 3.97 | 2001-12-11 09:51 | Anjanece | 25 | 0 | N | N
THREADED FASTENERS INC. | TF9418 | Y | THREADED FASTENERS INC. , TF9418 |  |  | 4.07 | 2001-12-11 09:51 | Anjanece | 25 | 0 | N | N
THREADED FASTENERS INC. | TF9418 | Y | THREADED FASTENERS INC. , TF9418 |  |  | 4.1 | 2001-12-11 09:51 | Anjanece | 25 | 0 | N | N
THREADED FASTENERS INC. | TF9418 | Y | THREADED FASTENERS INC. , TF9418 |  |  | 4.45 | 2001-12-11 09:51 | Anjanece | 25 | 0 | N | N
THREADED FASTENERS INC. | TF9418 | Y | THREADED FASTENERS INC. , TF9418 |  |  | 5.67 | 2001-12-11 09:51 | Anjanece | 25 | 0 | N | N
THREADED FASTENERS INC. | TF9418 | Y | THREADED FASTENERS INC. , TF9418 |  |  | 9.92 | 2001-12-11 09:51 | Anjanece | 25 | 0 | N | N
HUGHES BROTHERS | 2724.106-5-1/4 | Y | HUGHES BROTHERS , 2724.106-5-1/4 | JEA TRANSMISSION | CSC Stores | 29 | 2020-04-13 09:46 | John | 1 | 0 | N | N
HUGHES BROTHERS | 2724.106-5-1/4 | Y | HUGHES BROTHERS , 2724.106-5-1/4 |  |  | 34.82 | 2020-04-13 09:46 | John | 1 | 0 | N | N
HUGHES BROTHERS | 2724.106-5-1/4 | Y | HUGHES BROTHERS , 2724.106-5-1/4 |  |  | 74.55 | 2020-04-13 09:46 | John | 1 | 0 | N | N
HUGHES BROTHERS | 2724.106-5-1/4 | Y | HUGHES BROTHERS , 2724.106-5-1/4 |  |  | 109.51 | 2020-04-13 09:46 | John | 1 | 0 | N | N
VICTORY BOLT & SPECIALTY INC. | 186 EYE SHD HDG FT W/NUT | Y | VICTORY BOLT & SPECIALTY INC. , 186 EYE SHD HDG FT W/NUT | JEA TRANSMISSION | CSC Stores | 29 | 2020-04-13 09:46 | John | 1 | 0 | N | N
VICTORY BOLT & SPECIALTY INC. | 186 EYE SHD HDG FT W/NUT | Y | VICTORY BOLT & SPECIALTY INC. , 186 EYE SHD HDG FT W/NUT |  |  | 34.82 | 2020-04-13 09:46 | John | 1 | 0 | N | N
VICTORY BOLT & SPECIALTY INC. | 186 EYE SHD HDG FT W/NUT | Y | VICTORY BOLT & SPECIALTY INC. , 186 EYE SHD HDG FT W/NUT |  |  | 74.55 | 2020-04-13 09:46 | John | 1 | 0 | N | N
VICTORY BOLT & SPECIALTY INC. | 186 EYE SHD HDG FT W/NUT | Y | VICTORY BOLT & SPECIALTY INC. , 186 EYE SHD HDG FT W/NUT |  |  | 109.51 | 2020-04-13 09:46 | John | 1 | 0 | N | N
PENN-UNION | HHB-1213-200-TN | Y | PENN-UNION , HHB-1213-200-TN | JEA GENERATION | CSC Stores | 1.77 | 2001-12-11 09:52 | Anjanece | 50 | 0 | N | N
PENN-UNION | HHB-1213-200-TN | Y | PENN-UNION , HHB-1213-200-TN |  |  | 1.89 | 2001-12-11 09:52 | Anjanece | 50 | 0 | N | N
PENN-UNION | HHB-1213-200-TN | Y | PENN-UNION , HHB-1213-200-TN |  |  | 1.93 | 2001-12-11 09:52 | Anjanece | 50 | 0 | N | N
PENN-UNION | HHB-1213-200-TN | Y | PENN-UNION , HHB-1213-200-TN |  |  | 1.94 | 2001-12-11 09:52 | Anjanece | 50 | 0 | N | N
PENN-UNION | HHB-1213-200-TN | Y | PENN-UNION , HHB-1213-200-TN |  |  | 1.95 | 2001-12-11 09:52 | Anjanece | 50 | 0 | N | N
PENN-UNION | HHB-1213-200-TN | Y | PENN-UNION , HHB-1213-200-TN |  |  | 1.96 | 2001-12-11 09:52 | Anjanece | 50 | 0 | N | N
PENN-UNION | HHB-1213-200-TN | Y | PENN-UNION , HHB-1213-200-TN |  |  | 1.97 | 2001-12-11 09:52 | Anjanece | 50 | 0 | N | N
PENN-UNION | HHB-1213-200-TN | Y | PENN-UNION , HHB-1213-200-TN |  |  | 1.98 | 2001-12-11 09:52 | Anjanece | 50 | 0 | N | N
PENN-UNION | HHB-1213-200-TN | Y | PENN-UNION , HHB-1213-200-TN |  |  | 2 | 2001-12-11 09:52 | Anjanece | 50 | 0 | N | N
PENN-UNION | HHB-1213-200-TN | Y | PENN-UNION , HHB-1213-200-TN |  |  | 2.01 | 2001-12-11 09:52 | Anjanece | 50 | 0 | N | N
PENN-UNION | HHB-1213-200-TN | Y | PENN-UNION , HHB-1213-200-TN |  |  | 2.05 | 2001-12-11 09:52 | Anjanece | 50 | 0 | N | N
PENN-UNION | HHB-1213-200-TN | Y | PENN-UNION , HHB-1213-200-TN |  |  | 2.11 | 2001-12-11 09:52 | Anjanece | 50 | 0 | N | N
PENN-UNION | HHB-1213-200-TN | Y | PENN-UNION , HHB-1213-200-TN |  |  | 2.15 | 2001-12-11 09:52 | Anjanece | 50 | 0 | N | N
ITT BLACKBURN | 50250BBP | Y | ITT BLACKBURN , 50250BBP | JEA GENERATION | CSC Stores | 1.4 | 2001-12-11 09:53 | Anjanece | 50 | 0 | N | N
ITT BLACKBURN | 50250BBP | Y | ITT BLACKBURN , 50250BBP |  |  | 1.66 | 2001-12-11 09:53 | Anjanece | 50 | 0 | N | N
ITT BLACKBURN | 50250BBP | Y | ITT BLACKBURN , 50250BBP |  |  | 1.86 | 2001-12-11 09:53 | Anjanece | 50 | 0 | N | N
ITT BLACKBURN | 50250BBP | Y | ITT BLACKBURN , 50250BBP |  |  | 1.89 | 2001-12-11 09:53 | Anjanece | 50 | 0 | N | N
ITT BLACKBURN | 50250BBP | Y | ITT BLACKBURN , 50250BBP |  |  | 2.22 | 2001-12-11 09:53 | Anjanece | 50 | 0 | N | N
ITT BLACKBURN | 50250BBP | Y | ITT BLACKBURN , 50250BBP |  |  | 2.32 | 2001-12-11 09:53 | Anjanece | 50 | 0 | N | N
ITT BLACKBURN | 50250BBP | Y | ITT BLACKBURN , 50250BBP |  |  | 2.34 | 2001-12-11 09:53 | Anjanece | 50 | 0 | N | N
ITT BLACKBURN | 50250BBP | Y | ITT BLACKBURN , 50250BBP |  |  | 2.36 | 2001-12-11 09:53 | Anjanece | 50 | 0 | N | N
ITT BLACKBURN | 50250BBP | Y | ITT BLACKBURN , 50250BBP |  |  | 2.41 | 2001-12-11 09:53 | Anjanece | 50 | 0 | N | N
ITT BLACKBURN | 50250BBP | Y | ITT BLACKBURN , 50250BBP |  |  | 2.43 | 2001-12-11 09:53 | Anjanece | 50 | 0 | N | N
ITT BLACKBURN | 50250BBP | Y | ITT BLACKBURN , 50250BBP |  |  | 2.56 | 2001-12-11 09:53 | Anjanece | 50 | 0 | N | N
ITT BLACKBURN | 50250BBP | Y | ITT BLACKBURN , 50250BBP |  |  | 2.63 | 2001-12-11 09:53 | Anjanece | 50 | 0 | N | N
PENN-UNION | HHB1213-250TN | Y | PENN-UNION , HHB1213-250TN | JEA GENERATION | CSC Stores | 1.4 | 2001-12-11 09:53 | Anjanece | 50 | 0 | N | N
PENN-UNION | HHB1213-250TN | Y | PENN-UNION , HHB1213-250TN |  |  | 1.66 | 2001-12-11 09:53 | Anjanece | 50 | 0 | N | N
PENN-UNION | HHB1213-250TN | Y | PENN-UNION , HHB1213-250TN |  |  | 1.86 | 2001-12-11 09:53 | Anjanece | 50 | 0 | N | N
PENN-UNION | HHB1213-250TN | Y | PENN-UNION , HHB1213-250TN |  |  | 1.89 | 2001-12-11 09:53 | Anjanece | 50 | 0 | N | N
PENN-UNION | HHB1213-250TN | Y | PENN-UNION , HHB1213-250TN |  |  | 2.22 | 2001-12-11 09:53 | Anjanece | 50 | 0 | N | N
PENN-UNION | HHB1213-250TN | Y | PENN-UNION , HHB1213-250TN |  |  | 2.32 | 2001-12-11 09:53 | Anjanece | 50 | 0 | N | N
PENN-UNION | HHB1213-250TN | Y | PENN-UNION , HHB1213-250TN |  |  | 2.34 | 2001-12-11 09:53 | Anjanece | 50 | 0 | N | N
PENN-UNION | HHB1213-250TN | Y | PENN-UNION , HHB1213-250TN |  |  | 2.36 | 2001-12-11 09:53 | Anjanece | 50 | 0 | N | N
PENN-UNION | HHB1213-250TN | Y | PENN-UNION , HHB1213-250TN |  |  | 2.41 | 2001-12-11 09:53 | Anjanece | 50 | 0 | N | N
PENN-UNION | HHB1213-250TN | Y | PENN-UNION , HHB1213-250TN |  |  | 2.43 | 2001-12-11 09:53 | Anjanece | 50 | 0 | N | N
PENN-UNION | HHB1213-250TN | Y | PENN-UNION , HHB1213-250TN |  |  | 2.56 | 2001-12-11 09:53 | Anjanece | 50 | 0 | N | N
PENN-UNION | HHB1213-250TN | Y | PENN-UNION , HHB1213-250TN |  |  | 2.63 | 2001-12-11 09:53 | Anjanece | 50 | 0 | N | N
ALLIED BOLT, INC. | 10035 | Y | ALLIED BOLT, INC. , 10035 | JEA GENERATION | CSC Stores | 0.55 | 2001-12-11 09:53 | Anjanece | 100 | 0 | N | N
ALLIED BOLT, INC. | 10035 | Y | ALLIED BOLT, INC. , 10035 |  |  | 0.56 | 2001-12-11 09:53 | Anjanece | 100 | 0 | N | N
ALLIED BOLT, INC. | 10035 | Y | ALLIED BOLT, INC. , 10035 |  |  | 0.61 | 2001-12-11 09:53 | Anjanece | 100 | 0 | N | N
ALLIED BOLT, INC. | 10035 | Y | ALLIED BOLT, INC. , 10035 |  |  | 0.7 | 2001-12-11 09:53 | Anjanece | 100 | 0 | N | N
ALLIED BOLT, INC. | 10035 | Y | ALLIED BOLT, INC. , 10035 |  |  | 0.76 | 2001-12-11 09:53 | Anjanece | 100 | 0 | N | N
ALLIED BOLT, INC. | 10035 | Y | ALLIED BOLT, INC. , 10035 |  |  | 0.82 | 2001-12-11 09:53 | Anjanece | 100 | 0 | N | N
ALLIED BOLT, INC. | 10035 | Y | ALLIED BOLT, INC. , 10035 |  |  | 0.83 | 2001-12-11 09:53 | Anjanece | 100 | 0 | N | N
DIXIE ELECTRIC | D8702 | Y | DIXIE ELECTRIC , D8702 | JEA GENERATION | CSC Stores | 0.55 | 2001-12-11 09:53 | Anjanece | 100 | 0 | N | N
DIXIE ELECTRIC | D8702 | Y | DIXIE ELECTRIC , D8702 |  |  | 0.56 | 2001-12-11 09:53 | Anjanece | 100 | 0 | N | N
DIXIE ELECTRIC | D8702 | Y | DIXIE ELECTRIC , D8702 |  |  | 0.61 | 2001-12-11 09:53 | Anjanece | 100 | 0 | N | N
DIXIE ELECTRIC | D8702 | Y | DIXIE ELECTRIC , D8702 |  |  | 0.7 | 2001-12-11 09:53 | Anjanece | 100 | 0 | N | N
DIXIE ELECTRIC | D8702 | Y | DIXIE ELECTRIC , D8702 |  |  | 0.76 | 2001-12-11 09:53 | Anjanece | 100 | 0 | N | N
DIXIE ELECTRIC | D8702 | Y | DIXIE ELECTRIC , D8702 |  |  | 0.82 | 2001-12-11 09:53 | Anjanece | 100 | 0 | N | N
DIXIE ELECTRIC | D8702 | Y | DIXIE ELECTRIC , D8702 |  |  | 0.83 | 2001-12-11 09:53 | Anjanece | 100 | 0 | N | N
FLORIDA WIRE AND CABLE | FW8702 | Y | FLORIDA WIRE AND CABLE , FW8702 | JEA GENERATION | CSC Stores | 0.55 | 2001-12-11 09:53 | Anjanece | 100 | 0 | N | N
FLORIDA WIRE AND CABLE | FW8702 | Y | FLORIDA WIRE AND CABLE , FW8702 |  |  | 0.56 | 2001-12-11 09:53 | Anjanece | 100 | 0 | N | N
FLORIDA WIRE AND CABLE | FW8702 | Y | FLORIDA WIRE AND CABLE , FW8702 |  |  | 0.61 | 2001-12-11 09:53 | Anjanece | 100 | 0 | N | N
FLORIDA WIRE AND CABLE | FW8702 | Y | FLORIDA WIRE AND CABLE , FW8702 |  |  | 0.7 | 2001-12-11 09:53 | Anjanece | 100 | 0 | N | N
FLORIDA WIRE AND CABLE | FW8702 | Y | FLORIDA WIRE AND CABLE , FW8702 |  |  | 0.76 | 2001-12-11 09:53 | Anjanece | 100 | 0 | N | N
FLORIDA WIRE AND CABLE | FW8702 | Y | FLORIDA WIRE AND CABLE , FW8702 |  |  | 0.82 | 2001-12-11 09:53 | Anjanece | 100 | 0 | N | N
FLORIDA WIRE AND CABLE | FW8702 | Y | FLORIDA WIRE AND CABLE , FW8702 |  |  | 0.83 | 2001-12-11 09:53 | Anjanece | 100 | 0 | N | N
HUGHES | B52-1-1/4 | Y | HUGHES , B52-1-1/4 | JEA GENERATION | CSC Stores | 0.55 | 2001-12-11 09:53 | Anjanece | 100 | 0 | N | N
HUGHES | B52-1-1/4 | Y | HUGHES , B52-1-1/4 |  |  | 0.56 | 2001-12-11 09:53 | Anjanece | 100 | 0 | N | N
HUGHES | B52-1-1/4 | Y | HUGHES , B52-1-1/4 |  |  | 0.61 | 2001-12-11 09:53 | Anjanece | 100 | 0 | N | N
HUGHES | B52-1-1/4 | Y | HUGHES , B52-1-1/4 |  |  | 0.7 | 2001-12-11 09:53 | Anjanece | 100 | 0 | N | N
HUGHES | B52-1-1/4 | Y | HUGHES , B52-1-1/4 |  |  | 0.76 | 2001-12-11 09:53 | Anjanece | 100 | 0 | N | N
HUGHES | B52-1-1/4 | Y | HUGHES , B52-1-1/4 |  |  | 0.82 | 2001-12-11 09:53 | Anjanece | 100 | 0 | N | N
HUGHES | B52-1-1/4 | Y | HUGHES , B52-1-1/4 |  |  | 0.83 | 2001-12-11 09:53 | Anjanece | 100 | 0 | N | N
JOSLYN HI-VOLTAGE CORP. | J8702 | Y | JOSLYN HI-VOLTAGE CORP. , J8702 | JEA GENERATION | CSC Stores | 0.55 | 2001-12-11 09:53 | Anjanece | 100 | 0 | N | N
JOSLYN HI-VOLTAGE CORP. | J8702 | Y | JOSLYN HI-VOLTAGE CORP. , J8702 |  |  | 0.56 | 2001-12-11 09:53 | Anjanece | 100 | 0 | N | N
JOSLYN HI-VOLTAGE CORP. | J8702 | Y | JOSLYN HI-VOLTAGE CORP. , J8702 |  |  | 0.61 | 2001-12-11 09:53 | Anjanece | 100 | 0 | N | N
JOSLYN HI-VOLTAGE CORP. | J8702 | Y | JOSLYN HI-VOLTAGE CORP. , J8702 |  |  | 0.7 | 2001-12-11 09:53 | Anjanece | 100 | 0 | N | N
JOSLYN HI-VOLTAGE CORP. | J8702 | Y | JOSLYN HI-VOLTAGE CORP. , J8702 |  |  | 0.76 | 2001-12-11 09:53 | Anjanece | 100 | 0 | N | N
JOSLYN HI-VOLTAGE CORP. | J8702 | Y | JOSLYN HI-VOLTAGE CORP. , J8702 |  |  | 0.82 | 2001-12-11 09:53 | Anjanece | 100 | 0 | N | N
JOSLYN HI-VOLTAGE CORP. | J8702 | Y | JOSLYN HI-VOLTAGE CORP. , J8702 |  |  | 0.83 | 2001-12-11 09:53 | Anjanece | 100 | 0 | N | N
MC GRAW EDISON | DF2B2 | Y | MC GRAW EDISON , DF2B2 | JEA GENERATION | CSC Stores | 0.55 | 2001-12-11 09:53 | Anjanece | 100 | 0 | N | N
MC GRAW EDISON | DF2B2 | Y | MC GRAW EDISON , DF2B2 |  |  | 0.56 | 2001-12-11 09:53 | Anjanece | 100 | 0 | N | N
MC GRAW EDISON | DF2B2 | Y | MC GRAW EDISON , DF2B2 |  |  | 0.61 | 2001-12-11 09:53 | Anjanece | 100 | 0 | N | N
MC GRAW EDISON | DF2B2 | Y | MC GRAW EDISON , DF2B2 |  |  | 0.7 | 2001-12-11 09:53 | Anjanece | 100 | 0 | N | N
MC GRAW EDISON | DF2B2 | Y | MC GRAW EDISON , DF2B2 |  |  | 0.76 | 2001-12-11 09:53 | Anjanece | 100 | 0 | N | N
MC GRAW EDISON | DF2B2 | Y | MC GRAW EDISON , DF2B2 |  |  | 0.82 | 2001-12-11 09:53 | Anjanece | 100 | 0 | N | N
MC GRAW EDISON | DF2B2 | Y | MC GRAW EDISON , DF2B2 |  |  | 0.83 | 2001-12-11 09:53 | Anjanece | 100 | 0 | N | N
STEEL CITY | SQG0808N | Y | STEEL CITY , SQG0808N | JEA GENERATION | CSC Stores | 0.55 | 2001-12-11 09:53 | Anjanece | 100 | 0 | N | N
STEEL CITY | SQG0808N | Y | STEEL CITY , SQG0808N |  |  | 0.56 | 2001-12-11 09:53 | Anjanece | 100 | 0 | N | N
STEEL CITY | SQG0808N | Y | STEEL CITY , SQG0808N |  |  | 0.61 | 2001-12-11 09:53 | Anjanece | 100 | 0 | N | N
STEEL CITY | SQG0808N | Y | STEEL CITY , SQG0808N |  |  | 0.7 | 2001-12-11 09:53 | Anjanece | 100 | 0 | N | N
STEEL CITY | SQG0808N | Y | STEEL CITY , SQG0808N |  |  | 0.76 | 2001-12-11 09:53 | Anjanece | 100 | 0 | N | N
STEEL CITY | SQG0808N | Y | STEEL CITY , SQG0808N |  |  | 0.82 | 2001-12-11 09:53 | Anjanece | 100 | 0 | N | N
STEEL CITY | SQG0808N | Y | STEEL CITY , SQG0808N |  |  | 0.83 | 2001-12-11 09:53 | Anjanece | 100 | 0 | N | N
THREADED FASTENERS INC. | TF8702 | Y | THREADED FASTENERS INC. , TF8702 | JEA GENERATION | CSC Stores | 0.55 | 2001-12-11 09:53 | Anjanece | 100 | 0 | N | N
THREADED FASTENERS INC. | TF8702 | Y | THREADED FASTENERS INC. , TF8702 |  |  | 0.56 | 2001-12-11 09:53 | Anjanece | 100 | 0 | N | N
THREADED FASTENERS INC. | TF8702 | Y | THREADED FASTENERS INC. , TF8702 |  |  | 0.61 | 2001-12-11 09:53 | Anjanece | 100 | 0 | N | N
THREADED FASTENERS INC. | TF8702 | Y | THREADED FASTENERS INC. , TF8702 |  |  | 0.7 | 2001-12-11 09:53 | Anjanece | 100 | 0 | N | N
THREADED FASTENERS INC. | TF8702 | Y | THREADED FASTENERS INC. , TF8702 |  |  | 0.76 | 2001-12-11 09:53 | Anjanece | 100 | 0 | N | N
THREADED FASTENERS INC. | TF8702 | Y | THREADED FASTENERS INC. , TF8702 |  |  | 0.82 | 2001-12-11 09:53 | Anjanece | 100 | 0 | N | N
THREADED FASTENERS INC. | TF8702 | Y | THREADED FASTENERS INC. , TF8702 |  |  | 0.83 | 2001-12-11 09:53 | Anjanece | 100 | 0 | N | N
ALLIED BOLT, INC. | 7930 | Y | ALLIED BOLT, INC. , 7930 | JEA GENERATION | CSC Stores | 0.47 | 2001-12-11 09:53 | Anjanece | 100 | 0 | N | N
ALLIED BOLT, INC. | 7930 | Y | ALLIED BOLT, INC. , 7930 |  |  | 0.5 | 2001-12-11 09:53 | Anjanece | 100 | 0 | N | N
ALLIED BOLT, INC. | 7930 | Y | ALLIED BOLT, INC. , 7930 |  |  | 0.58 | 2001-12-11 09:53 | Anjanece | 100 | 0 | N | N
ALLIED BOLT, INC. | 7930 | Y | ALLIED BOLT, INC. , 7930 |  |  | 0.6 | 2001-12-11 09:53 | Anjanece | 100 | 0 | N | N
ALLIED BOLT, INC. | 7930 | Y | ALLIED BOLT, INC. , 7930 |  |  | 0.61 | 2001-12-11 09:53 | Anjanece | 100 | 0 | N | N
ALLIED BOLT, INC. | 7930 | Y | ALLIED BOLT, INC. , 7930 |  |  | 0.62 | 2001-12-11 09:53 | Anjanece | 100 | 0 | N | N
ALLIED BOLT, INC. | 7930 | Y | ALLIED BOLT, INC. , 7930 |  |  | 0.71 | 2001-12-11 09:53 | Anjanece | 100 | 0 | N | N
ALLIED BOLT, INC. | 7930 | Y | ALLIED BOLT, INC. , 7930 |  |  | 0.73 | 2001-12-11 09:53 | Anjanece | 100 | 0 | N | N
ALLIED BOLT, INC. | 7930 | Y | ALLIED BOLT, INC. , 7930 |  |  | 0.91 | 2001-12-11 09:53 | Anjanece | 100 | 0 | N | N
ALLIED BOLT, INC. | 7930 | Y | ALLIED BOLT, INC. , 7930 |  |  | 0.92 | 2001-12-11 09:53 | Anjanece | 100 | 0 | N | N
ALLIED BOLT, INC. | 7930 | Y | ALLIED BOLT, INC. , 7930 |  |  | 0.98 | 2001-12-11 09:53 | Anjanece | 100 | 0 | N | N
ALLIED BOLT, INC. | 7930 | Y | ALLIED BOLT, INC. , 7930 |  |  | 1.03 | 2001-12-11 09:53 | Anjanece | 100 | 0 | N | N
ALLIED BOLT, INC. | 7930 | Y | ALLIED BOLT, INC. , 7930 |  |  | 1.04 | 2001-12-11 09:53 | Anjanece | 100 | 0 | N | N
ALLIED BOLT, INC. | 7930 | Y | ALLIED BOLT, INC. , 7930 |  |  | 1.05 | 2001-12-11 09:53 | Anjanece | 100 | 0 | N | N
ALUMA-FORM | AF8707 | Y | ALUMA-FORM , AF8707 | JEA GENERATION | CSC Stores | 0.47 | 2001-12-11 09:53 | Anjanece | 100 | 0 | N | N
ALUMA-FORM | AF8707 | Y | ALUMA-FORM , AF8707 |  |  | 0.5 | 2001-12-11 09:53 | Anjanece | 100 | 0 | N | N
ALUMA-FORM | AF8707 | Y | ALUMA-FORM , AF8707 |  |  | 0.58 | 2001-12-11 09:53 | Anjanece | 100 | 0 | N | N
ALUMA-FORM | AF8707 | Y | ALUMA-FORM , AF8707 |  |  | 0.6 | 2001-12-11 09:53 | Anjanece | 100 | 0 | N | N
ALUMA-FORM | AF8707 | Y | ALUMA-FORM , AF8707 |  |  | 0.61 | 2001-12-11 09:53 | Anjanece | 100 | 0 | N | N
ALUMA-FORM | AF8707 | Y | ALUMA-FORM , AF8707 |  |  | 0.62 | 2001-12-11 09:53 | Anjanece | 100 | 0 | N | N
ALUMA-FORM | AF8707 | Y | ALUMA-FORM , AF8707 |  |  | 0.71 | 2001-12-11 09:53 | Anjanece | 100 | 0 | N | N
ALUMA-FORM | AF8707 | Y | ALUMA-FORM , AF8707 |  |  | 0.73 | 2001-12-11 09:53 | Anjanece | 100 | 0 | N | N
ALUMA-FORM | AF8707 | Y | ALUMA-FORM , AF8707 |  |  | 0.91 | 2001-12-11 09:53 | Anjanece | 100 | 0 | N | N
ALUMA-FORM | AF8707 | Y | ALUMA-FORM , AF8707 |  |  | 0.92 | 2001-12-11 09:53 | Anjanece | 100 | 0 | N | N
ALUMA-FORM | AF8707 | Y | ALUMA-FORM , AF8707 |  |  | 0.98 | 2001-12-11 09:53 | Anjanece | 100 | 0 | N | N
ALUMA-FORM | AF8707 | Y | ALUMA-FORM , AF8707 |  |  | 1.03 | 2001-12-11 09:53 | Anjanece | 100 | 0 | N | N
ALUMA-FORM | AF8707 | Y | ALUMA-FORM , AF8707 |  |  | 1.04 | 2001-12-11 09:53 | Anjanece | 100 | 0 | N | N
ALUMA-FORM | AF8707 | Y | ALUMA-FORM , AF8707 |  |  | 1.05 | 2001-12-11 09:53 | Anjanece | 100 | 0 | N | N
CHANCE | 8707 | Y | CHANCE , 8707 | JEA GENERATION | CSC Stores | 0.47 | 2001-12-11 09:53 | Anjanece | 100 | 0 | N | N
CHANCE | 8707 | Y | CHANCE , 8707 |  |  | 0.5 | 2001-12-11 09:53 | Anjanece | 100 | 0 | N | N
CHANCE | 8707 | Y | CHANCE , 8707 |  |  | 0.58 | 2001-12-11 09:53 | Anjanece | 100 | 0 | N | N
CHANCE | 8707 | Y | CHANCE , 8707 |  |  | 0.6 | 2001-12-11 09:53 | Anjanece | 100 | 0 | N | N
CHANCE | 8707 | Y | CHANCE , 8707 |  |  | 0.61 | 2001-12-11 09:53 | Anjanece | 100 | 0 | N | N
CHANCE | 8707 | Y | CHANCE , 8707 |  |  | 0.62 | 2001-12-11 09:53 | Anjanece | 100 | 0 | N | N
CHANCE | 8707 | Y | CHANCE , 8707 |  |  | 0.71 | 2001-12-11 09:53 | Anjanece | 100 | 0 | N | N
CHANCE | 8707 | Y | CHANCE , 8707 |  |  | 0.73 | 2001-12-11 09:53 | Anjanece | 100 | 0 | N | N
CHANCE | 8707 | Y | CHANCE , 8707 |  |  | 0.91 | 2001-12-11 09:53 | Anjanece | 100 | 0 | N | N
CHANCE | 8707 | Y | CHANCE , 8707 |  |  | 0.92 | 2001-12-11 09:53 | Anjanece | 100 | 0 | N | N
CHANCE | 8707 | Y | CHANCE , 8707 |  |  | 0.98 | 2001-12-11 09:53 | Anjanece | 100 | 0 | N | N
CHANCE | 8707 | Y | CHANCE , 8707 |  |  | 1.03 | 2001-12-11 09:53 | Anjanece | 100 | 0 | N | N
CHANCE | 8707 | Y | CHANCE , 8707 |  |  | 1.04 | 2001-12-11 09:53 | Anjanece | 100 | 0 | N | N
CHANCE | 8707 | Y | CHANCE , 8707 |  |  | 1.05 | 2001-12-11 09:53 | Anjanece | 100 | 0 | N | N
DIXIE ELECTRIC | D8707 | Y | DIXIE ELECTRIC , D8707 | JEA GENERATION | CSC Stores | 0.47 | 2001-12-11 09:53 | Anjanece | 100 | 0 | N | N
DIXIE ELECTRIC | D8707 | Y | DIXIE ELECTRIC , D8707 |  |  | 0.5 | 2001-12-11 09:53 | Anjanece | 100 | 0 | N | N
DIXIE ELECTRIC | D8707 | Y | DIXIE ELECTRIC , D8707 |  |  | 0.58 | 2001-12-11 09:53 | Anjanece | 100 | 0 | N | N
DIXIE ELECTRIC | D8707 | Y | DIXIE ELECTRIC , D8707 |  |  | 0.6 | 2001-12-11 09:53 | Anjanece | 100 | 0 | N | N
DIXIE ELECTRIC | D8707 | Y | DIXIE ELECTRIC , D8707 |  |  | 0.61 | 2001-12-11 09:53 | Anjanece | 100 | 0 | N | N
DIXIE ELECTRIC | D8707 | Y | DIXIE ELECTRIC , D8707 |  |  | 0.62 | 2001-12-11 09:53 | Anjanece | 100 | 0 | N | N
DIXIE ELECTRIC | D8707 | Y | DIXIE ELECTRIC , D8707 |  |  | 0.71 | 2001-12-11 09:53 | Anjanece | 100 | 0 | N | N
DIXIE ELECTRIC | D8707 | Y | DIXIE ELECTRIC , D8707 |  |  | 0.73 | 2001-12-11 09:53 | Anjanece | 100 | 0 | N | N
DIXIE ELECTRIC | D8707 | Y | DIXIE ELECTRIC , D8707 |  |  | 0.91 | 2001-12-11 09:53 | Anjanece | 100 | 0 | N | N
DIXIE ELECTRIC | D8707 | Y | DIXIE ELECTRIC , D8707 |  |  | 0.92 | 2001-12-11 09:53 | Anjanece | 100 | 0 | N | N
DIXIE ELECTRIC | D8707 | Y | DIXIE ELECTRIC , D8707 |  |  | 0.98 | 2001-12-11 09:53 | Anjanece | 100 | 0 | N | N
DIXIE ELECTRIC | D8707 | Y | DIXIE ELECTRIC , D8707 |  |  | 1.03 | 2001-12-11 09:53 | Anjanece | 100 | 0 | N | N
DIXIE ELECTRIC | D8707 | Y | DIXIE ELECTRIC , D8707 |  |  | 1.04 | 2001-12-11 09:53 | Anjanece | 100 | 0 | N | N
DIXIE ELECTRIC | D8707 | Y | DIXIE ELECTRIC , D8707 |  |  | 1.05 | 2001-12-11 09:53 | Anjanece | 100 | 0 | N | N
FLORIDA WIRE AND CABLE | FW8707 | Y | FLORIDA WIRE AND CABLE , FW8707 | JEA GENERATION | CSC Stores | 0.47 | 2001-12-11 09:53 | Anjanece | 100 | 0 | N | N
FLORIDA WIRE AND CABLE | FW8707 | Y | FLORIDA WIRE AND CABLE , FW8707 |  |  | 0.5 | 2001-12-11 09:53 | Anjanece | 100 | 0 | N | N
FLORIDA WIRE AND CABLE | FW8707 | Y | FLORIDA WIRE AND CABLE , FW8707 |  |  | 0.58 | 2001-12-11 09:53 | Anjanece | 100 | 0 | N | N
FLORIDA WIRE AND CABLE | FW8707 | Y | FLORIDA WIRE AND CABLE , FW8707 |  |  | 0.6 | 2001-12-11 09:53 | Anjanece | 100 | 0 | N | N
FLORIDA WIRE AND CABLE | FW8707 | Y | FLORIDA WIRE AND CABLE , FW8707 |  |  | 0.61 | 2001-12-11 09:53 | Anjanece | 100 | 0 | N | N
FLORIDA WIRE AND CABLE | FW8707 | Y | FLORIDA WIRE AND CABLE , FW8707 |  |  | 0.62 | 2001-12-11 09:53 | Anjanece | 100 | 0 | N | N
FLORIDA WIRE AND CABLE | FW8707 | Y | FLORIDA WIRE AND CABLE , FW8707 |  |  | 0.71 | 2001-12-11 09:53 | Anjanece | 100 | 0 | N | N
FLORIDA WIRE AND CABLE | FW8707 | Y | FLORIDA WIRE AND CABLE , FW8707 |  |  | 0.73 | 2001-12-11 09:53 | Anjanece | 100 | 0 | N | N
FLORIDA WIRE AND CABLE | FW8707 | Y | FLORIDA WIRE AND CABLE , FW8707 |  |  | 0.91 | 2001-12-11 09:53 | Anjanece | 100 | 0 | N | N
FLORIDA WIRE AND CABLE | FW8707 | Y | FLORIDA WIRE AND CABLE , FW8707 |  |  | 0.92 | 2001-12-11 09:53 | Anjanece | 100 | 0 | N | N
FLORIDA WIRE AND CABLE | FW8707 | Y | FLORIDA WIRE AND CABLE , FW8707 |  |  | 0.98 | 2001-12-11 09:53 | Anjanece | 100 | 0 | N | N
FLORIDA WIRE AND CABLE | FW8707 | Y | FLORIDA WIRE AND CABLE , FW8707 |  |  | 1.03 | 2001-12-11 09:53 | Anjanece | 100 | 0 | N | N
FLORIDA WIRE AND CABLE | FW8707 | Y | FLORIDA WIRE AND CABLE , FW8707 |  |  | 1.04 | 2001-12-11 09:53 | Anjanece | 100 | 0 | N | N
FLORIDA WIRE AND CABLE | FW8707 | Y | FLORIDA WIRE AND CABLE , FW8707 |  |  | 1.05 | 2001-12-11 09:53 | Anjanece | 100 | 0 | N | N
HUGHES | B57-3 | Y | HUGHES , B57-3 | JEA GENERATION | CSC Stores | 0.47 | 2001-12-11 09:53 | Anjanece | 100 | 0 | N | N
HUGHES | B57-3 | Y | HUGHES , B57-3 |  |  | 0.5 | 2001-12-11 09:53 | Anjanece | 100 | 0 | N | N
HUGHES | B57-3 | Y | HUGHES , B57-3 |  |  | 0.58 | 2001-12-11 09:53 | Anjanece | 100 | 0 | N | N
HUGHES | B57-3 | Y | HUGHES , B57-3 |  |  | 0.6 | 2001-12-11 09:53 | Anjanece | 100 | 0 | N | N
HUGHES | B57-3 | Y | HUGHES , B57-3 |  |  | 0.61 | 2001-12-11 09:53 | Anjanece | 100 | 0 | N | N
HUGHES | B57-3 | Y | HUGHES , B57-3 |  |  | 0.62 | 2001-12-11 09:53 | Anjanece | 100 | 0 | N | N
HUGHES | B57-3 | Y | HUGHES , B57-3 |  |  | 0.71 | 2001-12-11 09:53 | Anjanece | 100 | 0 | N | N
HUGHES | B57-3 | Y | HUGHES , B57-3 |  |  | 0.73 | 2001-12-11 09:53 | Anjanece | 100 | 0 | N | N
HUGHES | B57-3 | Y | HUGHES , B57-3 |  |  | 0.91 | 2001-12-11 09:53 | Anjanece | 100 | 0 | N | N
HUGHES | B57-3 | Y | HUGHES , B57-3 |  |  | 0.92 | 2001-12-11 09:53 | Anjanece | 100 | 0 | N | N
HUGHES | B57-3 | Y | HUGHES , B57-3 |  |  | 0.98 | 2001-12-11 09:53 | Anjanece | 100 | 0 | N | N
HUGHES | B57-3 | Y | HUGHES , B57-3 |  |  | 1.03 | 2001-12-11 09:53 | Anjanece | 100 | 0 | N | N
HUGHES | B57-3 | Y | HUGHES , B57-3 |  |  | 1.04 | 2001-12-11 09:53 | Anjanece | 100 | 0 | N | N
HUGHES | B57-3 | Y | HUGHES , B57-3 |  |  | 1.05 | 2001-12-11 09:53 | Anjanece | 100 | 0 | N | N
JOSLYN HI-VOLTAGE CORP. | J8707 | Y | JOSLYN HI-VOLTAGE CORP. , J8707 | JEA GENERATION | CSC Stores | 0.47 | 2001-12-11 09:53 | Anjanece | 100 | 0 | N | N
JOSLYN HI-VOLTAGE CORP. | J8707 | Y | JOSLYN HI-VOLTAGE CORP. , J8707 |  |  | 0.5 | 2001-12-11 09:53 | Anjanece | 100 | 0 | N | N
JOSLYN HI-VOLTAGE CORP. | J8707 | Y | JOSLYN HI-VOLTAGE CORP. , J8707 |  |  | 0.58 | 2001-12-11 09:53 | Anjanece | 100 | 0 | N | N
JOSLYN HI-VOLTAGE CORP. | J8707 | Y | JOSLYN HI-VOLTAGE CORP. , J8707 |  |  | 0.6 | 2001-12-11 09:53 | Anjanece | 100 | 0 | N | N
JOSLYN HI-VOLTAGE CORP. | J8707 | Y | JOSLYN HI-VOLTAGE CORP. , J8707 |  |  | 0.61 | 2001-12-11 09:53 | Anjanece | 100 | 0 | N | N
JOSLYN HI-VOLTAGE CORP. | J8707 | Y | JOSLYN HI-VOLTAGE CORP. , J8707 |  |  | 0.62 | 2001-12-11 09:53 | Anjanece | 100 | 0 | N | N
JOSLYN HI-VOLTAGE CORP. | J8707 | Y | JOSLYN HI-VOLTAGE CORP. , J8707 |  |  | 0.71 | 2001-12-11 09:53 | Anjanece | 100 | 0 | N | N
JOSLYN HI-VOLTAGE CORP. | J8707 | Y | JOSLYN HI-VOLTAGE CORP. , J8707 |  |  | 0.73 | 2001-12-11 09:53 | Anjanece | 100 | 0 | N | N
JOSLYN HI-VOLTAGE CORP. | J8707 | Y | JOSLYN HI-VOLTAGE CORP. , J8707 |  |  | 0.91 | 2001-12-11 09:53 | Anjanece | 100 | 0 | N | N
JOSLYN HI-VOLTAGE CORP. | J8707 | Y | JOSLYN HI-VOLTAGE CORP. , J8707 |  |  | 0.92 | 2001-12-11 09:53 | Anjanece | 100 | 0 | N | N
JOSLYN HI-VOLTAGE CORP. | J8707 | Y | JOSLYN HI-VOLTAGE CORP. , J8707 |  |  | 0.98 | 2001-12-11 09:53 | Anjanece | 100 | 0 | N | N
JOSLYN HI-VOLTAGE CORP. | J8707 | Y | JOSLYN HI-VOLTAGE CORP. , J8707 |  |  | 1.03 | 2001-12-11 09:53 | Anjanece | 100 | 0 | N | N
JOSLYN HI-VOLTAGE CORP. | J8707 | Y | JOSLYN HI-VOLTAGE CORP. , J8707 |  |  | 1.04 | 2001-12-11 09:53 | Anjanece | 100 | 0 | N | N
JOSLYN HI-VOLTAGE CORP. | J8707 | Y | JOSLYN HI-VOLTAGE CORP. , J8707 |  |  | 1.05 | 2001-12-11 09:53 | Anjanece | 100 | 0 | N | N
MC GRAW EDISON | DF2B7 | Y | MC GRAW EDISON , DF2B7 | JEA GENERATION | CSC Stores | 0.47 | 2001-12-11 09:53 | Anjanece | 100 | 0 | N | N
MC GRAW EDISON | DF2B7 | Y | MC GRAW EDISON , DF2B7 |  |  | 0.5 | 2001-12-11 09:53 | Anjanece | 100 | 0 | N | N
MC GRAW EDISON | DF2B7 | Y | MC GRAW EDISON , DF2B7 |  |  | 0.58 | 2001-12-11 09:53 | Anjanece | 100 | 0 | N | N
MC GRAW EDISON | DF2B7 | Y | MC GRAW EDISON , DF2B7 |  |  | 0.6 | 2001-12-11 09:53 | Anjanece | 100 | 0 | N | N
MC GRAW EDISON | DF2B7 | Y | MC GRAW EDISON , DF2B7 |  |  | 0.61 | 2001-12-11 09:53 | Anjanece | 100 | 0 | N | N
MC GRAW EDISON | DF2B7 | Y | MC GRAW EDISON , DF2B7 |  |  | 0.62 | 2001-12-11 09:53 | Anjanece | 100 | 0 | N | N
MC GRAW EDISON | DF2B7 | Y | MC GRAW EDISON , DF2B7 |  |  | 0.71 | 2001-12-11 09:53 | Anjanece | 100 | 0 | N | N
MC GRAW EDISON | DF2B7 | Y | MC GRAW EDISON , DF2B7 |  |  | 0.73 | 2001-12-11 09:53 | Anjanece | 100 | 0 | N | N
MC GRAW EDISON | DF2B7 | Y | MC GRAW EDISON , DF2B7 |  |  | 0.91 | 2001-12-11 09:53 | Anjanece | 100 | 0 | N | N
MC GRAW EDISON | DF2B7 | Y | MC GRAW EDISON , DF2B7 |  |  | 0.92 | 2001-12-11 09:53 | Anjanece | 100 | 0 | N | N
MC GRAW EDISON | DF2B7 | Y | MC GRAW EDISON , DF2B7 |  |  | 0.98 | 2001-12-11 09:53 | Anjanece | 100 | 0 | N | N
MC GRAW EDISON | DF2B7 | Y | MC GRAW EDISON , DF2B7 |  |  | 1.03 | 2001-12-11 09:53 | Anjanece | 100 | 0 | N | N
MC GRAW EDISON | DF2B7 | Y | MC GRAW EDISON , DF2B7 |  |  | 1.04 | 2001-12-11 09:53 | Anjanece | 100 | 0 | N | N
MC GRAW EDISON | DF2B7 | Y | MC GRAW EDISON , DF2B7 |  |  | 1.05 | 2001-12-11 09:53 | Anjanece | 100 | 0 | N | N
POWERLINE HARDWARE CO. | P8707 | Y | POWERLINE HARDWARE CO. , P8707 | JEA GENERATION | CSC Stores | 0.47 | 2001-12-11 09:53 | Anjanece | 100 | 0 | N | N
POWERLINE HARDWARE CO. | P8707 | Y | POWERLINE HARDWARE CO. , P8707 |  |  | 0.5 | 2001-12-11 09:53 | Anjanece | 100 | 0 | N | N
POWERLINE HARDWARE CO. | P8707 | Y | POWERLINE HARDWARE CO. , P8707 |  |  | 0.58 | 2001-12-11 09:53 | Anjanece | 100 | 0 | N | N
POWERLINE HARDWARE CO. | P8707 | Y | POWERLINE HARDWARE CO. , P8707 |  |  | 0.6 | 2001-12-11 09:53 | Anjanece | 100 | 0 | N | N
POWERLINE HARDWARE CO. | P8707 | Y | POWERLINE HARDWARE CO. , P8707 |  |  | 0.61 | 2001-12-11 09:53 | Anjanece | 100 | 0 | N | N
POWERLINE HARDWARE CO. | P8707 | Y | POWERLINE HARDWARE CO. , P8707 |  |  | 0.62 | 2001-12-11 09:53 | Anjanece | 100 | 0 | N | N
POWERLINE HARDWARE CO. | P8707 | Y | POWERLINE HARDWARE CO. , P8707 |  |  | 0.71 | 2001-12-11 09:53 | Anjanece | 100 | 0 | N | N
POWERLINE HARDWARE CO. | P8707 | Y | POWERLINE HARDWARE CO. , P8707 |  |  | 0.73 | 2001-12-11 09:53 | Anjanece | 100 | 0 | N | N
POWERLINE HARDWARE CO. | P8707 | Y | POWERLINE HARDWARE CO. , P8707 |  |  | 0.91 | 2001-12-11 09:53 | Anjanece | 100 | 0 | N | N
POWERLINE HARDWARE CO. | P8707 | Y | POWERLINE HARDWARE CO. , P8707 |  |  | 0.92 | 2001-12-11 09:53 | Anjanece | 100 | 0 | N | N
POWERLINE HARDWARE CO. | P8707 | Y | POWERLINE HARDWARE CO. , P8707 |  |  | 0.98 | 2001-12-11 09:53 | Anjanece | 100 | 0 | N | N
POWERLINE HARDWARE CO. | P8707 | Y | POWERLINE HARDWARE CO. , P8707 |  |  | 1.03 | 2001-12-11 09:53 | Anjanece | 100 | 0 | N | N
POWERLINE HARDWARE CO. | P8707 | Y | POWERLINE HARDWARE CO. , P8707 |  |  | 1.04 | 2001-12-11 09:53 | Anjanece | 100 | 0 | N | N
POWERLINE HARDWARE CO. | P8707 | Y | POWERLINE HARDWARE CO. , P8707 |  |  | 1.05 | 2001-12-11 09:53 | Anjanece | 100 | 0 | N | N
STEEL CITY | SC8707BG | Y | STEEL CITY , SC8707BG | JEA GENERATION | CSC Stores | 0.47 | 2001-12-11 09:53 | Anjanece | 100 | 0 | N | N
STEEL CITY | SC8707BG | Y | STEEL CITY , SC8707BG |  |  | 0.5 | 2001-12-11 09:53 | Anjanece | 100 | 0 | N | N
STEEL CITY | SC8707BG | Y | STEEL CITY , SC8707BG |  |  | 0.58 | 2001-12-11 09:53 | Anjanece | 100 | 0 | N | N
STEEL CITY | SC8707BG | Y | STEEL CITY , SC8707BG |  |  | 0.6 | 2001-12-11 09:53 | Anjanece | 100 | 0 | N | N
STEEL CITY | SC8707BG | Y | STEEL CITY , SC8707BG |  |  | 0.61 | 2001-12-11 09:53 | Anjanece | 100 | 0 | N | N
STEEL CITY | SC8707BG | Y | STEEL CITY , SC8707BG |  |  | 0.62 | 2001-12-11 09:53 | Anjanece | 100 | 0 | N | N
STEEL CITY | SC8707BG | Y | STEEL CITY , SC8707BG |  |  | 0.71 | 2001-12-11 09:53 | Anjanece | 100 | 0 | N | N
STEEL CITY | SC8707BG | Y | STEEL CITY , SC8707BG |  |  | 0.73 | 2001-12-11 09:53 | Anjanece | 100 | 0 | N | N
STEEL CITY | SC8707BG | Y | STEEL CITY , SC8707BG |  |  | 0.91 | 2001-12-11 09:53 | Anjanece | 100 | 0 | N | N
STEEL CITY | SC8707BG | Y | STEEL CITY , SC8707BG |  |  | 0.92 | 2001-12-11 09:53 | Anjanece | 100 | 0 | N | N
STEEL CITY | SC8707BG | Y | STEEL CITY , SC8707BG |  |  | 0.98 | 2001-12-11 09:53 | Anjanece | 100 | 0 | N | N
STEEL CITY | SC8707BG | Y | STEEL CITY , SC8707BG |  |  | 1.03 | 2001-12-11 09:53 | Anjanece | 100 | 0 | N | N
STEEL CITY | SC8707BG | Y | STEEL CITY , SC8707BG |  |  | 1.04 | 2001-12-11 09:53 | Anjanece | 100 | 0 | N | N
STEEL CITY | SC8707BG | Y | STEEL CITY , SC8707BG |  |  | 1.05 | 2001-12-11 09:53 | Anjanece | 100 | 0 | N | N
THREADED FASTENERS INC. | TF8707 | Y | THREADED FASTENERS INC. , TF8707 | JEA GENERATION | CSC Stores | 0.47 | 2001-12-11 09:53 | Anjanece | 100 | 0 | N | N
THREADED FASTENERS INC. | TF8707 | Y | THREADED FASTENERS INC. , TF8707 |  |  | 0.5 | 2001-12-11 09:53 | Anjanece | 100 | 0 | N | N
THREADED FASTENERS INC. | TF8707 | Y | THREADED FASTENERS INC. , TF8707 |  |  | 0.58 | 2001-12-11 09:53 | Anjanece | 100 | 0 | N | N
THREADED FASTENERS INC. | TF8707 | Y | THREADED FASTENERS INC. , TF8707 |  |  | 0.6 | 2001-12-11 09:53 | Anjanece | 100 | 0 | N | N
THREADED FASTENERS INC. | TF8707 | Y | THREADED FASTENERS INC. , TF8707 |  |  | 0.61 | 2001-12-11 09:53 | Anjanece | 100 | 0 | N | N
THREADED FASTENERS INC. | TF8707 | Y | THREADED FASTENERS INC. , TF8707 |  |  | 0.62 | 2001-12-11 09:53 | Anjanece | 100 | 0 | N | N
THREADED FASTENERS INC. | TF8707 | Y | THREADED FASTENERS INC. , TF8707 |  |  | 0.71 | 2001-12-11 09:53 | Anjanece | 100 | 0 | N | N
THREADED FASTENERS INC. | TF8707 | Y | THREADED FASTENERS INC. , TF8707 |  |  | 0.73 | 2001-12-11 09:53 | Anjanece | 100 | 0 | N | N
THREADED FASTENERS INC. | TF8707 | Y | THREADED FASTENERS INC. , TF8707 |  |  | 0.91 | 2001-12-11 09:53 | Anjanece | 100 | 0 | N | N
THREADED FASTENERS INC. | TF8707 | Y | THREADED FASTENERS INC. , TF8707 |  |  | 0.92 | 2001-12-11 09:53 | Anjanece | 100 | 0 | N | N
THREADED FASTENERS INC. | TF8707 | Y | THREADED FASTENERS INC. , TF8707 |  |  | 0.98 | 2001-12-11 09:53 | Anjanece | 100 | 0 | N | N
THREADED FASTENERS INC. | TF8707 | Y | THREADED FASTENERS INC. , TF8707 |  |  | 1.03 | 2001-12-11 09:53 | Anjanece | 100 | 0 | N | N
THREADED FASTENERS INC. | TF8707 | Y | THREADED FASTENERS INC. , TF8707 |  |  | 1.04 | 2001-12-11 09:53 | Anjanece | 100 | 0 | N | N
THREADED FASTENERS INC. | TF8707 | Y | THREADED FASTENERS INC. , TF8707 |  |  | 1.05 | 2001-12-11 09:53 | Anjanece | 100 | 0 | N | N
ALLIED BOLT, INC. | 8294-50 | Y | ALLIED BOLT, INC. , 8294-50 | JEA GENERATION | CSC Stores | 1 | 2001-12-11 09:54 | Anjanece | 50 | 0 | N | N
ALLIED BOLT, INC. | 8294-50 | Y | ALLIED BOLT, INC. , 8294-50 |  |  | 2.27 | 2001-12-11 09:54 | Anjanece | 50 | 0 | N | N
ALLIED BOLT, INC. | 8294-50 | Y | ALLIED BOLT, INC. , 8294-50 |  |  | 2.3 | 2001-12-11 09:54 | Anjanece | 50 | 0 | N | N
DIXIE ELECTRIC | D8716 | Y | DIXIE ELECTRIC , D8716 | JEA GENERATION | CSC Stores | 1 | 2001-12-11 09:54 | Anjanece | 50 | 0 | N | N
DIXIE ELECTRIC | D8716 | Y | DIXIE ELECTRIC , D8716 |  |  | 2.27 | 2001-12-11 09:54 | Anjanece | 50 | 0 | N | N
DIXIE ELECTRIC | D8716 | Y | DIXIE ELECTRIC , D8716 |  |  | 2.3 | 2001-12-11 09:54 | Anjanece | 50 | 0 | N | N
FLORIDA WIRE AND CABLE | FW8716 | Y | FLORIDA WIRE AND CABLE , FW8716 | JEA GENERATION | CSC Stores | 1 | 2001-12-11 09:54 | Anjanece | 50 | 0 | N | N
FLORIDA WIRE AND CABLE | FW8716 | Y | FLORIDA WIRE AND CABLE , FW8716 |  |  | 2.27 | 2001-12-11 09:54 | Anjanece | 50 | 0 | N | N
FLORIDA WIRE AND CABLE | FW8716 | Y | FLORIDA WIRE AND CABLE , FW8716 |  |  | 2.3 | 2001-12-11 09:54 | Anjanece | 50 | 0 | N | N
HUBBELL POWER SYSTEMS, INC. | DF2B16 | Y | HUBBELL POWER SYSTEMS, INC. , DF2B16 | JEA GENERATION | CSC Stores | 1 | 2001-12-11 09:54 | Anjanece | 50 | 0 | N | N
HUBBELL POWER SYSTEMS, INC. | DF2B16 | Y | HUBBELL POWER SYSTEMS, INC. , DF2B16 |  |  | 2.27 | 2001-12-11 09:54 | Anjanece | 50 | 0 | N | N
HUBBELL POWER SYSTEMS, INC. | DF2B16 | Y | HUBBELL POWER SYSTEMS, INC. , DF2B16 |  |  | 2.3 | 2001-12-11 09:54 | Anjanece | 50 | 0 | N | N
JOSLYN HI-VOLTAGE CORP. | J8716 | Y | JOSLYN HI-VOLTAGE CORP. , J8716 | JEA GENERATION | CSC Stores | 1 | 2001-12-11 09:54 | Anjanece | 50 | 0 | N | N
JOSLYN HI-VOLTAGE CORP. | J8716 | Y | JOSLYN HI-VOLTAGE CORP. , J8716 |  |  | 2.27 | 2001-12-11 09:54 | Anjanece | 50 | 0 | N | N
JOSLYN HI-VOLTAGE CORP. | J8716 | Y | JOSLYN HI-VOLTAGE CORP. , J8716 |  |  | 2.3 | 2001-12-11 09:54 | Anjanece | 50 | 0 | N | N
POWERLINE HARDWARE CO. | P8716 | Y | POWERLINE HARDWARE CO. , P8716 | JEA GENERATION | CSC Stores | 1 | 2001-12-11 09:54 | Anjanece | 50 | 0 | N | N
POWERLINE HARDWARE CO. | P8716 | Y | POWERLINE HARDWARE CO. , P8716 |  |  | 2.27 | 2001-12-11 09:54 | Anjanece | 50 | 0 | N | N
POWERLINE HARDWARE CO. | P8716 | Y | POWERLINE HARDWARE CO. , P8716 |  |  | 2.3 | 2001-12-11 09:54 | Anjanece | 50 | 0 | N | N
STEEL CITY | SC8716BG | Y | STEEL CITY , SC8716BG | JEA GENERATION | CSC Stores | 1 | 2001-12-11 09:54 | Anjanece | 50 | 0 | N | N
STEEL CITY | SC8716BG | Y | STEEL CITY , SC8716BG |  |  | 2.27 | 2001-12-11 09:54 | Anjanece | 50 | 0 | N | N
STEEL CITY | SC8716BG | Y | STEEL CITY , SC8716BG |  |  | 2.3 | 2001-12-11 09:54 | Anjanece | 50 | 0 | N | N
THREADED FASTENERS INC. | TF8716 | Y | THREADED FASTENERS INC. , TF8716 | JEA GENERATION | CSC Stores | 1 | 2001-12-11 09:54 | Anjanece | 50 | 0 | N | N
THREADED FASTENERS INC. | TF8716 | Y | THREADED FASTENERS INC. , TF8716 |  |  | 2.27 | 2001-12-11 09:54 | Anjanece | 50 | 0 | N | N
THREADED FASTENERS INC. | TF8716 | Y | THREADED FASTENERS INC. , TF8716 |  |  | 2.3 | 2001-12-11 09:54 | Anjanece | 50 | 0 | N | N
ALLIED BOLT, INC. | 8122-150 | Y | ALLIED BOLT, INC. , 8122-150 | JEA OVERHEAD DISTRIBUTION | CSC Stores | 0.33 | 2001-12-11 09:55 | Anjanece | 100 | 0 | N | N
ALLIED BOLT, INC. | 8122-150 | Y | ALLIED BOLT, INC. , 8122-150 |  |  | 0.34 | 2001-12-11 09:55 | Anjanece | 100 | 0 | N | N
ALLIED BOLT, INC. | 8122-150 | Y | ALLIED BOLT, INC. , 8122-150 |  |  | 0.4 | 2001-12-11 09:55 | Anjanece | 100 | 0 | N | N
ALLIED BOLT, INC. | 8122-150 | Y | ALLIED BOLT, INC. , 8122-150 |  |  | 0.44 | 2001-12-11 09:55 | Anjanece | 100 | 0 | N | N
ALLIED BOLT, INC. | 8122-150 | Y | ALLIED BOLT, INC. , 8122-150 |  |  | 0.69 | 2001-12-11 09:55 | Anjanece | 100 | 0 | N | N
ALLIED BOLT, INC. | 8122-150 | Y | ALLIED BOLT, INC. , 8122-150 |  |  | 0.75 | 2001-12-11 09:55 | Anjanece | 100 | 0 | N | N
ALLIED BOLT, INC. | 8122-150 | Y | ALLIED BOLT, INC. , 8122-150 |  |  | 0.77 | 2001-12-11 09:55 | Anjanece | 100 | 0 | N | N
ALLIED BOLT, INC. | 8122-150 | Y | ALLIED BOLT, INC. , 8122-150 |  |  | 0.83 | 2001-12-11 09:55 | Anjanece | 100 | 0 | N | N
ALLIED BOLT, INC. | 8122-150 | Y | ALLIED BOLT, INC. , 8122-150 |  |  | 0.84 | 2001-12-11 09:55 | Anjanece | 100 | 0 | N | N
ALLIED BOLT, INC. | 8122-150 | Y | ALLIED BOLT, INC. , 8122-150 |  |  | 0.85 | 2001-12-11 09:55 | Anjanece | 100 | 0 | N | N
ALLIED BOLT, INC. | 8122-150 | Y | ALLIED BOLT, INC. , 8122-150 |  |  | 0.87 | 2001-12-11 09:55 | Anjanece | 100 | 0 | N | N
ALLIED BOLT, INC. | 8122-150 | Y | ALLIED BOLT, INC. , 8122-150 |  |  | 0.88 | 2001-12-11 09:55 | Anjanece | 100 | 0 | N | N
ALLIED BOLT, INC. | 8122-150 | Y | ALLIED BOLT, INC. , 8122-150 |  |  | 1.02 | 2001-12-11 09:55 | Anjanece | 100 | 0 | N | N
ALLIED BOLT, INC. | 8122-150 | Y | ALLIED BOLT, INC. , 8122-150 |  |  | 1.08 | 2001-12-11 09:55 | Anjanece | 100 | 0 | N | N
ALLIED BOLT, INC. | 8122-150 | Y | ALLIED BOLT, INC. , 8122-150 |  |  | 1.12 | 2001-12-11 09:55 | Anjanece | 100 | 0 | N | N
ALLIED BOLT, INC. | 8122-150 | Y | ALLIED BOLT, INC. , 8122-150 |  |  | 1.13 | 2001-12-11 09:55 | Anjanece | 100 | 0 | N | N
ALLIED BOLT, INC. | 8122-150 | Y | ALLIED BOLT, INC. , 8122-150 |  |  | 1.14 | 2001-12-11 09:55 | Anjanece | 100 | 0 | N | N
ALLIED BOLT, INC. | 8122-150 | Y | ALLIED BOLT, INC. , 8122-150 |  |  | 1.31 | 2001-12-11 09:55 | Anjanece | 100 | 0 | N | N
ALLIED BOLT, INC. | 8122-150 | Y | ALLIED BOLT, INC. , 8122-150 |  |  | 1.32 | 2001-12-11 09:55 | Anjanece | 100 | 0 | N | N
ALLIED BOLT, INC. | 8122-150 | Y | ALLIED BOLT, INC. , 8122-150 |  |  | 1.33 | 2001-12-11 09:55 | Anjanece | 100 | 0 | N | N
ALLIED BOLT, INC. | 8122-150 | Y | ALLIED BOLT, INC. , 8122-150 |  |  | 1.34 | 2001-12-11 09:55 | Anjanece | 100 | 0 | N | N
ALLIED BOLT, INC. | 8122-150 | Y | ALLIED BOLT, INC. , 8122-150 |  |  | 1.38 | 2001-12-11 09:55 | Anjanece | 100 | 0 | N | N
ALLIED BOLT, INC. | 8122-150 | Y | ALLIED BOLT, INC. , 8122-150 |  |  | 1.58 | 2001-12-11 09:55 | Anjanece | 100 | 0 | N | N
ALLIED BOLT, INC. | 8122-150 | Y | ALLIED BOLT, INC. , 8122-150 |  |  | 2.03 | 2001-12-11 09:55 | Anjanece | 100 | 0 | N | N
ALLIED BOLT, INC. | 8122-150 | Y | ALLIED BOLT, INC. , 8122-150 |  | Storm Stores | 0 | 2022-09-23 09:15 | Anjanece | 100 | 0 | N | N
ALLIED BOLT, INC. | 8122-150 | Y | ALLIED BOLT, INC. , 8122-150 |  |  | 1.73 | 2022-09-23 09:15 | Anjanece | 100 | 0 | N | N
ALLIED BOLT, INC. | 8122-150 | Y | ALLIED BOLT, INC. , 8122-150 |  |  | 2.16 | 2022-09-23 09:15 | Anjanece | 100 | 0 | N | N
ALUMA-FORM | AF8802 | Y | ALUMA-FORM , AF8802 | JEA OVERHEAD DISTRIBUTION | CSC Stores | 0.33 | 2001-12-11 09:55 | Anjanece | 100 | 0 | N | N
ALUMA-FORM | AF8802 | Y | ALUMA-FORM , AF8802 |  |  | 0.34 | 2001-12-11 09:55 | Anjanece | 100 | 0 | N | N
ALUMA-FORM | AF8802 | Y | ALUMA-FORM , AF8802 |  |  | 0.4 | 2001-12-11 09:55 | Anjanece | 100 | 0 | N | N
ALUMA-FORM | AF8802 | Y | ALUMA-FORM , AF8802 |  |  | 0.44 | 2001-12-11 09:55 | Anjanece | 100 | 0 | N | N
ALUMA-FORM | AF8802 | Y | ALUMA-FORM , AF8802 |  |  | 0.69 | 2001-12-11 09:55 | Anjanece | 100 | 0 | N | N
ALUMA-FORM | AF8802 | Y | ALUMA-FORM , AF8802 |  |  | 0.75 | 2001-12-11 09:55 | Anjanece | 100 | 0 | N | N
ALUMA-FORM | AF8802 | Y | ALUMA-FORM , AF8802 |  |  | 0.77 | 2001-12-11 09:55 | Anjanece | 100 | 0 | N | N
ALUMA-FORM | AF8802 | Y | ALUMA-FORM , AF8802 |  |  | 0.83 | 2001-12-11 09:55 | Anjanece | 100 | 0 | N | N
ALUMA-FORM | AF8802 | Y | ALUMA-FORM , AF8802 |  |  | 0.84 | 2001-12-11 09:55 | Anjanece | 100 | 0 | N | N
ALUMA-FORM | AF8802 | Y | ALUMA-FORM , AF8802 |  |  | 0.85 | 2001-12-11 09:55 | Anjanece | 100 | 0 | N | N
ALUMA-FORM | AF8802 | Y | ALUMA-FORM , AF8802 |  |  | 0.87 | 2001-12-11 09:55 | Anjanece | 100 | 0 | N | N
ALUMA-FORM | AF8802 | Y | ALUMA-FORM , AF8802 |  |  | 0.88 | 2001-12-11 09:55 | Anjanece | 100 | 0 | N | N
ALUMA-FORM | AF8802 | Y | ALUMA-FORM , AF8802 |  |  | 1.02 | 2001-12-11 09:55 | Anjanece | 100 | 0 | N | N
ALUMA-FORM | AF8802 | Y | ALUMA-FORM , AF8802 |  |  | 1.08 | 2001-12-11 09:55 | Anjanece | 100 | 0 | N | N
ALUMA-FORM | AF8802 | Y | ALUMA-FORM , AF8802 |  |  | 1.12 | 2001-12-11 09:55 | Anjanece | 100 | 0 | N | N
ALUMA-FORM | AF8802 | Y | ALUMA-FORM , AF8802 |  |  | 1.13 | 2001-12-11 09:55 | Anjanece | 100 | 0 | N | N
ALUMA-FORM | AF8802 | Y | ALUMA-FORM , AF8802 |  |  | 1.14 | 2001-12-11 09:55 | Anjanece | 100 | 0 | N | N
ALUMA-FORM | AF8802 | Y | ALUMA-FORM , AF8802 |  |  | 1.31 | 2001-12-11 09:55 | Anjanece | 100 | 0 | N | N
ALUMA-FORM | AF8802 | Y | ALUMA-FORM , AF8802 |  |  | 1.32 | 2001-12-11 09:55 | Anjanece | 100 | 0 | N | N
ALUMA-FORM | AF8802 | Y | ALUMA-FORM , AF8802 |  |  | 1.33 | 2001-12-11 09:55 | Anjanece | 100 | 0 | N | N
ALUMA-FORM | AF8802 | Y | ALUMA-FORM , AF8802 |  |  | 1.34 | 2001-12-11 09:55 | Anjanece | 100 | 0 | N | N
ALUMA-FORM | AF8802 | Y | ALUMA-FORM , AF8802 |  |  | 1.38 | 2001-12-11 09:55 | Anjanece | 100 | 0 | N | N
ALUMA-FORM | AF8802 | Y | ALUMA-FORM , AF8802 |  |  | 1.58 | 2001-12-11 09:55 | Anjanece | 100 | 0 | N | N
ALUMA-FORM | AF8802 | Y | ALUMA-FORM , AF8802 |  |  | 2.03 | 2001-12-11 09:55 | Anjanece | 100 | 0 | N | N
ALUMA-FORM | AF8802 | Y | ALUMA-FORM , AF8802 |  | Storm Stores | 0 | 2022-09-23 09:15 | Anjanece | 100 | 0 | N | N
ALUMA-FORM | AF8802 | Y | ALUMA-FORM , AF8802 |  |  | 1.73 | 2022-09-23 09:15 | Anjanece | 100 | 0 | N | N
ALUMA-FORM | AF8802 | Y | ALUMA-FORM , AF8802 |  |  | 2.16 | 2022-09-23 09:15 | Anjanece | 100 | 0 | N | N
CHANCE | 8802 | Y | CHANCE , 8802 | JEA OVERHEAD DISTRIBUTION | CSC Stores | 0.33 | 2001-12-11 09:55 | Anjanece | 100 | 0 | N | N
CHANCE | 8802 | Y | CHANCE , 8802 |  |  | 0.34 | 2001-12-11 09:55 | Anjanece | 100 | 0 | N | N
CHANCE | 8802 | Y | CHANCE , 8802 |  |  | 0.4 | 2001-12-11 09:55 | Anjanece | 100 | 0 | N | N
CHANCE | 8802 | Y | CHANCE , 8802 |  |  | 0.44 | 2001-12-11 09:55 | Anjanece | 100 | 0 | N | N
CHANCE | 8802 | Y | CHANCE , 8802 |  |  | 0.69 | 2001-12-11 09:55 | Anjanece | 100 | 0 | N | N
CHANCE | 8802 | Y | CHANCE , 8802 |  |  | 0.75 | 2001-12-11 09:55 | Anjanece | 100 | 0 | N | N
CHANCE | 8802 | Y | CHANCE , 8802 |  |  | 0.77 | 2001-12-11 09:55 | Anjanece | 100 | 0 | N | N
CHANCE | 8802 | Y | CHANCE , 8802 |  |  | 0.83 | 2001-12-11 09:55 | Anjanece | 100 | 0 | N | N
CHANCE | 8802 | Y | CHANCE , 8802 |  |  | 0.84 | 2001-12-11 09:55 | Anjanece | 100 | 0 | N | N
CHANCE | 8802 | Y | CHANCE , 8802 |  |  | 0.85 | 2001-12-11 09:55 | Anjanece | 100 | 0 | N | N
CHANCE | 8802 | Y | CHANCE , 8802 |  |  | 0.87 | 2001-12-11 09:55 | Anjanece | 100 | 0 | N | N
CHANCE | 8802 | Y | CHANCE , 8802 |  |  | 0.88 | 2001-12-11 09:55 | Anjanece | 100 | 0 | N | N
CHANCE | 8802 | Y | CHANCE , 8802 |  |  | 1.02 | 2001-12-11 09:55 | Anjanece | 100 | 0 | N | N
CHANCE | 8802 | Y | CHANCE , 8802 |  |  | 1.08 | 2001-12-11 09:55 | Anjanece | 100 | 0 | N | N
CHANCE | 8802 | Y | CHANCE , 8802 |  |  | 1.12 | 2001-12-11 09:55 | Anjanece | 100 | 0 | N | N
CHANCE | 8802 | Y | CHANCE , 8802 |  |  | 1.13 | 2001-12-11 09:55 | Anjanece | 100 | 0 | N | N
CHANCE | 8802 | Y | CHANCE , 8802 |  |  | 1.14 | 2001-12-11 09:55 | Anjanece | 100 | 0 | N | N
CHANCE | 8802 | Y | CHANCE , 8802 |  |  | 1.31 | 2001-12-11 09:55 | Anjanece | 100 | 0 | N | N
CHANCE | 8802 | Y | CHANCE , 8802 |  |  | 1.32 | 2001-12-11 09:55 | Anjanece | 100 | 0 | N | N
CHANCE | 8802 | Y | CHANCE , 8802 |  |  | 1.33 | 2001-12-11 09:55 | Anjanece | 100 | 0 | N | N
CHANCE | 8802 | Y | CHANCE , 8802 |  |  | 1.34 | 2001-12-11 09:55 | Anjanece | 100 | 0 | N | N
CHANCE | 8802 | Y | CHANCE , 8802 |  |  | 1.38 | 2001-12-11 09:55 | Anjanece | 100 | 0 | N | N
CHANCE | 8802 | Y | CHANCE , 8802 |  |  | 1.58 | 2001-12-11 09:55 | Anjanece | 100 | 0 | N | N
CHANCE | 8802 | Y | CHANCE , 8802 |  |  | 2.03 | 2001-12-11 09:55 | Anjanece | 100 | 0 | N | N
CHANCE | 8802 | Y | CHANCE , 8802 |  | Storm Stores | 0 | 2022-09-23 09:15 | Anjanece | 100 | 0 | N | N
CHANCE | 8802 | Y | CHANCE , 8802 |  |  | 1.73 | 2022-09-23 09:15 | Anjanece | 100 | 0 | N | N
CHANCE | 8802 | Y | CHANCE , 8802 |  |  | 2.16 | 2022-09-23 09:15 | Anjanece | 100 | 0 | N | N
DIXIE ELECTRIC | D8802 | Y | DIXIE ELECTRIC , D8802 | JEA OVERHEAD DISTRIBUTION | CSC Stores | 0.33 | 2001-12-11 09:55 | Anjanece | 100 | 0 | N | N
DIXIE ELECTRIC | D8802 | Y | DIXIE ELECTRIC , D8802 |  |  | 0.34 | 2001-12-11 09:55 | Anjanece | 100 | 0 | N | N
DIXIE ELECTRIC | D8802 | Y | DIXIE ELECTRIC , D8802 |  |  | 0.4 | 2001-12-11 09:55 | Anjanece | 100 | 0 | N | N
DIXIE ELECTRIC | D8802 | Y | DIXIE ELECTRIC , D8802 |  |  | 0.44 | 2001-12-11 09:55 | Anjanece | 100 | 0 | N | N
DIXIE ELECTRIC | D8802 | Y | DIXIE ELECTRIC , D8802 |  |  | 0.69 | 2001-12-11 09:55 | Anjanece | 100 | 0 | N | N
DIXIE ELECTRIC | D8802 | Y | DIXIE ELECTRIC , D8802 |  |  | 0.75 | 2001-12-11 09:55 | Anjanece | 100 | 0 | N | N
DIXIE ELECTRIC | D8802 | Y | DIXIE ELECTRIC , D8802 |  |  | 0.77 | 2001-12-11 09:55 | Anjanece | 100 | 0 | N | N
DIXIE ELECTRIC | D8802 | Y | DIXIE ELECTRIC , D8802 |  |  | 0.83 | 2001-12-11 09:55 | Anjanece | 100 | 0 | N | N
DIXIE ELECTRIC | D8802 | Y | DIXIE ELECTRIC , D8802 |  |  | 0.84 | 2001-12-11 09:55 | Anjanece | 100 | 0 | N | N
DIXIE ELECTRIC | D8802 | Y | DIXIE ELECTRIC , D8802 |  |  | 0.85 | 2001-12-11 09:55 | Anjanece | 100 | 0 | N | N
DIXIE ELECTRIC | D8802 | Y | DIXIE ELECTRIC , D8802 |  |  | 0.87 | 2001-12-11 09:55 | Anjanece | 100 | 0 | N | N
DIXIE ELECTRIC | D8802 | Y | DIXIE ELECTRIC , D8802 |  |  | 0.88 | 2001-12-11 09:55 | Anjanece | 100 | 0 | N | N
DIXIE ELECTRIC | D8802 | Y | DIXIE ELECTRIC , D8802 |  |  | 1.02 | 2001-12-11 09:55 | Anjanece | 100 | 0 | N | N
DIXIE ELECTRIC | D8802 | Y | DIXIE ELECTRIC , D8802 |  |  | 1.08 | 2001-12-11 09:55 | Anjanece | 100 | 0 | N | N
DIXIE ELECTRIC | D8802 | Y | DIXIE ELECTRIC , D8802 |  |  | 1.12 | 2001-12-11 09:55 | Anjanece | 100 | 0 | N | N
DIXIE ELECTRIC | D8802 | Y | DIXIE ELECTRIC , D8802 |  |  | 1.13 | 2001-12-11 09:55 | Anjanece | 100 | 0 | N | N
DIXIE ELECTRIC | D8802 | Y | DIXIE ELECTRIC , D8802 |  |  | 1.14 | 2001-12-11 09:55 | Anjanece | 100 | 0 | N | N
DIXIE ELECTRIC | D8802 | Y | DIXIE ELECTRIC , D8802 |  |  | 1.31 | 2001-12-11 09:55 | Anjanece | 100 | 0 | N | N
DIXIE ELECTRIC | D8802 | Y | DIXIE ELECTRIC , D8802 |  |  | 1.32 | 2001-12-11 09:55 | Anjanece | 100 | 0 | N | N
DIXIE ELECTRIC | D8802 | Y | DIXIE ELECTRIC , D8802 |  |  | 1.33 | 2001-12-11 09:55 | Anjanece | 100 | 0 | N | N
DIXIE ELECTRIC | D8802 | Y | DIXIE ELECTRIC , D8802 |  |  | 1.34 | 2001-12-11 09:55 | Anjanece | 100 | 0 | N | N
DIXIE ELECTRIC | D8802 | Y | DIXIE ELECTRIC , D8802 |  |  | 1.38 | 2001-12-11 09:55 | Anjanece | 100 | 0 | N | N
DIXIE ELECTRIC | D8802 | Y | DIXIE ELECTRIC , D8802 |  |  | 1.58 | 2001-12-11 09:55 | Anjanece | 100 | 0 | N | N
DIXIE ELECTRIC | D8802 | Y | DIXIE ELECTRIC , D8802 |  |  | 2.03 | 2001-12-11 09:55 | Anjanece | 100 | 0 | N | N
DIXIE ELECTRIC | D8802 | Y | DIXIE ELECTRIC , D8802 |  | Storm Stores | 0 | 2022-09-23 09:15 | Anjanece | 100 | 0 | N | N
DIXIE ELECTRIC | D8802 | Y | DIXIE ELECTRIC , D8802 |  |  | 1.73 | 2022-09-23 09:15 | Anjanece | 100 | 0 | N | N
DIXIE ELECTRIC | D8802 | Y | DIXIE ELECTRIC , D8802 |  |  | 2.16 | 2022-09-23 09:15 | Anjanece | 100 | 0 | N | N
FLORIDA WIRE AND CABLE | FW8802 | Y | FLORIDA WIRE AND CABLE , FW8802 | JEA OVERHEAD DISTRIBUTION | CSC Stores | 0.33 | 2001-12-11 09:55 | Anjanece | 100 | 0 | N | N
FLORIDA WIRE AND CABLE | FW8802 | Y | FLORIDA WIRE AND CABLE , FW8802 |  |  | 0.34 | 2001-12-11 09:55 | Anjanece | 100 | 0 | N | N
FLORIDA WIRE AND CABLE | FW8802 | Y | FLORIDA WIRE AND CABLE , FW8802 |  |  | 0.4 | 2001-12-11 09:55 | Anjanece | 100 | 0 | N | N
FLORIDA WIRE AND CABLE | FW8802 | Y | FLORIDA WIRE AND CABLE , FW8802 |  |  | 0.44 | 2001-12-11 09:55 | Anjanece | 100 | 0 | N | N
FLORIDA WIRE AND CABLE | FW8802 | Y | FLORIDA WIRE AND CABLE , FW8802 |  |  | 0.69 | 2001-12-11 09:55 | Anjanece | 100 | 0 | N | N
FLORIDA WIRE AND CABLE | FW8802 | Y | FLORIDA WIRE AND CABLE , FW8802 |  |  | 0.75 | 2001-12-11 09:55 | Anjanece | 100 | 0 | N | N
FLORIDA WIRE AND CABLE | FW8802 | Y | FLORIDA WIRE AND CABLE , FW8802 |  |  | 0.77 | 2001-12-11 09:55 | Anjanece | 100 | 0 | N | N
FLORIDA WIRE AND CABLE | FW8802 | Y | FLORIDA WIRE AND CABLE , FW8802 |  |  | 0.83 | 2001-12-11 09:55 | Anjanece | 100 | 0 | N | N
FLORIDA WIRE AND CABLE | FW8802 | Y | FLORIDA WIRE AND CABLE , FW8802 |  |  | 0.84 | 2001-12-11 09:55 | Anjanece | 100 | 0 | N | N
FLORIDA WIRE AND CABLE | FW8802 | Y | FLORIDA WIRE AND CABLE , FW8802 |  |  | 0.85 | 2001-12-11 09:55 | Anjanece | 100 | 0 | N | N
FLORIDA WIRE AND CABLE | FW8802 | Y | FLORIDA WIRE AND CABLE , FW8802 |  |  | 0.87 | 2001-12-11 09:55 | Anjanece | 100 | 0 | N | N
FLORIDA WIRE AND CABLE | FW8802 | Y | FLORIDA WIRE AND CABLE , FW8802 |  |  | 0.88 | 2001-12-11 09:55 | Anjanece | 100 | 0 | N | N
FLORIDA WIRE AND CABLE | FW8802 | Y | FLORIDA WIRE AND CABLE , FW8802 |  |  | 1.02 | 2001-12-11 09:55 | Anjanece | 100 | 0 | N | N
FLORIDA WIRE AND CABLE | FW8802 | Y | FLORIDA WIRE AND CABLE , FW8802 |  |  | 1.08 | 2001-12-11 09:55 | Anjanece | 100 | 0 | N | N
FLORIDA WIRE AND CABLE | FW8802 | Y | FLORIDA WIRE AND CABLE , FW8802 |  |  | 1.12 | 2001-12-11 09:55 | Anjanece | 100 | 0 | N | N
FLORIDA WIRE AND CABLE | FW8802 | Y | FLORIDA WIRE AND CABLE , FW8802 |  |  | 1.13 | 2001-12-11 09:55 | Anjanece | 100 | 0 | N | N
FLORIDA WIRE AND CABLE | FW8802 | Y | FLORIDA WIRE AND CABLE , FW8802 |  |  | 1.14 | 2001-12-11 09:55 | Anjanece | 100 | 0 | N | N
FLORIDA WIRE AND CABLE | FW8802 | Y | FLORIDA WIRE AND CABLE , FW8802 |  |  | 1.31 | 2001-12-11 09:55 | Anjanece | 100 | 0 | N | N
FLORIDA WIRE AND CABLE | FW8802 | Y | FLORIDA WIRE AND CABLE , FW8802 |  |  | 1.32 | 2001-12-11 09:55 | Anjanece | 100 | 0 | N | N
FLORIDA WIRE AND CABLE | FW8802 | Y | FLORIDA WIRE AND CABLE , FW8802 |  |  | 1.33 | 2001-12-11 09:55 | Anjanece | 100 | 0 | N | N
FLORIDA WIRE AND CABLE | FW8802 | Y | FLORIDA WIRE AND CABLE , FW8802 |  |  | 1.34 | 2001-12-11 09:55 | Anjanece | 100 | 0 | N | N
FLORIDA WIRE AND CABLE | FW8802 | Y | FLORIDA WIRE AND CABLE , FW8802 |  |  | 1.38 | 2001-12-11 09:55 | Anjanece | 100 | 0 | N | N
FLORIDA WIRE AND CABLE | FW8802 | Y | FLORIDA WIRE AND CABLE , FW8802 |  |  | 1.58 | 2001-12-11 09:55 | Anjanece | 100 | 0 | N | N
FLORIDA WIRE AND CABLE | FW8802 | Y | FLORIDA WIRE AND CABLE , FW8802 |  |  | 2.03 | 2001-12-11 09:55 | Anjanece | 100 | 0 | N | N
FLORIDA WIRE AND CABLE | FW8802 | Y | FLORIDA WIRE AND CABLE , FW8802 |  | Storm Stores | 0 | 2022-09-23 09:15 | Anjanece | 100 | 0 | N | N
FLORIDA WIRE AND CABLE | FW8802 | Y | FLORIDA WIRE AND CABLE , FW8802 |  |  | 1.73 | 2022-09-23 09:15 | Anjanece | 100 | 0 | N | N
FLORIDA WIRE AND CABLE | FW8802 | Y | FLORIDA WIRE AND CABLE , FW8802 |  |  | 2.16 | 2022-09-23 09:15 | Anjanece | 100 | 0 | N | N
HUGHES | B62-1-1/2 | Y | HUGHES , B62-1-1/2 | JEA OVERHEAD DISTRIBUTION | CSC Stores | 0.33 | 2001-12-11 09:55 | Anjanece | 100 | 0 | N | N
HUGHES | B62-1-1/2 | Y | HUGHES , B62-1-1/2 |  |  | 0.34 | 2001-12-11 09:55 | Anjanece | 100 | 0 | N | N
HUGHES | B62-1-1/2 | Y | HUGHES , B62-1-1/2 |  |  | 0.4 | 2001-12-11 09:55 | Anjanece | 100 | 0 | N | N
HUGHES | B62-1-1/2 | Y | HUGHES , B62-1-1/2 |  |  | 0.44 | 2001-12-11 09:55 | Anjanece | 100 | 0 | N | N
HUGHES | B62-1-1/2 | Y | HUGHES , B62-1-1/2 |  |  | 0.69 | 2001-12-11 09:55 | Anjanece | 100 | 0 | N | N
HUGHES | B62-1-1/2 | Y | HUGHES , B62-1-1/2 |  |  | 0.75 | 2001-12-11 09:55 | Anjanece | 100 | 0 | N | N
HUGHES | B62-1-1/2 | Y | HUGHES , B62-1-1/2 |  |  | 0.77 | 2001-12-11 09:55 | Anjanece | 100 | 0 | N | N
HUGHES | B62-1-1/2 | Y | HUGHES , B62-1-1/2 |  |  | 0.83 | 2001-12-11 09:55 | Anjanece | 100 | 0 | N | N
HUGHES | B62-1-1/2 | Y | HUGHES , B62-1-1/2 |  |  | 0.84 | 2001-12-11 09:55 | Anjanece | 100 | 0 | N | N
HUGHES | B62-1-1/2 | Y | HUGHES , B62-1-1/2 |  |  | 0.85 | 2001-12-11 09:55 | Anjanece | 100 | 0 | N | N
HUGHES | B62-1-1/2 | Y | HUGHES , B62-1-1/2 |  |  | 0.87 | 2001-12-11 09:55 | Anjanece | 100 | 0 | N | N
HUGHES | B62-1-1/2 | Y | HUGHES , B62-1-1/2 |  |  | 0.88 | 2001-12-11 09:55 | Anjanece | 100 | 0 | N | N
HUGHES | B62-1-1/2 | Y | HUGHES , B62-1-1/2 |  |  | 1.02 | 2001-12-11 09:55 | Anjanece | 100 | 0 | N | N
HUGHES | B62-1-1/2 | Y | HUGHES , B62-1-1/2 |  |  | 1.08 | 2001-12-11 09:55 | Anjanece | 100 | 0 | N | N
HUGHES | B62-1-1/2 | Y | HUGHES , B62-1-1/2 |  |  | 1.12 | 2001-12-11 09:55 | Anjanece | 100 | 0 | N | N
HUGHES | B62-1-1/2 | Y | HUGHES , B62-1-1/2 |  |  | 1.13 | 2001-12-11 09:55 | Anjanece | 100 | 0 | N | N
HUGHES | B62-1-1/2 | Y | HUGHES , B62-1-1/2 |  |  | 1.14 | 2001-12-11 09:55 | Anjanece | 100 | 0 | N | N
HUGHES | B62-1-1/2 | Y | HUGHES , B62-1-1/2 |  |  | 1.31 | 2001-12-11 09:55 | Anjanece | 100 | 0 | N | N
HUGHES | B62-1-1/2 | Y | HUGHES , B62-1-1/2 |  |  | 1.32 | 2001-12-11 09:55 | Anjanece | 100 | 0 | N | N
HUGHES | B62-1-1/2 | Y | HUGHES , B62-1-1/2 |  |  | 1.33 | 2001-12-11 09:55 | Anjanece | 100 | 0 | N | N
HUGHES | B62-1-1/2 | Y | HUGHES , B62-1-1/2 |  |  | 1.34 | 2001-12-11 09:55 | Anjanece | 100 | 0 | N | N
HUGHES | B62-1-1/2 | Y | HUGHES , B62-1-1/2 |  |  | 1.38 | 2001-12-11 09:55 | Anjanece | 100 | 0 | N | N
HUGHES | B62-1-1/2 | Y | HUGHES , B62-1-1/2 |  |  | 1.58 | 2001-12-11 09:55 | Anjanece | 100 | 0 | N | N
HUGHES | B62-1-1/2 | Y | HUGHES , B62-1-1/2 |  |  | 2.03 | 2001-12-11 09:55 | Anjanece | 100 | 0 | N | N
HUGHES | B62-1-1/2 | Y | HUGHES , B62-1-1/2 |  | Storm Stores | 0 | 2022-09-23 09:15 | Anjanece | 100 | 0 | N | N
HUGHES | B62-1-1/2 | Y | HUGHES , B62-1-1/2 |  |  | 1.73 | 2022-09-23 09:15 | Anjanece | 100 | 0 | N | N
HUGHES | B62-1-1/2 | Y | HUGHES , B62-1-1/2 |  |  | 2.16 | 2022-09-23 09:15 | Anjanece | 100 | 0 | N | N
JOSLYN HI-VOLTAGE CORP. | J8802 | Y | JOSLYN HI-VOLTAGE CORP. , J8802 | JEA OVERHEAD DISTRIBUTION | CSC Stores | 0.33 | 2001-12-11 09:55 | Anjanece | 100 | 0 | N | N
JOSLYN HI-VOLTAGE CORP. | J8802 | Y | JOSLYN HI-VOLTAGE CORP. , J8802 |  |  | 0.34 | 2001-12-11 09:55 | Anjanece | 100 | 0 | N | N
JOSLYN HI-VOLTAGE CORP. | J8802 | Y | JOSLYN HI-VOLTAGE CORP. , J8802 |  |  | 0.4 | 2001-12-11 09:55 | Anjanece | 100 | 0 | N | N
JOSLYN HI-VOLTAGE CORP. | J8802 | Y | JOSLYN HI-VOLTAGE CORP. , J8802 |  |  | 0.44 | 2001-12-11 09:55 | Anjanece | 100 | 0 | N | N
JOSLYN HI-VOLTAGE CORP. | J8802 | Y | JOSLYN HI-VOLTAGE CORP. , J8802 |  |  | 0.69 | 2001-12-11 09:55 | Anjanece | 100 | 0 | N | N
JOSLYN HI-VOLTAGE CORP. | J8802 | Y | JOSLYN HI-VOLTAGE CORP. , J8802 |  |  | 0.75 | 2001-12-11 09:55 | Anjanece | 100 | 0 | N | N
JOSLYN HI-VOLTAGE CORP. | J8802 | Y | JOSLYN HI-VOLTAGE CORP. , J8802 |  |  | 0.77 | 2001-12-11 09:55 | Anjanece | 100 | 0 | N | N
JOSLYN HI-VOLTAGE CORP. | J8802 | Y | JOSLYN HI-VOLTAGE CORP. , J8802 |  |  | 0.83 | 2001-12-11 09:55 | Anjanece | 100 | 0 | N | N
JOSLYN HI-VOLTAGE CORP. | J8802 | Y | JOSLYN HI-VOLTAGE CORP. , J8802 |  |  | 0.84 | 2001-12-11 09:55 | Anjanece | 100 | 0 | N | N
JOSLYN HI-VOLTAGE CORP. | J8802 | Y | JOSLYN HI-VOLTAGE CORP. , J8802 |  |  | 0.85 | 2001-12-11 09:55 | Anjanece | 100 | 0 | N | N
JOSLYN HI-VOLTAGE CORP. | J8802 | Y | JOSLYN HI-VOLTAGE CORP. , J8802 |  |  | 0.87 | 2001-12-11 09:55 | Anjanece | 100 | 0 | N | N
JOSLYN HI-VOLTAGE CORP. | J8802 | Y | JOSLYN HI-VOLTAGE CORP. , J8802 |  |  | 0.88 | 2001-12-11 09:55 | Anjanece | 100 | 0 | N | N
JOSLYN HI-VOLTAGE CORP. | J8802 | Y | JOSLYN HI-VOLTAGE CORP. , J8802 |  |  | 1.02 | 2001-12-11 09:55 | Anjanece | 100 | 0 | N | N
JOSLYN HI-VOLTAGE CORP. | J8802 | Y | JOSLYN HI-VOLTAGE CORP. , J8802 |  |  | 1.08 | 2001-12-11 09:55 | Anjanece | 100 | 0 | N | N
JOSLYN HI-VOLTAGE CORP. | J8802 | Y | JOSLYN HI-VOLTAGE CORP. , J8802 |  |  | 1.12 | 2001-12-11 09:55 | Anjanece | 100 | 0 | N | N
JOSLYN HI-VOLTAGE CORP. | J8802 | Y | JOSLYN HI-VOLTAGE CORP. , J8802 |  |  | 1.13 | 2001-12-11 09:55 | Anjanece | 100 | 0 | N | N
JOSLYN HI-VOLTAGE CORP. | J8802 | Y | JOSLYN HI-VOLTAGE CORP. , J8802 |  |  | 1.14 | 2001-12-11 09:55 | Anjanece | 100 | 0 | N | N
JOSLYN HI-VOLTAGE CORP. | J8802 | Y | JOSLYN HI-VOLTAGE CORP. , J8802 |  |  | 1.31 | 2001-12-11 09:55 | Anjanece | 100 | 0 | N | N
JOSLYN HI-VOLTAGE CORP. | J8802 | Y | JOSLYN HI-VOLTAGE CORP. , J8802 |  |  | 1.32 | 2001-12-11 09:55 | Anjanece | 100 | 0 | N | N
JOSLYN HI-VOLTAGE CORP. | J8802 | Y | JOSLYN HI-VOLTAGE CORP. , J8802 |  |  | 1.33 | 2001-12-11 09:55 | Anjanece | 100 | 0 | N | N
JOSLYN HI-VOLTAGE CORP. | J8802 | Y | JOSLYN HI-VOLTAGE CORP. , J8802 |  |  | 1.34 | 2001-12-11 09:55 | Anjanece | 100 | 0 | N | N
JOSLYN HI-VOLTAGE CORP. | J8802 | Y | JOSLYN HI-VOLTAGE CORP. , J8802 |  |  | 1.38 | 2001-12-11 09:55 | Anjanece | 100 | 0 | N | N
JOSLYN HI-VOLTAGE CORP. | J8802 | Y | JOSLYN HI-VOLTAGE CORP. , J8802 |  |  | 1.58 | 2001-12-11 09:55 | Anjanece | 100 | 0 | N | N
JOSLYN HI-VOLTAGE CORP. | J8802 | Y | JOSLYN HI-VOLTAGE CORP. , J8802 |  |  | 2.03 | 2001-12-11 09:55 | Anjanece | 100 | 0 | N | N
JOSLYN HI-VOLTAGE CORP. | J8802 | Y | JOSLYN HI-VOLTAGE CORP. , J8802 |  | Storm Stores | 0 | 2022-09-23 09:15 | Anjanece | 100 | 0 | N | N
JOSLYN HI-VOLTAGE CORP. | J8802 | Y | JOSLYN HI-VOLTAGE CORP. , J8802 |  |  | 1.73 | 2022-09-23 09:15 | Anjanece | 100 | 0 | N | N
JOSLYN HI-VOLTAGE CORP. | J8802 | Y | JOSLYN HI-VOLTAGE CORP. , J8802 |  |  | 2.16 | 2022-09-23 09:15 | Anjanece | 100 | 0 | N | N
MC GRAW EDISON | DF3B2 | Y | MC GRAW EDISON , DF3B2 | JEA OVERHEAD DISTRIBUTION | CSC Stores | 0.33 | 2001-12-11 09:55 | Anjanece | 100 | 0 | N | N
MC GRAW EDISON | DF3B2 | Y | MC GRAW EDISON , DF3B2 |  |  | 0.34 | 2001-12-11 09:55 | Anjanece | 100 | 0 | N | N
MC GRAW EDISON | DF3B2 | Y | MC GRAW EDISON , DF3B2 |  |  | 0.4 | 2001-12-11 09:55 | Anjanece | 100 | 0 | N | N
MC GRAW EDISON | DF3B2 | Y | MC GRAW EDISON , DF3B2 |  |  | 0.44 | 2001-12-11 09:55 | Anjanece | 100 | 0 | N | N
MC GRAW EDISON | DF3B2 | Y | MC GRAW EDISON , DF3B2 |  |  | 0.69 | 2001-12-11 09:55 | Anjanece | 100 | 0 | N | N
MC GRAW EDISON | DF3B2 | Y | MC GRAW EDISON , DF3B2 |  |  | 0.75 | 2001-12-11 09:55 | Anjanece | 100 | 0 | N | N
MC GRAW EDISON | DF3B2 | Y | MC GRAW EDISON , DF3B2 |  |  | 0.77 | 2001-12-11 09:55 | Anjanece | 100 | 0 | N | N
MC GRAW EDISON | DF3B2 | Y | MC GRAW EDISON , DF3B2 |  |  | 0.83 | 2001-12-11 09:55 | Anjanece | 100 | 0 | N | N
MC GRAW EDISON | DF3B2 | Y | MC GRAW EDISON , DF3B2 |  |  | 0.84 | 2001-12-11 09:55 | Anjanece | 100 | 0 | N | N
MC GRAW EDISON | DF3B2 | Y | MC GRAW EDISON , DF3B2 |  |  | 0.85 | 2001-12-11 09:55 | Anjanece | 100 | 0 | N | N
MC GRAW EDISON | DF3B2 | Y | MC GRAW EDISON , DF3B2 |  |  | 0.87 | 2001-12-11 09:55 | Anjanece | 100 | 0 | N | N
MC GRAW EDISON | DF3B2 | Y | MC GRAW EDISON , DF3B2 |  |  | 0.88 | 2001-12-11 09:55 | Anjanece | 100 | 0 | N | N
MC GRAW EDISON | DF3B2 | Y | MC GRAW EDISON , DF3B2 |  |  | 1.02 | 2001-12-11 09:55 | Anjanece | 100 | 0 | N | N
MC GRAW EDISON | DF3B2 | Y | MC GRAW EDISON , DF3B2 |  |  | 1.08 | 2001-12-11 09:55 | Anjanece | 100 | 0 | N | N
MC GRAW EDISON | DF3B2 | Y | MC GRAW EDISON , DF3B2 |  |  | 1.12 | 2001-12-11 09:55 | Anjanece | 100 | 0 | N | N
MC GRAW EDISON | DF3B2 | Y | MC GRAW EDISON , DF3B2 |  |  | 1.13 | 2001-12-11 09:55 | Anjanece | 100 | 0 | N | N
MC GRAW EDISON | DF3B2 | Y | MC GRAW EDISON , DF3B2 |  |  | 1.14 | 2001-12-11 09:55 | Anjanece | 100 | 0 | N | N
MC GRAW EDISON | DF3B2 | Y | MC GRAW EDISON , DF3B2 |  |  | 1.31 | 2001-12-11 09:55 | Anjanece | 100 | 0 | N | N
MC GRAW EDISON | DF3B2 | Y | MC GRAW EDISON , DF3B2 |  |  | 1.32 | 2001-12-11 09:55 | Anjanece | 100 | 0 | N | N
MC GRAW EDISON | DF3B2 | Y | MC GRAW EDISON , DF3B2 |  |  | 1.33 | 2001-12-11 09:55 | Anjanece | 100 | 0 | N | N
MC GRAW EDISON | DF3B2 | Y | MC GRAW EDISON , DF3B2 |  |  | 1.34 | 2001-12-11 09:55 | Anjanece | 100 | 0 | N | N
MC GRAW EDISON | DF3B2 | Y | MC GRAW EDISON , DF3B2 |  |  | 1.38 | 2001-12-11 09:55 | Anjanece | 100 | 0 | N | N
MC GRAW EDISON | DF3B2 | Y | MC GRAW EDISON , DF3B2 |  |  | 1.58 | 2001-12-11 09:55 | Anjanece | 100 | 0 | N | N
MC GRAW EDISON | DF3B2 | Y | MC GRAW EDISON , DF3B2 |  |  | 2.03 | 2001-12-11 09:55 | Anjanece | 100 | 0 | N | N
MC GRAW EDISON | DF3B2 | Y | MC GRAW EDISON , DF3B2 |  | Storm Stores | 0 | 2022-09-23 09:15 | Anjanece | 100 | 0 | N | N
MC GRAW EDISON | DF3B2 | Y | MC GRAW EDISON , DF3B2 |  |  | 1.73 | 2022-09-23 09:15 | Anjanece | 100 | 0 | N | N
MC GRAW EDISON | DF3B2 | Y | MC GRAW EDISON , DF3B2 |  |  | 2.16 | 2022-09-23 09:15 | Anjanece | 100 | 0 | N | N
STEEL CITY | SQG1008N | Y | STEEL CITY , SQG1008N | JEA OVERHEAD DISTRIBUTION | CSC Stores | 0.33 | 2001-12-11 09:55 | Anjanece | 100 | 0 | N | N
STEEL CITY | SQG1008N | Y | STEEL CITY , SQG1008N |  |  | 0.34 | 2001-12-11 09:55 | Anjanece | 100 | 0 | N | N
STEEL CITY | SQG1008N | Y | STEEL CITY , SQG1008N |  |  | 0.4 | 2001-12-11 09:55 | Anjanece | 100 | 0 | N | N
STEEL CITY | SQG1008N | Y | STEEL CITY , SQG1008N |  |  | 0.44 | 2001-12-11 09:55 | Anjanece | 100 | 0 | N | N
STEEL CITY | SQG1008N | Y | STEEL CITY , SQG1008N |  |  | 0.69 | 2001-12-11 09:55 | Anjanece | 100 | 0 | N | N
STEEL CITY | SQG1008N | Y | STEEL CITY , SQG1008N |  |  | 0.75 | 2001-12-11 09:55 | Anjanece | 100 | 0 | N | N
STEEL CITY | SQG1008N | Y | STEEL CITY , SQG1008N |  |  | 0.77 | 2001-12-11 09:55 | Anjanece | 100 | 0 | N | N
STEEL CITY | SQG1008N | Y | STEEL CITY , SQG1008N |  |  | 0.83 | 2001-12-11 09:55 | Anjanece | 100 | 0 | N | N
STEEL CITY | SQG1008N | Y | STEEL CITY , SQG1008N |  |  | 0.84 | 2001-12-11 09:55 | Anjanece | 100 | 0 | N | N
STEEL CITY | SQG1008N | Y | STEEL CITY , SQG1008N |  |  | 0.85 | 2001-12-11 09:55 | Anjanece | 100 | 0 | N | N
STEEL CITY | SQG1008N | Y | STEEL CITY , SQG1008N |  |  | 0.87 | 2001-12-11 09:55 | Anjanece | 100 | 0 | N | N
STEEL CITY | SQG1008N | Y | STEEL CITY , SQG1008N |  |  | 0.88 | 2001-12-11 09:55 | Anjanece | 100 | 0 | N | N
STEEL CITY | SQG1008N | Y | STEEL CITY , SQG1008N |  |  | 1.02 | 2001-12-11 09:55 | Anjanece | 100 | 0 | N | N
STEEL CITY | SQG1008N | Y | STEEL CITY , SQG1008N |  |  | 1.08 | 2001-12-11 09:55 | Anjanece | 100 | 0 | N | N
STEEL CITY | SQG1008N | Y | STEEL CITY , SQG1008N |  |  | 1.12 | 2001-12-11 09:55 | Anjanece | 100 | 0 | N | N
STEEL CITY | SQG1008N | Y | STEEL CITY , SQG1008N |  |  | 1.13 | 2001-12-11 09:55 | Anjanece | 100 | 0 | N | N
STEEL CITY | SQG1008N | Y | STEEL CITY , SQG1008N |  |  | 1.14 | 2001-12-11 09:55 | Anjanece | 100 | 0 | N | N
STEEL CITY | SQG1008N | Y | STEEL CITY , SQG1008N |  |  | 1.31 | 2001-12-11 09:55 | Anjanece | 100 | 0 | N | N
STEEL CITY | SQG1008N | Y | STEEL CITY , SQG1008N |  |  | 1.32 | 2001-12-11 09:55 | Anjanece | 100 | 0 | N | N
STEEL CITY | SQG1008N | Y | STEEL CITY , SQG1008N |  |  | 1.33 | 2001-12-11 09:55 | Anjanece | 100 | 0 | N | N
STEEL CITY | SQG1008N | Y | STEEL CITY , SQG1008N |  |  | 1.34 | 2001-12-11 09:55 | Anjanece | 100 | 0 | N | N
STEEL CITY | SQG1008N | Y | STEEL CITY , SQG1008N |  |  | 1.38 | 2001-12-11 09:55 | Anjanece | 100 | 0 | N | N
STEEL CITY | SQG1008N | Y | STEEL CITY , SQG1008N |  |  | 1.58 | 2001-12-11 09:55 | Anjanece | 100 | 0 | N | N
STEEL CITY | SQG1008N | Y | STEEL CITY , SQG1008N |  |  | 2.03 | 2001-12-11 09:55 | Anjanece | 100 | 0 | N | N
STEEL CITY | SQG1008N | Y | STEEL CITY , SQG1008N |  | Storm Stores | 0 | 2022-09-23 09:15 | Anjanece | 100 | 0 | N | N
STEEL CITY | SQG1008N | Y | STEEL CITY , SQG1008N |  |  | 1.73 | 2022-09-23 09:15 | Anjanece | 100 | 0 | N | N
STEEL CITY | SQG1008N | Y | STEEL CITY , SQG1008N |  |  | 2.16 | 2022-09-23 09:15 | Anjanece | 100 | 0 | N | N
THREADED FASTENERS INC. | TF8802 | Y | THREADED FASTENERS INC. , TF8802 | JEA OVERHEAD DISTRIBUTION | CSC Stores | 0.33 | 2001-12-11 09:55 | Anjanece | 100 | 0 | N | N
THREADED FASTENERS INC. | TF8802 | Y | THREADED FASTENERS INC. , TF8802 |  |  | 0.34 | 2001-12-11 09:55 | Anjanece | 100 | 0 | N | N
THREADED FASTENERS INC. | TF8802 | Y | THREADED FASTENERS INC. , TF8802 |  |  | 0.4 | 2001-12-11 09:55 | Anjanece | 100 | 0 | N | N
THREADED FASTENERS INC. | TF8802 | Y | THREADED FASTENERS INC. , TF8802 |  |  | 0.44 | 2001-12-11 09:55 | Anjanece | 100 | 0 | N | N
THREADED FASTENERS INC. | TF8802 | Y | THREADED FASTENERS INC. , TF8802 |  |  | 0.69 | 2001-12-11 09:55 | Anjanece | 100 | 0 | N | N
THREADED FASTENERS INC. | TF8802 | Y | THREADED FASTENERS INC. , TF8802 |  |  | 0.75 | 2001-12-11 09:55 | Anjanece | 100 | 0 | N | N
THREADED FASTENERS INC. | TF8802 | Y | THREADED FASTENERS INC. , TF8802 |  |  | 0.77 | 2001-12-11 09:55 | Anjanece | 100 | 0 | N | N
THREADED FASTENERS INC. | TF8802 | Y | THREADED FASTENERS INC. , TF8802 |  |  | 0.83 | 2001-12-11 09:55 | Anjanece | 100 | 0 | N | N
THREADED FASTENERS INC. | TF8802 | Y | THREADED FASTENERS INC. , TF8802 |  |  | 0.84 | 2001-12-11 09:55 | Anjanece | 100 | 0 | N | N
THREADED FASTENERS INC. | TF8802 | Y | THREADED FASTENERS INC. , TF8802 |  |  | 0.85 | 2001-12-11 09:55 | Anjanece | 100 | 0 | N | N
THREADED FASTENERS INC. | TF8802 | Y | THREADED FASTENERS INC. , TF8802 |  |  | 0.87 | 2001-12-11 09:55 | Anjanece | 100 | 0 | N | N
THREADED FASTENERS INC. | TF8802 | Y | THREADED FASTENERS INC. , TF8802 |  |  | 0.88 | 2001-12-11 09:55 | Anjanece | 100 | 0 | N | N
THREADED FASTENERS INC. | TF8802 | Y | THREADED FASTENERS INC. , TF8802 |  |  | 1.02 | 2001-12-11 09:55 | Anjanece | 100 | 0 | N | N
THREADED FASTENERS INC. | TF8802 | Y | THREADED FASTENERS INC. , TF8802 |  |  | 1.08 | 2001-12-11 09:55 | Anjanece | 100 | 0 | N | N
THREADED FASTENERS INC. | TF8802 | Y | THREADED FASTENERS INC. , TF8802 |  |  | 1.12 | 2001-12-11 09:55 | Anjanece | 100 | 0 | N | N
THREADED FASTENERS INC. | TF8802 | Y | THREADED FASTENERS INC. , TF8802 |  |  | 1.13 | 2001-12-11 09:55 | Anjanece | 100 | 0 | N | N
THREADED FASTENERS INC. | TF8802 | Y | THREADED FASTENERS INC. , TF8802 |  |  | 1.14 | 2001-12-11 09:55 | Anjanece | 100 | 0 | N | N
THREADED FASTENERS INC. | TF8802 | Y | THREADED FASTENERS INC. , TF8802 |  |  | 1.31 | 2001-12-11 09:55 | Anjanece | 100 | 0 | N | N
THREADED FASTENERS INC. | TF8802 | Y | THREADED FASTENERS INC. , TF8802 |  |  | 1.32 | 2001-12-11 09:55 | Anjanece | 100 | 0 | N | N
THREADED FASTENERS INC. | TF8802 | Y | THREADED FASTENERS INC. , TF8802 |  |  | 1.33 | 2001-12-11 09:55 | Anjanece | 100 | 0 | N | N
THREADED FASTENERS INC. | TF8802 | Y | THREADED FASTENERS INC. , TF8802 |  |  | 1.34 | 2001-12-11 09:55 | Anjanece | 100 | 0 | N | N
THREADED FASTENERS INC. | TF8802 | Y | THREADED FASTENERS INC. , TF8802 |  |  | 1.38 | 2001-12-11 09:55 | Anjanece | 100 | 0 | N | N
THREADED FASTENERS INC. | TF8802 | Y | THREADED FASTENERS INC. , TF8802 |  |  | 1.58 | 2001-12-11 09:55 | Anjanece | 100 | 0 | N | N
THREADED FASTENERS INC. | TF8802 | Y | THREADED FASTENERS INC. , TF8802 |  |  | 2.03 | 2001-12-11 09:55 | Anjanece | 100 | 0 | N | N
THREADED FASTENERS INC. | TF8802 | Y | THREADED FASTENERS INC. , TF8802 |  | Storm Stores | 0 | 2022-09-23 09:15 | Anjanece | 100 | 0 | N | N
THREADED FASTENERS INC. | TF8802 | Y | THREADED FASTENERS INC. , TF8802 |  |  | 1.73 | 2022-09-23 09:15 | Anjanece | 100 | 0 | N | N
THREADED FASTENERS INC. | TF8802 | Y | THREADED FASTENERS INC. , TF8802 |  |  | 2.16 | 2022-09-23 09:15 | Anjanece | 100 | 0 | N | N
ALLIED BOLT, INC. | 8124-100 | Y | ALLIED BOLT, INC. , 8124-100 | JEA GENERATION | CSC Stores | 0.81 | 2001-12-11 09:55 | Anjanece | 100 | 0 | N | N
ALLIED BOLT, INC. | 8124-100 | Y | ALLIED BOLT, INC. , 8124-100 |  |  | 0.95 | 2001-12-11 09:55 | Anjanece | 100 | 0 | N | N
ALLIED BOLT, INC. | 8124-100 | Y | ALLIED BOLT, INC. , 8124-100 |  |  | 1.01 | 2001-12-11 09:55 | Anjanece | 100 | 0 | N | N
ALLIED BOLT, INC. | 8124-100 | Y | ALLIED BOLT, INC. , 8124-100 |  |  | 1.02 | 2001-12-11 09:55 | Anjanece | 100 | 0 | N | N
ALLIED BOLT, INC. | 8124-100 | Y | ALLIED BOLT, INC. , 8124-100 |  |  | 1.17 | 2001-12-11 09:55 | Anjanece | 100 | 0 | N | N
CHANCE | PS8803 | Y | CHANCE , PS8803 | JEA GENERATION | CSC Stores | 0.81 | 2001-12-11 09:55 | Anjanece | 100 | 0 | N | N
CHANCE | PS8803 | Y | CHANCE , PS8803 |  |  | 0.95 | 2001-12-11 09:55 | Anjanece | 100 | 0 | N | N
CHANCE | PS8803 | Y | CHANCE , PS8803 |  |  | 1.01 | 2001-12-11 09:55 | Anjanece | 100 | 0 | N | N
CHANCE | PS8803 | Y | CHANCE , PS8803 |  |  | 1.02 | 2001-12-11 09:55 | Anjanece | 100 | 0 | N | N
CHANCE | PS8803 | Y | CHANCE , PS8803 |  |  | 1.17 | 2001-12-11 09:55 | Anjanece | 100 | 0 | N | N
DIXIE ELECTRIC | D8803 | Y | DIXIE ELECTRIC , D8803 | JEA GENERATION | CSC Stores | 0.81 | 2001-12-11 09:55 | Anjanece | 100 | 0 | N | N
DIXIE ELECTRIC | D8803 | Y | DIXIE ELECTRIC , D8803 |  |  | 0.95 | 2001-12-11 09:55 | Anjanece | 100 | 0 | N | N
DIXIE ELECTRIC | D8803 | Y | DIXIE ELECTRIC , D8803 |  |  | 1.01 | 2001-12-11 09:55 | Anjanece | 100 | 0 | N | N
DIXIE ELECTRIC | D8803 | Y | DIXIE ELECTRIC , D8803 |  |  | 1.02 | 2001-12-11 09:55 | Anjanece | 100 | 0 | N | N
DIXIE ELECTRIC | D8803 | Y | DIXIE ELECTRIC , D8803 |  |  | 1.17 | 2001-12-11 09:55 | Anjanece | 100 | 0 | N | N
FLORIDA WIRE AND CABLE | FW8803 | Y | FLORIDA WIRE AND CABLE , FW8803 | JEA GENERATION | CSC Stores | 0.81 | 2001-12-11 09:55 | Anjanece | 100 | 0 | N | N
FLORIDA WIRE AND CABLE | FW8803 | Y | FLORIDA WIRE AND CABLE , FW8803 |  |  | 0.95 | 2001-12-11 09:55 | Anjanece | 100 | 0 | N | N
FLORIDA WIRE AND CABLE | FW8803 | Y | FLORIDA WIRE AND CABLE , FW8803 |  |  | 1.01 | 2001-12-11 09:55 | Anjanece | 100 | 0 | N | N
FLORIDA WIRE AND CABLE | FW8803 | Y | FLORIDA WIRE AND CABLE , FW8803 |  |  | 1.02 | 2001-12-11 09:55 | Anjanece | 100 | 0 | N | N
FLORIDA WIRE AND CABLE | FW8803 | Y | FLORIDA WIRE AND CABLE , FW8803 |  |  | 1.17 | 2001-12-11 09:55 | Anjanece | 100 | 0 | N | N
HUGHES | B63-1-1/2 | Y | HUGHES , B63-1-1/2 | JEA GENERATION | CSC Stores | 0.81 | 2001-12-11 09:55 | Anjanece | 100 | 0 | N | N
HUGHES | B63-1-1/2 | Y | HUGHES , B63-1-1/2 |  |  | 0.95 | 2001-12-11 09:55 | Anjanece | 100 | 0 | N | N
HUGHES | B63-1-1/2 | Y | HUGHES , B63-1-1/2 |  |  | 1.01 | 2001-12-11 09:55 | Anjanece | 100 | 0 | N | N
HUGHES | B63-1-1/2 | Y | HUGHES , B63-1-1/2 |  |  | 1.02 | 2001-12-11 09:55 | Anjanece | 100 | 0 | N | N
HUGHES | B63-1-1/2 | Y | HUGHES , B63-1-1/2 |  |  | 1.17 | 2001-12-11 09:55 | Anjanece | 100 | 0 | N | N
JOSLYN HI-VOLTAGE CORP. | J8803 | Y | JOSLYN HI-VOLTAGE CORP. , J8803 | JEA GENERATION | CSC Stores | 0.81 | 2001-12-11 09:55 | Anjanece | 100 | 0 | N | N
JOSLYN HI-VOLTAGE CORP. | J8803 | Y | JOSLYN HI-VOLTAGE CORP. , J8803 |  |  | 0.95 | 2001-12-11 09:55 | Anjanece | 100 | 0 | N | N
JOSLYN HI-VOLTAGE CORP. | J8803 | Y | JOSLYN HI-VOLTAGE CORP. , J8803 |  |  | 1.01 | 2001-12-11 09:55 | Anjanece | 100 | 0 | N | N
JOSLYN HI-VOLTAGE CORP. | J8803 | Y | JOSLYN HI-VOLTAGE CORP. , J8803 |  |  | 1.02 | 2001-12-11 09:55 | Anjanece | 100 | 0 | N | N
JOSLYN HI-VOLTAGE CORP. | J8803 | Y | JOSLYN HI-VOLTAGE CORP. , J8803 |  |  | 1.17 | 2001-12-11 09:55 | Anjanece | 100 | 0 | N | N
MC GRAW EDISON | DF3B3 | Y | MC GRAW EDISON , DF3B3 | JEA GENERATION | CSC Stores | 0.81 | 2001-12-11 09:55 | Anjanece | 100 | 0 | N | N
MC GRAW EDISON | DF3B3 | Y | MC GRAW EDISON , DF3B3 |  |  | 0.95 | 2001-12-11 09:55 | Anjanece | 100 | 0 | N | N
MC GRAW EDISON | DF3B3 | Y | MC GRAW EDISON , DF3B3 |  |  | 1.01 | 2001-12-11 09:55 | Anjanece | 100 | 0 | N | N
MC GRAW EDISON | DF3B3 | Y | MC GRAW EDISON , DF3B3 |  |  | 1.02 | 2001-12-11 09:55 | Anjanece | 100 | 0 | N | N
MC GRAW EDISON | DF3B3 | Y | MC GRAW EDISON , DF3B3 |  |  | 1.17 | 2001-12-11 09:55 | Anjanece | 100 | 0 | N | N
STEEL CITY | SQG1012N | Y | STEEL CITY , SQG1012N | JEA GENERATION | CSC Stores | 0.81 | 2001-12-11 09:55 | Anjanece | 100 | 0 | N | N
STEEL CITY | SQG1012N | Y | STEEL CITY , SQG1012N |  |  | 0.95 | 2001-12-11 09:55 | Anjanece | 100 | 0 | N | N
STEEL CITY | SQG1012N | Y | STEEL CITY , SQG1012N |  |  | 1.01 | 2001-12-11 09:55 | Anjanece | 100 | 0 | N | N
STEEL CITY | SQG1012N | Y | STEEL CITY , SQG1012N |  |  | 1.02 | 2001-12-11 09:55 | Anjanece | 100 | 0 | N | N
STEEL CITY | SQG1012N | Y | STEEL CITY , SQG1012N |  |  | 1.17 | 2001-12-11 09:55 | Anjanece | 100 | 0 | N | N
THREADED FASTENERS INC. | TF8803 | Y | THREADED FASTENERS INC. , TF8803 | JEA GENERATION | CSC Stores | 0.81 | 2001-12-11 09:55 | Anjanece | 100 | 0 | N | N
THREADED FASTENERS INC. | TF8803 | Y | THREADED FASTENERS INC. , TF8803 |  |  | 0.95 | 2001-12-11 09:55 | Anjanece | 100 | 0 | N | N
THREADED FASTENERS INC. | TF8803 | Y | THREADED FASTENERS INC. , TF8803 |  |  | 1.01 | 2001-12-11 09:55 | Anjanece | 100 | 0 | N | N
THREADED FASTENERS INC. | TF8803 | Y | THREADED FASTENERS INC. , TF8803 |  |  | 1.02 | 2001-12-11 09:55 | Anjanece | 100 | 0 | N | N
THREADED FASTENERS INC. | TF8803 | Y | THREADED FASTENERS INC. , TF8803 |  |  | 1.17 | 2001-12-11 09:55 | Anjanece | 100 | 0 | N | N
ALLIED BOLT, INC. | 8220 | Y | ALLIED BOLT, INC. , 8220 | JEA OVERHEAD DISTRIBUTION | CSC Stores | 0.69 | 2001-12-11 09:55 | Anjanece | 50 | 0 | N | N
ALLIED BOLT, INC. | 8220 | Y | ALLIED BOLT, INC. , 8220 |  |  | 0.7 | 2001-12-11 09:55 | Anjanece | 50 | 0 | N | N
ALLIED BOLT, INC. | 8220 | Y | ALLIED BOLT, INC. , 8220 |  |  | 0.71 | 2001-12-11 09:55 | Anjanece | 50 | 0 | N | N
ALLIED BOLT, INC. | 8220 | Y | ALLIED BOLT, INC. , 8220 |  |  | 0.85 | 2001-12-11 09:55 | Anjanece | 50 | 0 | N | N
ALLIED BOLT, INC. | 8220 | Y | ALLIED BOLT, INC. , 8220 |  |  | 0.89 | 2001-12-11 09:55 | Anjanece | 50 | 0 | N | N
ALLIED BOLT, INC. | 8220 | Y | ALLIED BOLT, INC. , 8220 |  |  | 0.96 | 2001-12-11 09:55 | Anjanece | 50 | 0 | N | N
ALLIED BOLT, INC. | 8220 | Y | ALLIED BOLT, INC. , 8220 |  |  | 0.97 | 2001-12-11 09:55 | Anjanece | 50 | 0 | N | N
ALLIED BOLT, INC. | 8220 | Y | ALLIED BOLT, INC. , 8220 |  |  | 0.98 | 2001-12-11 09:55 | Anjanece | 50 | 0 | N | N
ALLIED BOLT, INC. | 8220 | Y | ALLIED BOLT, INC. , 8220 |  |  | 1.08 | 2001-12-11 09:55 | Anjanece | 50 | 0 | N | N
ALLIED BOLT, INC. | 8220 | Y | ALLIED BOLT, INC. , 8220 |  |  | 1.18 | 2001-12-11 09:55 | Anjanece | 50 | 0 | N | N
ALLIED BOLT, INC. | 8220 | Y | ALLIED BOLT, INC. , 8220 |  |  | 1.19 | 2001-12-11 09:55 | Anjanece | 50 | 0 | N | N
ALLIED BOLT, INC. | 8220 | Y | ALLIED BOLT, INC. , 8220 |  |  | 1.2 | 2001-12-11 09:55 | Anjanece | 50 | 0 | N | N
ALLIED BOLT, INC. | 8220 | Y | ALLIED BOLT, INC. , 8220 |  |  | 1.23 | 2001-12-11 09:55 | Anjanece | 50 | 0 | N | N
ALLIED BOLT, INC. | 8220 | Y | ALLIED BOLT, INC. , 8220 |  | Storm Stores | 0 | 2022-09-23 09:22 | Anjanece |  | 0 | N | N
ALLIED BOLT, INC. | 8220 | Y | ALLIED BOLT, INC. , 8220 |  |  | 1.22 | 2022-09-23 09:22 | Anjanece |  | 0 | N | N
ALLIED BOLT, INC. | 8220 | Y | ALLIED BOLT, INC. , 8220 |  |  | 1.24 | 2022-09-23 09:22 | Anjanece |  | 0 | N | N
ALLIED BOLT, INC. | 8220 | Y | ALLIED BOLT, INC. , 8220 |  |  | 1.25 | 2022-09-23 09:22 | Anjanece |  | 0 | N | N
ALUMA-FORM | AF8808 | Y | ALUMA-FORM , AF8808 | JEA OVERHEAD DISTRIBUTION | CSC Stores | 0.69 | 2001-12-11 09:55 | Anjanece | 50 | 0 | N | N
ALUMA-FORM | AF8808 | Y | ALUMA-FORM , AF8808 |  |  | 0.7 | 2001-12-11 09:55 | Anjanece | 50 | 0 | N | N
ALUMA-FORM | AF8808 | Y | ALUMA-FORM , AF8808 |  |  | 0.71 | 2001-12-11 09:55 | Anjanece | 50 | 0 | N | N
ALUMA-FORM | AF8808 | Y | ALUMA-FORM , AF8808 |  |  | 0.85 | 2001-12-11 09:55 | Anjanece | 50 | 0 | N | N
ALUMA-FORM | AF8808 | Y | ALUMA-FORM , AF8808 |  |  | 0.89 | 2001-12-11 09:55 | Anjanece | 50 | 0 | N | N
ALUMA-FORM | AF8808 | Y | ALUMA-FORM , AF8808 |  |  | 0.96 | 2001-12-11 09:55 | Anjanece | 50 | 0 | N | N
ALUMA-FORM | AF8808 | Y | ALUMA-FORM , AF8808 |  |  | 0.97 | 2001-12-11 09:55 | Anjanece | 50 | 0 | N | N
ALUMA-FORM | AF8808 | Y | ALUMA-FORM , AF8808 |  |  | 0.98 | 2001-12-11 09:55 | Anjanece | 50 | 0 | N | N
ALUMA-FORM | AF8808 | Y | ALUMA-FORM , AF8808 |  |  | 1.08 | 2001-12-11 09:55 | Anjanece | 50 | 0 | N | N
ALUMA-FORM | AF8808 | Y | ALUMA-FORM , AF8808 |  |  | 1.18 | 2001-12-11 09:55 | Anjanece | 50 | 0 | N | N
ALUMA-FORM | AF8808 | Y | ALUMA-FORM , AF8808 |  |  | 1.19 | 2001-12-11 09:55 | Anjanece | 50 | 0 | N | N
ALUMA-FORM | AF8808 | Y | ALUMA-FORM , AF8808 |  |  | 1.2 | 2001-12-11 09:55 | Anjanece | 50 | 0 | N | N
ALUMA-FORM | AF8808 | Y | ALUMA-FORM , AF8808 |  |  | 1.23 | 2001-12-11 09:55 | Anjanece | 50 | 0 | N | N
ALUMA-FORM | AF8808 | Y | ALUMA-FORM , AF8808 |  | Storm Stores | 0 | 2022-09-23 09:22 | Anjanece |  | 0 | N | N
ALUMA-FORM | AF8808 | Y | ALUMA-FORM , AF8808 |  |  | 1.22 | 2022-09-23 09:22 | Anjanece |  | 0 | N | N
ALUMA-FORM | AF8808 | Y | ALUMA-FORM , AF8808 |  |  | 1.24 | 2022-09-23 09:22 | Anjanece |  | 0 | N | N
ALUMA-FORM | AF8808 | Y | ALUMA-FORM , AF8808 |  |  | 1.25 | 2022-09-23 09:22 | Anjanece |  | 0 | N | N
CHANCE | 8808 | Y | CHANCE , 8808 | JEA OVERHEAD DISTRIBUTION | CSC Stores | 0.69 | 2001-12-11 09:55 | Anjanece | 50 | 0 | N | N
CHANCE | 8808 | Y | CHANCE , 8808 |  |  | 0.7 | 2001-12-11 09:55 | Anjanece | 50 | 0 | N | N
CHANCE | 8808 | Y | CHANCE , 8808 |  |  | 0.71 | 2001-12-11 09:55 | Anjanece | 50 | 0 | N | N
CHANCE | 8808 | Y | CHANCE , 8808 |  |  | 0.85 | 2001-12-11 09:55 | Anjanece | 50 | 0 | N | N
CHANCE | 8808 | Y | CHANCE , 8808 |  |  | 0.89 | 2001-12-11 09:55 | Anjanece | 50 | 0 | N | N
CHANCE | 8808 | Y | CHANCE , 8808 |  |  | 0.96 | 2001-12-11 09:55 | Anjanece | 50 | 0 | N | N
CHANCE | 8808 | Y | CHANCE , 8808 |  |  | 0.97 | 2001-12-11 09:55 | Anjanece | 50 | 0 | N | N
CHANCE | 8808 | Y | CHANCE , 8808 |  |  | 0.98 | 2001-12-11 09:55 | Anjanece | 50 | 0 | N | N
CHANCE | 8808 | Y | CHANCE , 8808 |  |  | 1.08 | 2001-12-11 09:55 | Anjanece | 50 | 0 | N | N
CHANCE | 8808 | Y | CHANCE , 8808 |  |  | 1.18 | 2001-12-11 09:55 | Anjanece | 50 | 0 | N | N
CHANCE | 8808 | Y | CHANCE , 8808 |  |  | 1.19 | 2001-12-11 09:55 | Anjanece | 50 | 0 | N | N
CHANCE | 8808 | Y | CHANCE , 8808 |  |  | 1.2 | 2001-12-11 09:55 | Anjanece | 50 | 0 | N | N
CHANCE | 8808 | Y | CHANCE , 8808 |  |  | 1.23 | 2001-12-11 09:55 | Anjanece | 50 | 0 | N | N
CHANCE | 8808 | Y | CHANCE , 8808 |  | Storm Stores | 0 | 2022-09-23 09:22 | Anjanece |  | 0 | N | N
CHANCE | 8808 | Y | CHANCE , 8808 |  |  | 1.22 | 2022-09-23 09:22 | Anjanece |  | 0 | N | N
CHANCE | 8808 | Y | CHANCE , 8808 |  |  | 1.24 | 2022-09-23 09:22 | Anjanece |  | 0 | N | N
CHANCE | 8808 | Y | CHANCE , 8808 |  |  | 1.25 | 2022-09-23 09:22 | Anjanece |  | 0 | N | N
DIXIE ELECTRIC | D8808 | Y | DIXIE ELECTRIC , D8808 | JEA OVERHEAD DISTRIBUTION | CSC Stores | 0.69 | 2001-12-11 09:55 | Anjanece | 50 | 0 | N | N
DIXIE ELECTRIC | D8808 | Y | DIXIE ELECTRIC , D8808 |  |  | 0.7 | 2001-12-11 09:55 | Anjanece | 50 | 0 | N | N
DIXIE ELECTRIC | D8808 | Y | DIXIE ELECTRIC , D8808 |  |  | 0.71 | 2001-12-11 09:55 | Anjanece | 50 | 0 | N | N
DIXIE ELECTRIC | D8808 | Y | DIXIE ELECTRIC , D8808 |  |  | 0.85 | 2001-12-11 09:55 | Anjanece | 50 | 0 | N | N
DIXIE ELECTRIC | D8808 | Y | DIXIE ELECTRIC , D8808 |  |  | 0.89 | 2001-12-11 09:55 | Anjanece | 50 | 0 | N | N
DIXIE ELECTRIC | D8808 | Y | DIXIE ELECTRIC , D8808 |  |  | 0.96 | 2001-12-11 09:55 | Anjanece | 50 | 0 | N | N
DIXIE ELECTRIC | D8808 | Y | DIXIE ELECTRIC , D8808 |  |  | 0.97 | 2001-12-11 09:55 | Anjanece | 50 | 0 | N | N
DIXIE ELECTRIC | D8808 | Y | DIXIE ELECTRIC , D8808 |  |  | 0.98 | 2001-12-11 09:55 | Anjanece | 50 | 0 | N | N
DIXIE ELECTRIC | D8808 | Y | DIXIE ELECTRIC , D8808 |  |  | 1.08 | 2001-12-11 09:55 | Anjanece | 50 | 0 | N | N
DIXIE ELECTRIC | D8808 | Y | DIXIE ELECTRIC , D8808 |  |  | 1.18 | 2001-12-11 09:55 | Anjanece | 50 | 0 | N | N
DIXIE ELECTRIC | D8808 | Y | DIXIE ELECTRIC , D8808 |  |  | 1.19 | 2001-12-11 09:55 | Anjanece | 50 | 0 | N | N
DIXIE ELECTRIC | D8808 | Y | DIXIE ELECTRIC , D8808 |  |  | 1.2 | 2001-12-11 09:55 | Anjanece | 50 | 0 | N | N
DIXIE ELECTRIC | D8808 | Y | DIXIE ELECTRIC , D8808 |  |  | 1.23 | 2001-12-11 09:55 | Anjanece | 50 | 0 | N | N
DIXIE ELECTRIC | D8808 | Y | DIXIE ELECTRIC , D8808 |  | Storm Stores | 0 | 2022-09-23 09:22 | Anjanece |  | 0 | N | N
DIXIE ELECTRIC | D8808 | Y | DIXIE ELECTRIC , D8808 |  |  | 1.22 | 2022-09-23 09:22 | Anjanece |  | 0 | N | N
DIXIE ELECTRIC | D8808 | Y | DIXIE ELECTRIC , D8808 |  |  | 1.24 | 2022-09-23 09:22 | Anjanece |  | 0 | N | N
DIXIE ELECTRIC | D8808 | Y | DIXIE ELECTRIC , D8808 |  |  | 1.25 | 2022-09-23 09:22 | Anjanece |  | 0 | N | N
FLORIDA WIRE AND CABLE | FW8808 | Y | FLORIDA WIRE AND CABLE , FW8808 | JEA OVERHEAD DISTRIBUTION | CSC Stores | 0.69 | 2001-12-11 09:55 | Anjanece | 50 | 0 | N | N
FLORIDA WIRE AND CABLE | FW8808 | Y | FLORIDA WIRE AND CABLE , FW8808 |  |  | 0.7 | 2001-12-11 09:55 | Anjanece | 50 | 0 | N | N
FLORIDA WIRE AND CABLE | FW8808 | Y | FLORIDA WIRE AND CABLE , FW8808 |  |  | 0.71 | 2001-12-11 09:55 | Anjanece | 50 | 0 | N | N
FLORIDA WIRE AND CABLE | FW8808 | Y | FLORIDA WIRE AND CABLE , FW8808 |  |  | 0.85 | 2001-12-11 09:55 | Anjanece | 50 | 0 | N | N
FLORIDA WIRE AND CABLE | FW8808 | Y | FLORIDA WIRE AND CABLE , FW8808 |  |  | 0.89 | 2001-12-11 09:55 | Anjanece | 50 | 0 | N | N
FLORIDA WIRE AND CABLE | FW8808 | Y | FLORIDA WIRE AND CABLE , FW8808 |  |  | 0.96 | 2001-12-11 09:55 | Anjanece | 50 | 0 | N | N
FLORIDA WIRE AND CABLE | FW8808 | Y | FLORIDA WIRE AND CABLE , FW8808 |  |  | 0.97 | 2001-12-11 09:55 | Anjanece | 50 | 0 | N | N
FLORIDA WIRE AND CABLE | FW8808 | Y | FLORIDA WIRE AND CABLE , FW8808 |  |  | 0.98 | 2001-12-11 09:55 | Anjanece | 50 | 0 | N | N
FLORIDA WIRE AND CABLE | FW8808 | Y | FLORIDA WIRE AND CABLE , FW8808 |  |  | 1.08 | 2001-12-11 09:55 | Anjanece | 50 | 0 | N | N
FLORIDA WIRE AND CABLE | FW8808 | Y | FLORIDA WIRE AND CABLE , FW8808 |  |  | 1.18 | 2001-12-11 09:55 | Anjanece | 50 | 0 | N | N
FLORIDA WIRE AND CABLE | FW8808 | Y | FLORIDA WIRE AND CABLE , FW8808 |  |  | 1.19 | 2001-12-11 09:55 | Anjanece | 50 | 0 | N | N
FLORIDA WIRE AND CABLE | FW8808 | Y | FLORIDA WIRE AND CABLE , FW8808 |  |  | 1.2 | 2001-12-11 09:55 | Anjanece | 50 | 0 | N | N
FLORIDA WIRE AND CABLE | FW8808 | Y | FLORIDA WIRE AND CABLE , FW8808 |  |  | 1.23 | 2001-12-11 09:55 | Anjanece | 50 | 0 | N | N
FLORIDA WIRE AND CABLE | FW8808 | Y | FLORIDA WIRE AND CABLE , FW8808 |  | Storm Stores | 0 | 2022-09-23 09:22 | Anjanece |  | 0 | N | N
FLORIDA WIRE AND CABLE | FW8808 | Y | FLORIDA WIRE AND CABLE , FW8808 |  |  | 1.22 | 2022-09-23 09:22 | Anjanece |  | 0 | N | N
FLORIDA WIRE AND CABLE | FW8808 | Y | FLORIDA WIRE AND CABLE , FW8808 |  |  | 1.24 | 2022-09-23 09:22 | Anjanece |  | 0 | N | N
FLORIDA WIRE AND CABLE | FW8808 | Y | FLORIDA WIRE AND CABLE , FW8808 |  |  | 1.25 | 2022-09-23 09:22 | Anjanece |  | 0 | N | N
HUGHES | B68-4 | Y | HUGHES , B68-4 | JEA OVERHEAD DISTRIBUTION | CSC Stores | 0.69 | 2001-12-11 09:55 | Anjanece | 50 | 0 | N | N
HUGHES | B68-4 | Y | HUGHES , B68-4 |  |  | 0.7 | 2001-12-11 09:55 | Anjanece | 50 | 0 | N | N
HUGHES | B68-4 | Y | HUGHES , B68-4 |  |  | 0.71 | 2001-12-11 09:55 | Anjanece | 50 | 0 | N | N
HUGHES | B68-4 | Y | HUGHES , B68-4 |  |  | 0.85 | 2001-12-11 09:55 | Anjanece | 50 | 0 | N | N
HUGHES | B68-4 | Y | HUGHES , B68-4 |  |  | 0.89 | 2001-12-11 09:55 | Anjanece | 50 | 0 | N | N
HUGHES | B68-4 | Y | HUGHES , B68-4 |  |  | 0.96 | 2001-12-11 09:55 | Anjanece | 50 | 0 | N | N
HUGHES | B68-4 | Y | HUGHES , B68-4 |  |  | 0.97 | 2001-12-11 09:55 | Anjanece | 50 | 0 | N | N
HUGHES | B68-4 | Y | HUGHES , B68-4 |  |  | 0.98 | 2001-12-11 09:55 | Anjanece | 50 | 0 | N | N
HUGHES | B68-4 | Y | HUGHES , B68-4 |  |  | 1.08 | 2001-12-11 09:55 | Anjanece | 50 | 0 | N | N
HUGHES | B68-4 | Y | HUGHES , B68-4 |  |  | 1.18 | 2001-12-11 09:55 | Anjanece | 50 | 0 | N | N
HUGHES | B68-4 | Y | HUGHES , B68-4 |  |  | 1.19 | 2001-12-11 09:55 | Anjanece | 50 | 0 | N | N
HUGHES | B68-4 | Y | HUGHES , B68-4 |  |  | 1.2 | 2001-12-11 09:55 | Anjanece | 50 | 0 | N | N
HUGHES | B68-4 | Y | HUGHES , B68-4 |  |  | 1.23 | 2001-12-11 09:55 | Anjanece | 50 | 0 | N | N
HUGHES | B68-4 | Y | HUGHES , B68-4 |  | Storm Stores | 0 | 2022-09-23 09:22 | Anjanece |  | 0 | N | N
HUGHES | B68-4 | Y | HUGHES , B68-4 |  |  | 1.22 | 2022-09-23 09:22 | Anjanece |  | 0 | N | N
HUGHES | B68-4 | Y | HUGHES , B68-4 |  |  | 1.24 | 2022-09-23 09:22 | Anjanece |  | 0 | N | N
HUGHES | B68-4 | Y | HUGHES , B68-4 |  |  | 1.25 | 2022-09-23 09:22 | Anjanece |  | 0 | N | N
JOSLYN HI-VOLTAGE CORP. | J8808 | Y | JOSLYN HI-VOLTAGE CORP. , J8808 | JEA OVERHEAD DISTRIBUTION | CSC Stores | 0.69 | 2001-12-11 09:55 | Anjanece | 50 | 0 | N | N
JOSLYN HI-VOLTAGE CORP. | J8808 | Y | JOSLYN HI-VOLTAGE CORP. , J8808 |  |  | 0.7 | 2001-12-11 09:55 | Anjanece | 50 | 0 | N | N
JOSLYN HI-VOLTAGE CORP. | J8808 | Y | JOSLYN HI-VOLTAGE CORP. , J8808 |  |  | 0.71 | 2001-12-11 09:55 | Anjanece | 50 | 0 | N | N
JOSLYN HI-VOLTAGE CORP. | J8808 | Y | JOSLYN HI-VOLTAGE CORP. , J8808 |  |  | 0.85 | 2001-12-11 09:55 | Anjanece | 50 | 0 | N | N
JOSLYN HI-VOLTAGE CORP. | J8808 | Y | JOSLYN HI-VOLTAGE CORP. , J8808 |  |  | 0.89 | 2001-12-11 09:55 | Anjanece | 50 | 0 | N | N
JOSLYN HI-VOLTAGE CORP. | J8808 | Y | JOSLYN HI-VOLTAGE CORP. , J8808 |  |  | 0.96 | 2001-12-11 09:55 | Anjanece | 50 | 0 | N | N
JOSLYN HI-VOLTAGE CORP. | J8808 | Y | JOSLYN HI-VOLTAGE CORP. , J8808 |  |  | 0.97 | 2001-12-11 09:55 | Anjanece | 50 | 0 | N | N
JOSLYN HI-VOLTAGE CORP. | J8808 | Y | JOSLYN HI-VOLTAGE CORP. , J8808 |  |  | 0.98 | 2001-12-11 09:55 | Anjanece | 50 | 0 | N | N
JOSLYN HI-VOLTAGE CORP. | J8808 | Y | JOSLYN HI-VOLTAGE CORP. , J8808 |  |  | 1.08 | 2001-12-11 09:55 | Anjanece | 50 | 0 | N | N
JOSLYN HI-VOLTAGE CORP. | J8808 | Y | JOSLYN HI-VOLTAGE CORP. , J8808 |  |  | 1.18 | 2001-12-11 09:55 | Anjanece | 50 | 0 | N | N
JOSLYN HI-VOLTAGE CORP. | J8808 | Y | JOSLYN HI-VOLTAGE CORP. , J8808 |  |  | 1.19 | 2001-12-11 09:55 | Anjanece | 50 | 0 | N | N
JOSLYN HI-VOLTAGE CORP. | J8808 | Y | JOSLYN HI-VOLTAGE CORP. , J8808 |  |  | 1.2 | 2001-12-11 09:55 | Anjanece | 50 | 0 | N | N
JOSLYN HI-VOLTAGE CORP. | J8808 | Y | JOSLYN HI-VOLTAGE CORP. , J8808 |  |  | 1.23 | 2001-12-11 09:55 | Anjanece | 50 | 0 | N | N
JOSLYN HI-VOLTAGE CORP. | J8808 | Y | JOSLYN HI-VOLTAGE CORP. , J8808 |  | Storm Stores | 0 | 2022-09-23 09:22 | Anjanece |  | 0 | N | N
JOSLYN HI-VOLTAGE CORP. | J8808 | Y | JOSLYN HI-VOLTAGE CORP. , J8808 |  |  | 1.22 | 2022-09-23 09:22 | Anjanece |  | 0 | N | N
JOSLYN HI-VOLTAGE CORP. | J8808 | Y | JOSLYN HI-VOLTAGE CORP. , J8808 |  |  | 1.24 | 2022-09-23 09:22 | Anjanece |  | 0 | N | N
JOSLYN HI-VOLTAGE CORP. | J8808 | Y | JOSLYN HI-VOLTAGE CORP. , J8808 |  |  | 1.25 | 2022-09-23 09:22 | Anjanece |  | 0 | N | N
MC GRAW EDISON | DF3B8 | Y | MC GRAW EDISON , DF3B8 | JEA OVERHEAD DISTRIBUTION | CSC Stores | 0.69 | 2001-12-11 09:55 | Anjanece | 50 | 0 | N | N
MC GRAW EDISON | DF3B8 | Y | MC GRAW EDISON , DF3B8 |  |  | 0.7 | 2001-12-11 09:55 | Anjanece | 50 | 0 | N | N
MC GRAW EDISON | DF3B8 | Y | MC GRAW EDISON , DF3B8 |  |  | 0.71 | 2001-12-11 09:55 | Anjanece | 50 | 0 | N | N
MC GRAW EDISON | DF3B8 | Y | MC GRAW EDISON , DF3B8 |  |  | 0.85 | 2001-12-11 09:55 | Anjanece | 50 | 0 | N | N
MC GRAW EDISON | DF3B8 | Y | MC GRAW EDISON , DF3B8 |  |  | 0.89 | 2001-12-11 09:55 | Anjanece | 50 | 0 | N | N
MC GRAW EDISON | DF3B8 | Y | MC GRAW EDISON , DF3B8 |  |  | 0.96 | 2001-12-11 09:55 | Anjanece | 50 | 0 | N | N
MC GRAW EDISON | DF3B8 | Y | MC GRAW EDISON , DF3B8 |  |  | 0.97 | 2001-12-11 09:55 | Anjanece | 50 | 0 | N | N
MC GRAW EDISON | DF3B8 | Y | MC GRAW EDISON , DF3B8 |  |  | 0.98 | 2001-12-11 09:55 | Anjanece | 50 | 0 | N | N
MC GRAW EDISON | DF3B8 | Y | MC GRAW EDISON , DF3B8 |  |  | 1.08 | 2001-12-11 09:55 | Anjanece | 50 | 0 | N | N
MC GRAW EDISON | DF3B8 | Y | MC GRAW EDISON , DF3B8 |  |  | 1.18 | 2001-12-11 09:55 | Anjanece | 50 | 0 | N | N
MC GRAW EDISON | DF3B8 | Y | MC GRAW EDISON , DF3B8 |  |  | 1.19 | 2001-12-11 09:55 | Anjanece | 50 | 0 | N | N
MC GRAW EDISON | DF3B8 | Y | MC GRAW EDISON , DF3B8 |  |  | 1.2 | 2001-12-11 09:55 | Anjanece | 50 | 0 | N | N
MC GRAW EDISON | DF3B8 | Y | MC GRAW EDISON , DF3B8 |  |  | 1.23 | 2001-12-11 09:55 | Anjanece | 50 | 0 | N | N
MC GRAW EDISON | DF3B8 | Y | MC GRAW EDISON , DF3B8 |  | Storm Stores | 0 | 2022-09-23 09:22 | Anjanece |  | 0 | N | N
MC GRAW EDISON | DF3B8 | Y | MC GRAW EDISON , DF3B8 |  |  | 1.22 | 2022-09-23 09:22 | Anjanece |  | 0 | N | N
MC GRAW EDISON | DF3B8 | Y | MC GRAW EDISON , DF3B8 |  |  | 1.24 | 2022-09-23 09:22 | Anjanece |  | 0 | N | N
MC GRAW EDISON | DF3B8 | Y | MC GRAW EDISON , DF3B8 |  |  | 1.25 | 2022-09-23 09:22 | Anjanece |  | 0 | N | N
POWERLINE HARDWARE CO. | P8808 | Y | POWERLINE HARDWARE CO. , P8808 | JEA OVERHEAD DISTRIBUTION | CSC Stores | 0.69 | 2001-12-11 09:55 | Anjanece | 50 | 0 | N | N
POWERLINE HARDWARE CO. | P8808 | Y | POWERLINE HARDWARE CO. , P8808 |  |  | 0.7 | 2001-12-11 09:55 | Anjanece | 50 | 0 | N | N
POWERLINE HARDWARE CO. | P8808 | Y | POWERLINE HARDWARE CO. , P8808 |  |  | 0.71 | 2001-12-11 09:55 | Anjanece | 50 | 0 | N | N
POWERLINE HARDWARE CO. | P8808 | Y | POWERLINE HARDWARE CO. , P8808 |  |  | 0.85 | 2001-12-11 09:55 | Anjanece | 50 | 0 | N | N
POWERLINE HARDWARE CO. | P8808 | Y | POWERLINE HARDWARE CO. , P8808 |  |  | 0.89 | 2001-12-11 09:55 | Anjanece | 50 | 0 | N | N
POWERLINE HARDWARE CO. | P8808 | Y | POWERLINE HARDWARE CO. , P8808 |  |  | 0.96 | 2001-12-11 09:55 | Anjanece | 50 | 0 | N | N
POWERLINE HARDWARE CO. | P8808 | Y | POWERLINE HARDWARE CO. , P8808 |  |  | 0.97 | 2001-12-11 09:55 | Anjanece | 50 | 0 | N | N
POWERLINE HARDWARE CO. | P8808 | Y | POWERLINE HARDWARE CO. , P8808 |  |  | 0.98 | 2001-12-11 09:55 | Anjanece | 50 | 0 | N | N
POWERLINE HARDWARE CO. | P8808 | Y | POWERLINE HARDWARE CO. , P8808 |  |  | 1.08 | 2001-12-11 09:55 | Anjanece | 50 | 0 | N | N
POWERLINE HARDWARE CO. | P8808 | Y | POWERLINE HARDWARE CO. , P8808 |  |  | 1.18 | 2001-12-11 09:55 | Anjanece | 50 | 0 | N | N
POWERLINE HARDWARE CO. | P8808 | Y | POWERLINE HARDWARE CO. , P8808 |  |  | 1.19 | 2001-12-11 09:55 | Anjanece | 50 | 0 | N | N
POWERLINE HARDWARE CO. | P8808 | Y | POWERLINE HARDWARE CO. , P8808 |  |  | 1.2 | 2001-12-11 09:55 | Anjanece | 50 | 0 | N | N
POWERLINE HARDWARE CO. | P8808 | Y | POWERLINE HARDWARE CO. , P8808 |  |  | 1.23 | 2001-12-11 09:55 | Anjanece | 50 | 0 | N | N
POWERLINE HARDWARE CO. | P8808 | Y | POWERLINE HARDWARE CO. , P8808 |  | Storm Stores | 0 | 2022-09-23 09:22 | Anjanece |  | 0 | N | N
POWERLINE HARDWARE CO. | P8808 | Y | POWERLINE HARDWARE CO. , P8808 |  |  | 1.22 | 2022-09-23 09:22 | Anjanece |  | 0 | N | N
POWERLINE HARDWARE CO. | P8808 | Y | POWERLINE HARDWARE CO. , P8808 |  |  | 1.24 | 2022-09-23 09:22 | Anjanece |  | 0 | N | N
POWERLINE HARDWARE CO. | P8808 | Y | POWERLINE HARDWARE CO. , P8808 |  |  | 1.25 | 2022-09-23 09:22 | Anjanece |  | 0 | N | N
STEEL CITY | SC8808BG | Y | STEEL CITY , SC8808BG | JEA OVERHEAD DISTRIBUTION | CSC Stores | 0.69 | 2001-12-11 09:55 | Anjanece | 50 | 0 | N | N
STEEL CITY | SC8808BG | Y | STEEL CITY , SC8808BG |  |  | 0.7 | 2001-12-11 09:55 | Anjanece | 50 | 0 | N | N
STEEL CITY | SC8808BG | Y | STEEL CITY , SC8808BG |  |  | 0.71 | 2001-12-11 09:55 | Anjanece | 50 | 0 | N | N
STEEL CITY | SC8808BG | Y | STEEL CITY , SC8808BG |  |  | 0.85 | 2001-12-11 09:55 | Anjanece | 50 | 0 | N | N
STEEL CITY | SC8808BG | Y | STEEL CITY , SC8808BG |  |  | 0.89 | 2001-12-11 09:55 | Anjanece | 50 | 0 | N | N
STEEL CITY | SC8808BG | Y | STEEL CITY , SC8808BG |  |  | 0.96 | 2001-12-11 09:55 | Anjanece | 50 | 0 | N | N
STEEL CITY | SC8808BG | Y | STEEL CITY , SC8808BG |  |  | 0.97 | 2001-12-11 09:55 | Anjanece | 50 | 0 | N | N
STEEL CITY | SC8808BG | Y | STEEL CITY , SC8808BG |  |  | 0.98 | 2001-12-11 09:55 | Anjanece | 50 | 0 | N | N
STEEL CITY | SC8808BG | Y | STEEL CITY , SC8808BG |  |  | 1.08 | 2001-12-11 09:55 | Anjanece | 50 | 0 | N | N
STEEL CITY | SC8808BG | Y | STEEL CITY , SC8808BG |  |  | 1.18 | 2001-12-11 09:55 | Anjanece | 50 | 0 | N | N
STEEL CITY | SC8808BG | Y | STEEL CITY , SC8808BG |  |  | 1.19 | 2001-12-11 09:55 | Anjanece | 50 | 0 | N | N
STEEL CITY | SC8808BG | Y | STEEL CITY , SC8808BG |  |  | 1.2 | 2001-12-11 09:55 | Anjanece | 50 | 0 | N | N
STEEL CITY | SC8808BG | Y | STEEL CITY , SC8808BG |  |  | 1.23 | 2001-12-11 09:55 | Anjanece | 50 | 0 | N | N
STEEL CITY | SC8808BG | Y | STEEL CITY , SC8808BG |  | Storm Stores | 0 | 2022-09-23 09:22 | Anjanece |  | 0 | N | N
STEEL CITY | SC8808BG | Y | STEEL CITY , SC8808BG |  |  | 1.22 | 2022-09-23 09:22 | Anjanece |  | 0 | N | N
STEEL CITY | SC8808BG | Y | STEEL CITY , SC8808BG |  |  | 1.24 | 2022-09-23 09:22 | Anjanece |  | 0 | N | N
STEEL CITY | SC8808BG | Y | STEEL CITY , SC8808BG |  |  | 1.25 | 2022-09-23 09:22 | Anjanece |  | 0 | N | N
THREADED FASTENERS INC. | TF8808 | Y | THREADED FASTENERS INC. , TF8808 | JEA OVERHEAD DISTRIBUTION | CSC Stores | 0.69 | 2001-12-11 09:55 | Anjanece | 50 | 0 | N | N
THREADED FASTENERS INC. | TF8808 | Y | THREADED FASTENERS INC. , TF8808 |  |  | 0.7 | 2001-12-11 09:55 | Anjanece | 50 | 0 | N | N
THREADED FASTENERS INC. | TF8808 | Y | THREADED FASTENERS INC. , TF8808 |  |  | 0.71 | 2001-12-11 09:55 | Anjanece | 50 | 0 | N | N
THREADED FASTENERS INC. | TF8808 | Y | THREADED FASTENERS INC. , TF8808 |  |  | 0.85 | 2001-12-11 09:55 | Anjanece | 50 | 0 | N | N
THREADED FASTENERS INC. | TF8808 | Y | THREADED FASTENERS INC. , TF8808 |  |  | 0.89 | 2001-12-11 09:55 | Anjanece | 50 | 0 | N | N
THREADED FASTENERS INC. | TF8808 | Y | THREADED FASTENERS INC. , TF8808 |  |  | 0.96 | 2001-12-11 09:55 | Anjanece | 50 | 0 | N | N
THREADED FASTENERS INC. | TF8808 | Y | THREADED FASTENERS INC. , TF8808 |  |  | 0.97 | 2001-12-11 09:55 | Anjanece | 50 | 0 | N | N
THREADED FASTENERS INC. | TF8808 | Y | THREADED FASTENERS INC. , TF8808 |  |  | 0.98 | 2001-12-11 09:55 | Anjanece | 50 | 0 | N | N
THREADED FASTENERS INC. | TF8808 | Y | THREADED FASTENERS INC. , TF8808 |  |  | 1.08 | 2001-12-11 09:55 | Anjanece | 50 | 0 | N | N
THREADED FASTENERS INC. | TF8808 | Y | THREADED FASTENERS INC. , TF8808 |  |  | 1.18 | 2001-12-11 09:55 | Anjanece | 50 | 0 | N | N
THREADED FASTENERS INC. | TF8808 | Y | THREADED FASTENERS INC. , TF8808 |  |  | 1.19 | 2001-12-11 09:55 | Anjanece | 50 | 0 | N | N
THREADED FASTENERS INC. | TF8808 | Y | THREADED FASTENERS INC. , TF8808 |  |  | 1.2 | 2001-12-11 09:55 | Anjanece | 50 | 0 | N | N
THREADED FASTENERS INC. | TF8808 | Y | THREADED FASTENERS INC. , TF8808 |  |  | 1.23 | 2001-12-11 09:55 | Anjanece | 50 | 0 | N | N
THREADED FASTENERS INC. | TF8808 | Y | THREADED FASTENERS INC. , TF8808 |  | Storm Stores | 0 | 2022-09-23 09:22 | Anjanece |  | 0 | N | N
THREADED FASTENERS INC. | TF8808 | Y | THREADED FASTENERS INC. , TF8808 |  |  | 1.22 | 2022-09-23 09:22 | Anjanece |  | 0 | N | N
THREADED FASTENERS INC. | TF8808 | Y | THREADED FASTENERS INC. , TF8808 |  |  | 1.24 | 2022-09-23 09:22 | Anjanece |  | 0 | N | N
THREADED FASTENERS INC. | TF8808 | Y | THREADED FASTENERS INC. , TF8808 |  |  | 1.25 | 2022-09-23 09:22 | Anjanece |  | 0 | N | N
ALLIED BOLT, INC. | 8222 | Y | ALLIED BOLT, INC. , 8222 | JEA GENERATION | CSC Stores | 0.7 | 2001-12-11 09:55 | Anjanece | 50 | 0 | N | N
ALLIED BOLT, INC. | 8222 | Y | ALLIED BOLT, INC. , 8222 |  |  | 0.71 | 2001-12-11 09:55 | Anjanece | 50 | 0 | N | N
ALLIED BOLT, INC. | 8222 | Y | ALLIED BOLT, INC. , 8222 |  |  | 0.73 | 2001-12-11 09:55 | Anjanece | 50 | 0 | N | N
ALLIED BOLT, INC. | 8222 | Y | ALLIED BOLT, INC. , 8222 |  |  | 0.74 | 2001-12-11 09:55 | Anjanece | 50 | 0 | N | N
ALLIED BOLT, INC. | 8222 | Y | ALLIED BOLT, INC. , 8222 |  |  | 0.92 | 2001-12-11 09:55 | Anjanece | 50 | 0 | N | N
ALLIED BOLT, INC. | 8222 | Y | ALLIED BOLT, INC. , 8222 |  |  | 0.93 | 2001-12-11 09:55 | Anjanece | 50 | 0 | N | N
ALLIED BOLT, INC. | 8222 | Y | ALLIED BOLT, INC. , 8222 |  |  | 0.95 | 2001-12-11 09:55 | Anjanece | 50 | 0 | N | N
ALLIED BOLT, INC. | 8222 | Y | ALLIED BOLT, INC. , 8222 |  |  | 0.96 | 2001-12-11 09:55 | Anjanece | 50 | 0 | N | N
ALLIED BOLT, INC. | 8222 | Y | ALLIED BOLT, INC. , 8222 |  |  | 1.06 | 2001-12-11 09:55 | Anjanece | 50 | 0 | N | N
ALLIED BOLT, INC. | 8222 | Y | ALLIED BOLT, INC. , 8222 |  |  | 1.14 | 2001-12-11 09:55 | Anjanece | 50 | 0 | N | N
ALLIED BOLT, INC. | 8222 | Y | ALLIED BOLT, INC. , 8222 |  |  | 1.25 | 2001-12-11 09:55 | Anjanece | 50 | 0 | N | N
ALLIED BOLT, INC. | 8222 | Y | ALLIED BOLT, INC. , 8222 |  |  | 1.26 | 2001-12-11 09:55 | Anjanece | 50 | 0 | N | N
ALLIED BOLT, INC. | 8222 | Y | ALLIED BOLT, INC. , 8222 |  |  | 1.34 | 2001-12-11 09:55 | Anjanece | 50 | 0 | N | N
ALLIED BOLT, INC. | 8222 | Y | ALLIED BOLT, INC. , 8222 |  |  | 1.49 | 2001-12-11 09:55 | Anjanece | 50 | 0 | N | N
ALLIED BOLT, INC. | 8222 | Y | ALLIED BOLT, INC. , 8222 |  |  | 1.52 | 2001-12-11 09:55 | Anjanece | 50 | 0 | N | N
ALUMA-FORM | AF8810 | Y | ALUMA-FORM , AF8810 | JEA GENERATION | CSC Stores | 0.7 | 2001-12-11 09:55 | Anjanece | 50 | 0 | N | N
ALUMA-FORM | AF8810 | Y | ALUMA-FORM , AF8810 |  |  | 0.71 | 2001-12-11 09:55 | Anjanece | 50 | 0 | N | N
ALUMA-FORM | AF8810 | Y | ALUMA-FORM , AF8810 |  |  | 0.73 | 2001-12-11 09:55 | Anjanece | 50 | 0 | N | N
ALUMA-FORM | AF8810 | Y | ALUMA-FORM , AF8810 |  |  | 0.74 | 2001-12-11 09:55 | Anjanece | 50 | 0 | N | N
ALUMA-FORM | AF8810 | Y | ALUMA-FORM , AF8810 |  |  | 0.92 | 2001-12-11 09:55 | Anjanece | 50 | 0 | N | N
ALUMA-FORM | AF8810 | Y | ALUMA-FORM , AF8810 |  |  | 0.93 | 2001-12-11 09:55 | Anjanece | 50 | 0 | N | N
ALUMA-FORM | AF8810 | Y | ALUMA-FORM , AF8810 |  |  | 0.95 | 2001-12-11 09:55 | Anjanece | 50 | 0 | N | N
ALUMA-FORM | AF8810 | Y | ALUMA-FORM , AF8810 |  |  | 0.96 | 2001-12-11 09:55 | Anjanece | 50 | 0 | N | N
ALUMA-FORM | AF8810 | Y | ALUMA-FORM , AF8810 |  |  | 1.06 | 2001-12-11 09:55 | Anjanece | 50 | 0 | N | N
ALUMA-FORM | AF8810 | Y | ALUMA-FORM , AF8810 |  |  | 1.14 | 2001-12-11 09:55 | Anjanece | 50 | 0 | N | N
ALUMA-FORM | AF8810 | Y | ALUMA-FORM , AF8810 |  |  | 1.25 | 2001-12-11 09:55 | Anjanece | 50 | 0 | N | N
ALUMA-FORM | AF8810 | Y | ALUMA-FORM , AF8810 |  |  | 1.26 | 2001-12-11 09:55 | Anjanece | 50 | 0 | N | N
ALUMA-FORM | AF8810 | Y | ALUMA-FORM , AF8810 |  |  | 1.34 | 2001-12-11 09:55 | Anjanece | 50 | 0 | N | N
ALUMA-FORM | AF8810 | Y | ALUMA-FORM , AF8810 |  |  | 1.49 | 2001-12-11 09:55 | Anjanece | 50 | 0 | N | N
ALUMA-FORM | AF8810 | Y | ALUMA-FORM , AF8810 |  |  | 1.52 | 2001-12-11 09:55 | Anjanece | 50 | 0 | N | N
CHANCE | 8810 | Y | CHANCE , 8810 | JEA GENERATION | CSC Stores | 0.7 | 2001-12-11 09:55 | Anjanece | 50 | 0 | N | N
CHANCE | 8810 | Y | CHANCE , 8810 |  |  | 0.71 | 2001-12-11 09:55 | Anjanece | 50 | 0 | N | N
CHANCE | 8810 | Y | CHANCE , 8810 |  |  | 0.73 | 2001-12-11 09:55 | Anjanece | 50 | 0 | N | N
CHANCE | 8810 | Y | CHANCE , 8810 |  |  | 0.74 | 2001-12-11 09:55 | Anjanece | 50 | 0 | N | N
CHANCE | 8810 | Y | CHANCE , 8810 |  |  | 0.92 | 2001-12-11 09:55 | Anjanece | 50 | 0 | N | N
CHANCE | 8810 | Y | CHANCE , 8810 |  |  | 0.93 | 2001-12-11 09:55 | Anjanece | 50 | 0 | N | N
CHANCE | 8810 | Y | CHANCE , 8810 |  |  | 0.95 | 2001-12-11 09:55 | Anjanece | 50 | 0 | N | N
CHANCE | 8810 | Y | CHANCE , 8810 |  |  | 0.96 | 2001-12-11 09:55 | Anjanece | 50 | 0 | N | N
CHANCE | 8810 | Y | CHANCE , 8810 |  |  | 1.06 | 2001-12-11 09:55 | Anjanece | 50 | 0 | N | N
CHANCE | 8810 | Y | CHANCE , 8810 |  |  | 1.14 | 2001-12-11 09:55 | Anjanece | 50 | 0 | N | N
CHANCE | 8810 | Y | CHANCE , 8810 |  |  | 1.25 | 2001-12-11 09:55 | Anjanece | 50 | 0 | N | N
CHANCE | 8810 | Y | CHANCE , 8810 |  |  | 1.26 | 2001-12-11 09:55 | Anjanece | 50 | 0 | N | N
CHANCE | 8810 | Y | CHANCE , 8810 |  |  | 1.34 | 2001-12-11 09:55 | Anjanece | 50 | 0 | N | N
CHANCE | 8810 | Y | CHANCE , 8810 |  |  | 1.49 | 2001-12-11 09:55 | Anjanece | 50 | 0 | N | N
CHANCE | 8810 | Y | CHANCE , 8810 |  |  | 1.52 | 2001-12-11 09:55 | Anjanece | 50 | 0 | N | N
DIXIE ELECTRIC | D8810 | Y | DIXIE ELECTRIC , D8810 | JEA GENERATION | CSC Stores | 0.7 | 2001-12-11 09:55 | Anjanece | 50 | 0 | N | N
DIXIE ELECTRIC | D8810 | Y | DIXIE ELECTRIC , D8810 |  |  | 0.71 | 2001-12-11 09:55 | Anjanece | 50 | 0 | N | N
DIXIE ELECTRIC | D8810 | Y | DIXIE ELECTRIC , D8810 |  |  | 0.73 | 2001-12-11 09:55 | Anjanece | 50 | 0 | N | N
DIXIE ELECTRIC | D8810 | Y | DIXIE ELECTRIC , D8810 |  |  | 0.74 | 2001-12-11 09:55 | Anjanece | 50 | 0 | N | N
DIXIE ELECTRIC | D8810 | Y | DIXIE ELECTRIC , D8810 |  |  | 0.92 | 2001-12-11 09:55 | Anjanece | 50 | 0 | N | N
DIXIE ELECTRIC | D8810 | Y | DIXIE ELECTRIC , D8810 |  |  | 0.93 | 2001-12-11 09:55 | Anjanece | 50 | 0 | N | N
DIXIE ELECTRIC | D8810 | Y | DIXIE ELECTRIC , D8810 |  |  | 0.95 | 2001-12-11 09:55 | Anjanece | 50 | 0 | N | N
DIXIE ELECTRIC | D8810 | Y | DIXIE ELECTRIC , D8810 |  |  | 0.96 | 2001-12-11 09:55 | Anjanece | 50 | 0 | N | N
DIXIE ELECTRIC | D8810 | Y | DIXIE ELECTRIC , D8810 |  |  | 1.06 | 2001-12-11 09:55 | Anjanece | 50 | 0 | N | N
DIXIE ELECTRIC | D8810 | Y | DIXIE ELECTRIC , D8810 |  |  | 1.14 | 2001-12-11 09:55 | Anjanece | 50 | 0 | N | N
DIXIE ELECTRIC | D8810 | Y | DIXIE ELECTRIC , D8810 |  |  | 1.25 | 2001-12-11 09:55 | Anjanece | 50 | 0 | N | N
DIXIE ELECTRIC | D8810 | Y | DIXIE ELECTRIC , D8810 |  |  | 1.26 | 2001-12-11 09:55 | Anjanece | 50 | 0 | N | N
DIXIE ELECTRIC | D8810 | Y | DIXIE ELECTRIC , D8810 |  |  | 1.34 | 2001-12-11 09:55 | Anjanece | 50 | 0 | N | N
DIXIE ELECTRIC | D8810 | Y | DIXIE ELECTRIC , D8810 |  |  | 1.49 | 2001-12-11 09:55 | Anjanece | 50 | 0 | N | N
DIXIE ELECTRIC | D8810 | Y | DIXIE ELECTRIC , D8810 |  |  | 1.52 | 2001-12-11 09:55 | Anjanece | 50 | 0 | N | N
FLORIDA WIRE AND CABLE | FW8810 | Y | FLORIDA WIRE AND CABLE , FW8810 | JEA GENERATION | CSC Stores | 0.7 | 2001-12-11 09:55 | Anjanece | 50 | 0 | N | N
FLORIDA WIRE AND CABLE | FW8810 | Y | FLORIDA WIRE AND CABLE , FW8810 |  |  | 0.71 | 2001-12-11 09:55 | Anjanece | 50 | 0 | N | N
FLORIDA WIRE AND CABLE | FW8810 | Y | FLORIDA WIRE AND CABLE , FW8810 |  |  | 0.73 | 2001-12-11 09:55 | Anjanece | 50 | 0 | N | N
FLORIDA WIRE AND CABLE | FW8810 | Y | FLORIDA WIRE AND CABLE , FW8810 |  |  | 0.74 | 2001-12-11 09:55 | Anjanece | 50 | 0 | N | N
FLORIDA WIRE AND CABLE | FW8810 | Y | FLORIDA WIRE AND CABLE , FW8810 |  |  | 0.92 | 2001-12-11 09:55 | Anjanece | 50 | 0 | N | N
FLORIDA WIRE AND CABLE | FW8810 | Y | FLORIDA WIRE AND CABLE , FW8810 |  |  | 0.93 | 2001-12-11 09:55 | Anjanece | 50 | 0 | N | N
FLORIDA WIRE AND CABLE | FW8810 | Y | FLORIDA WIRE AND CABLE , FW8810 |  |  | 0.95 | 2001-12-11 09:55 | Anjanece | 50 | 0 | N | N
FLORIDA WIRE AND CABLE | FW8810 | Y | FLORIDA WIRE AND CABLE , FW8810 |  |  | 0.96 | 2001-12-11 09:55 | Anjanece | 50 | 0 | N | N
FLORIDA WIRE AND CABLE | FW8810 | Y | FLORIDA WIRE AND CABLE , FW8810 |  |  | 1.06 | 2001-12-11 09:55 | Anjanece | 50 | 0 | N | N
FLORIDA WIRE AND CABLE | FW8810 | Y | FLORIDA WIRE AND CABLE , FW8810 |  |  | 1.14 | 2001-12-11 09:55 | Anjanece | 50 | 0 | N | N
FLORIDA WIRE AND CABLE | FW8810 | Y | FLORIDA WIRE AND CABLE , FW8810 |  |  | 1.25 | 2001-12-11 09:55 | Anjanece | 50 | 0 | N | N
FLORIDA WIRE AND CABLE | FW8810 | Y | FLORIDA WIRE AND CABLE , FW8810 |  |  | 1.26 | 2001-12-11 09:55 | Anjanece | 50 | 0 | N | N
FLORIDA WIRE AND CABLE | FW8810 | Y | FLORIDA WIRE AND CABLE , FW8810 |  |  | 1.34 | 2001-12-11 09:55 | Anjanece | 50 | 0 | N | N
FLORIDA WIRE AND CABLE | FW8810 | Y | FLORIDA WIRE AND CABLE , FW8810 |  |  | 1.49 | 2001-12-11 09:55 | Anjanece | 50 | 0 | N | N
FLORIDA WIRE AND CABLE | FW8810 | Y | FLORIDA WIRE AND CABLE , FW8810 |  |  | 1.52 | 2001-12-11 09:55 | Anjanece | 50 | 0 | N | N
HUGHES | B610-4 | Y | HUGHES , B610-4 | JEA GENERATION | CSC Stores | 0.7 | 2001-12-11 09:55 | Anjanece | 50 | 0 | N | N
HUGHES | B610-4 | Y | HUGHES , B610-4 |  |  | 0.71 | 2001-12-11 09:55 | Anjanece | 50 | 0 | N | N
HUGHES | B610-4 | Y | HUGHES , B610-4 |  |  | 0.73 | 2001-12-11 09:55 | Anjanece | 50 | 0 | N | N
HUGHES | B610-4 | Y | HUGHES , B610-4 |  |  | 0.74 | 2001-12-11 09:55 | Anjanece | 50 | 0 | N | N
HUGHES | B610-4 | Y | HUGHES , B610-4 |  |  | 0.92 | 2001-12-11 09:55 | Anjanece | 50 | 0 | N | N
HUGHES | B610-4 | Y | HUGHES , B610-4 |  |  | 0.93 | 2001-12-11 09:55 | Anjanece | 50 | 0 | N | N
HUGHES | B610-4 | Y | HUGHES , B610-4 |  |  | 0.95 | 2001-12-11 09:55 | Anjanece | 50 | 0 | N | N
HUGHES | B610-4 | Y | HUGHES , B610-4 |  |  | 0.96 | 2001-12-11 09:55 | Anjanece | 50 | 0 | N | N
HUGHES | B610-4 | Y | HUGHES , B610-4 |  |  | 1.06 | 2001-12-11 09:55 | Anjanece | 50 | 0 | N | N
HUGHES | B610-4 | Y | HUGHES , B610-4 |  |  | 1.14 | 2001-12-11 09:55 | Anjanece | 50 | 0 | N | N
HUGHES | B610-4 | Y | HUGHES , B610-4 |  |  | 1.25 | 2001-12-11 09:55 | Anjanece | 50 | 0 | N | N
HUGHES | B610-4 | Y | HUGHES , B610-4 |  |  | 1.26 | 2001-12-11 09:55 | Anjanece | 50 | 0 | N | N
HUGHES | B610-4 | Y | HUGHES , B610-4 |  |  | 1.34 | 2001-12-11 09:55 | Anjanece | 50 | 0 | N | N
HUGHES | B610-4 | Y | HUGHES , B610-4 |  |  | 1.49 | 2001-12-11 09:55 | Anjanece | 50 | 0 | N | N
HUGHES | B610-4 | Y | HUGHES , B610-4 |  |  | 1.52 | 2001-12-11 09:55 | Anjanece | 50 | 0 | N | N
JOSLYN HI-VOLTAGE CORP. | J8810 | Y | JOSLYN HI-VOLTAGE CORP. , J8810 | JEA GENERATION | CSC Stores | 0.7 | 2001-12-11 09:55 | Anjanece | 50 | 0 | N | N
JOSLYN HI-VOLTAGE CORP. | J8810 | Y | JOSLYN HI-VOLTAGE CORP. , J8810 |  |  | 0.71 | 2001-12-11 09:55 | Anjanece | 50 | 0 | N | N
JOSLYN HI-VOLTAGE CORP. | J8810 | Y | JOSLYN HI-VOLTAGE CORP. , J8810 |  |  | 0.73 | 2001-12-11 09:55 | Anjanece | 50 | 0 | N | N
JOSLYN HI-VOLTAGE CORP. | J8810 | Y | JOSLYN HI-VOLTAGE CORP. , J8810 |  |  | 0.74 | 2001-12-11 09:55 | Anjanece | 50 | 0 | N | N
JOSLYN HI-VOLTAGE CORP. | J8810 | Y | JOSLYN HI-VOLTAGE CORP. , J8810 |  |  | 0.92 | 2001-12-11 09:55 | Anjanece | 50 | 0 | N | N
JOSLYN HI-VOLTAGE CORP. | J8810 | Y | JOSLYN HI-VOLTAGE CORP. , J8810 |  |  | 0.93 | 2001-12-11 09:55 | Anjanece | 50 | 0 | N | N
JOSLYN HI-VOLTAGE CORP. | J8810 | Y | JOSLYN HI-VOLTAGE CORP. , J8810 |  |  | 0.95 | 2001-12-11 09:55 | Anjanece | 50 | 0 | N | N
JOSLYN HI-VOLTAGE CORP. | J8810 | Y | JOSLYN HI-VOLTAGE CORP. , J8810 |  |  | 0.96 | 2001-12-11 09:55 | Anjanece | 50 | 0 | N | N
JOSLYN HI-VOLTAGE CORP. | J8810 | Y | JOSLYN HI-VOLTAGE CORP. , J8810 |  |  | 1.06 | 2001-12-11 09:55 | Anjanece | 50 | 0 | N | N
JOSLYN HI-VOLTAGE CORP. | J8810 | Y | JOSLYN HI-VOLTAGE CORP. , J8810 |  |  | 1.14 | 2001-12-11 09:55 | Anjanece | 50 | 0 | N | N
JOSLYN HI-VOLTAGE CORP. | J8810 | Y | JOSLYN HI-VOLTAGE CORP. , J8810 |  |  | 1.25 | 2001-12-11 09:55 | Anjanece | 50 | 0 | N | N
JOSLYN HI-VOLTAGE CORP. | J8810 | Y | JOSLYN HI-VOLTAGE CORP. , J8810 |  |  | 1.26 | 2001-12-11 09:55 | Anjanece | 50 | 0 | N | N
JOSLYN HI-VOLTAGE CORP. | J8810 | Y | JOSLYN HI-VOLTAGE CORP. , J8810 |  |  | 1.34 | 2001-12-11 09:55 | Anjanece | 50 | 0 | N | N
JOSLYN HI-VOLTAGE CORP. | J8810 | Y | JOSLYN HI-VOLTAGE CORP. , J8810 |  |  | 1.49 | 2001-12-11 09:55 | Anjanece | 50 | 0 | N | N
JOSLYN HI-VOLTAGE CORP. | J8810 | Y | JOSLYN HI-VOLTAGE CORP. , J8810 |  |  | 1.52 | 2001-12-11 09:55 | Anjanece | 50 | 0 | N | N
MC GRAW EDISON | DF3B10 | Y | MC GRAW EDISON , DF3B10 | JEA GENERATION | CSC Stores | 0.7 | 2001-12-11 09:55 | Anjanece | 50 | 0 | N | N
MC GRAW EDISON | DF3B10 | Y | MC GRAW EDISON , DF3B10 |  |  | 0.71 | 2001-12-11 09:55 | Anjanece | 50 | 0 | N | N
MC GRAW EDISON | DF3B10 | Y | MC GRAW EDISON , DF3B10 |  |  | 0.73 | 2001-12-11 09:55 | Anjanece | 50 | 0 | N | N
MC GRAW EDISON | DF3B10 | Y | MC GRAW EDISON , DF3B10 |  |  | 0.74 | 2001-12-11 09:55 | Anjanece | 50 | 0 | N | N
MC GRAW EDISON | DF3B10 | Y | MC GRAW EDISON , DF3B10 |  |  | 0.92 | 2001-12-11 09:55 | Anjanece | 50 | 0 | N | N
MC GRAW EDISON | DF3B10 | Y | MC GRAW EDISON , DF3B10 |  |  | 0.93 | 2001-12-11 09:55 | Anjanece | 50 | 0 | N | N
MC GRAW EDISON | DF3B10 | Y | MC GRAW EDISON , DF3B10 |  |  | 0.95 | 2001-12-11 09:55 | Anjanece | 50 | 0 | N | N
MC GRAW EDISON | DF3B10 | Y | MC GRAW EDISON , DF3B10 |  |  | 0.96 | 2001-12-11 09:55 | Anjanece | 50 | 0 | N | N
MC GRAW EDISON | DF3B10 | Y | MC GRAW EDISON , DF3B10 |  |  | 1.06 | 2001-12-11 09:55 | Anjanece | 50 | 0 | N | N
MC GRAW EDISON | DF3B10 | Y | MC GRAW EDISON , DF3B10 |  |  | 1.14 | 2001-12-11 09:55 | Anjanece | 50 | 0 | N | N
MC GRAW EDISON | DF3B10 | Y | MC GRAW EDISON , DF3B10 |  |  | 1.25 | 2001-12-11 09:55 | Anjanece | 50 | 0 | N | N
MC GRAW EDISON | DF3B10 | Y | MC GRAW EDISON , DF3B10 |  |  | 1.26 | 2001-12-11 09:55 | Anjanece | 50 | 0 | N | N
MC GRAW EDISON | DF3B10 | Y | MC GRAW EDISON , DF3B10 |  |  | 1.34 | 2001-12-11 09:55 | Anjanece | 50 | 0 | N | N
MC GRAW EDISON | DF3B10 | Y | MC GRAW EDISON , DF3B10 |  |  | 1.49 | 2001-12-11 09:55 | Anjanece | 50 | 0 | N | N
MC GRAW EDISON | DF3B10 | Y | MC GRAW EDISON , DF3B10 |  |  | 1.52 | 2001-12-11 09:55 | Anjanece | 50 | 0 | N | N
POWERLINE HARDWARE CO. | P8810 | Y | POWERLINE HARDWARE CO. , P8810 | JEA GENERATION | CSC Stores | 0.7 | 2001-12-11 09:55 | Anjanece | 50 | 0 | N | N
POWERLINE HARDWARE CO. | P8810 | Y | POWERLINE HARDWARE CO. , P8810 |  |  | 0.71 | 2001-12-11 09:55 | Anjanece | 50 | 0 | N | N
POWERLINE HARDWARE CO. | P8810 | Y | POWERLINE HARDWARE CO. , P8810 |  |  | 0.73 | 2001-12-11 09:55 | Anjanece | 50 | 0 | N | N
POWERLINE HARDWARE CO. | P8810 | Y | POWERLINE HARDWARE CO. , P8810 |  |  | 0.74 | 2001-12-11 09:55 | Anjanece | 50 | 0 | N | N
POWERLINE HARDWARE CO. | P8810 | Y | POWERLINE HARDWARE CO. , P8810 |  |  | 0.92 | 2001-12-11 09:55 | Anjanece | 50 | 0 | N | N
POWERLINE HARDWARE CO. | P8810 | Y | POWERLINE HARDWARE CO. , P8810 |  |  | 0.93 | 2001-12-11 09:55 | Anjanece | 50 | 0 | N | N
POWERLINE HARDWARE CO. | P8810 | Y | POWERLINE HARDWARE CO. , P8810 |  |  | 0.95 | 2001-12-11 09:55 | Anjanece | 50 | 0 | N | N
POWERLINE HARDWARE CO. | P8810 | Y | POWERLINE HARDWARE CO. , P8810 |  |  | 0.96 | 2001-12-11 09:55 | Anjanece | 50 | 0 | N | N
POWERLINE HARDWARE CO. | P8810 | Y | POWERLINE HARDWARE CO. , P8810 |  |  | 1.06 | 2001-12-11 09:55 | Anjanece | 50 | 0 | N | N
POWERLINE HARDWARE CO. | P8810 | Y | POWERLINE HARDWARE CO. , P8810 |  |  | 1.14 | 2001-12-11 09:55 | Anjanece | 50 | 0 | N | N
POWERLINE HARDWARE CO. | P8810 | Y | POWERLINE HARDWARE CO. , P8810 |  |  | 1.25 | 2001-12-11 09:55 | Anjanece | 50 | 0 | N | N
POWERLINE HARDWARE CO. | P8810 | Y | POWERLINE HARDWARE CO. , P8810 |  |  | 1.26 | 2001-12-11 09:55 | Anjanece | 50 | 0 | N | N
POWERLINE HARDWARE CO. | P8810 | Y | POWERLINE HARDWARE CO. , P8810 |  |  | 1.34 | 2001-12-11 09:55 | Anjanece | 50 | 0 | N | N
POWERLINE HARDWARE CO. | P8810 | Y | POWERLINE HARDWARE CO. , P8810 |  |  | 1.49 | 2001-12-11 09:55 | Anjanece | 50 | 0 | N | N
POWERLINE HARDWARE CO. | P8810 | Y | POWERLINE HARDWARE CO. , P8810 |  |  | 1.52 | 2001-12-11 09:55 | Anjanece | 50 | 0 | N | N
STEEL CITY | SC8810BG | Y | STEEL CITY , SC8810BG | JEA GENERATION | CSC Stores | 0.7 | 2001-12-11 09:55 | Anjanece | 50 | 0 | N | N
STEEL CITY | SC8810BG | Y | STEEL CITY , SC8810BG |  |  | 0.71 | 2001-12-11 09:55 | Anjanece | 50 | 0 | N | N
STEEL CITY | SC8810BG | Y | STEEL CITY , SC8810BG |  |  | 0.73 | 2001-12-11 09:55 | Anjanece | 50 | 0 | N | N
STEEL CITY | SC8810BG | Y | STEEL CITY , SC8810BG |  |  | 0.74 | 2001-12-11 09:55 | Anjanece | 50 | 0 | N | N
STEEL CITY | SC8810BG | Y | STEEL CITY , SC8810BG |  |  | 0.92 | 2001-12-11 09:55 | Anjanece | 50 | 0 | N | N
STEEL CITY | SC8810BG | Y | STEEL CITY , SC8810BG |  |  | 0.93 | 2001-12-11 09:55 | Anjanece | 50 | 0 | N | N
STEEL CITY | SC8810BG | Y | STEEL CITY , SC8810BG |  |  | 0.95 | 2001-12-11 09:55 | Anjanece | 50 | 0 | N | N
STEEL CITY | SC8810BG | Y | STEEL CITY , SC8810BG |  |  | 0.96 | 2001-12-11 09:55 | Anjanece | 50 | 0 | N | N
STEEL CITY | SC8810BG | Y | STEEL CITY , SC8810BG |  |  | 1.06 | 2001-12-11 09:55 | Anjanece | 50 | 0 | N | N
STEEL CITY | SC8810BG | Y | STEEL CITY , SC8810BG |  |  | 1.14 | 2001-12-11 09:55 | Anjanece | 50 | 0 | N | N
STEEL CITY | SC8810BG | Y | STEEL CITY , SC8810BG |  |  | 1.25 | 2001-12-11 09:55 | Anjanece | 50 | 0 | N | N
STEEL CITY | SC8810BG | Y | STEEL CITY , SC8810BG |  |  | 1.26 | 2001-12-11 09:55 | Anjanece | 50 | 0 | N | N
STEEL CITY | SC8810BG | Y | STEEL CITY , SC8810BG |  |  | 1.34 | 2001-12-11 09:55 | Anjanece | 50 | 0 | N | N
STEEL CITY | SC8810BG | Y | STEEL CITY , SC8810BG |  |  | 1.49 | 2001-12-11 09:55 | Anjanece | 50 | 0 | N | N
STEEL CITY | SC8810BG | Y | STEEL CITY , SC8810BG |  |  | 1.52 | 2001-12-11 09:55 | Anjanece | 50 | 0 | N | N
THREADED FASTENERS INC. | TF8810 | Y | THREADED FASTENERS INC. , TF8810 | JEA GENERATION | CSC Stores | 0.7 | 2001-12-11 09:55 | Anjanece | 50 | 0 | N | N
THREADED FASTENERS INC. | TF8810 | Y | THREADED FASTENERS INC. , TF8810 |  |  | 0.71 | 2001-12-11 09:55 | Anjanece | 50 | 0 | N | N
THREADED FASTENERS INC. | TF8810 | Y | THREADED FASTENERS INC. , TF8810 |  |  | 0.73 | 2001-12-11 09:55 | Anjanece | 50 | 0 | N | N
THREADED FASTENERS INC. | TF8810 | Y | THREADED FASTENERS INC. , TF8810 |  |  | 0.74 | 2001-12-11 09:55 | Anjanece | 50 | 0 | N | N
THREADED FASTENERS INC. | TF8810 | Y | THREADED FASTENERS INC. , TF8810 |  |  | 0.92 | 2001-12-11 09:55 | Anjanece | 50 | 0 | N | N
THREADED FASTENERS INC. | TF8810 | Y | THREADED FASTENERS INC. , TF8810 |  |  | 0.93 | 2001-12-11 09:55 | Anjanece | 50 | 0 | N | N
THREADED FASTENERS INC. | TF8810 | Y | THREADED FASTENERS INC. , TF8810 |  |  | 0.95 | 2001-12-11 09:55 | Anjanece | 50 | 0 | N | N
THREADED FASTENERS INC. | TF8810 | Y | THREADED FASTENERS INC. , TF8810 |  |  | 0.96 | 2001-12-11 09:55 | Anjanece | 50 | 0 | N | N
THREADED FASTENERS INC. | TF8810 | Y | THREADED FASTENERS INC. , TF8810 |  |  | 1.06 | 2001-12-11 09:55 | Anjanece | 50 | 0 | N | N
THREADED FASTENERS INC. | TF8810 | Y | THREADED FASTENERS INC. , TF8810 |  |  | 1.14 | 2001-12-11 09:55 | Anjanece | 50 | 0 | N | N
THREADED FASTENERS INC. | TF8810 | Y | THREADED FASTENERS INC. , TF8810 |  |  | 1.25 | 2001-12-11 09:55 | Anjanece | 50 | 0 | N | N
THREADED FASTENERS INC. | TF8810 | Y | THREADED FASTENERS INC. , TF8810 |  |  | 1.26 | 2001-12-11 09:55 | Anjanece | 50 | 0 | N | N
THREADED FASTENERS INC. | TF8810 | Y | THREADED FASTENERS INC. , TF8810 |  |  | 1.34 | 2001-12-11 09:55 | Anjanece | 50 | 0 | N | N
THREADED FASTENERS INC. | TF8810 | Y | THREADED FASTENERS INC. , TF8810 |  |  | 1.49 | 2001-12-11 09:55 | Anjanece | 50 | 0 | N | N
THREADED FASTENERS INC. | TF8810 | Y | THREADED FASTENERS INC. , TF8810 |  |  | 1.52 | 2001-12-11 09:55 | Anjanece | 50 | 0 | N | N
ALLIED BOLT, INC. | 8224 | Y | ALLIED BOLT, INC. , 8224 | JEA OVERHEAD DISTRIBUTION | CSC Stores | 0.79 | 2001-12-11 09:56 | Anjanece | 30 | 0 | N | N
ALLIED BOLT, INC. | 8224 | Y | ALLIED BOLT, INC. , 8224 |  |  | 0.8 | 2001-12-11 09:56 | Anjanece | 30 | 0 | N | N
ALLIED BOLT, INC. | 8224 | Y | ALLIED BOLT, INC. , 8224 |  |  | 0.81 | 2001-12-11 09:56 | Anjanece | 30 | 0 | N | N
ALLIED BOLT, INC. | 8224 | Y | ALLIED BOLT, INC. , 8224 |  |  | 0.82 | 2001-12-11 09:56 | Anjanece | 30 | 0 | N | N
ALLIED BOLT, INC. | 8224 | Y | ALLIED BOLT, INC. , 8224 |  |  | 0.83 | 2001-12-11 09:56 | Anjanece | 30 | 0 | N | N
ALLIED BOLT, INC. | 8224 | Y | ALLIED BOLT, INC. , 8224 |  |  | 0.9 | 2001-12-11 09:56 | Anjanece | 30 | 0 | N | N
ALLIED BOLT, INC. | 8224 | Y | ALLIED BOLT, INC. , 8224 |  |  | 1.03 | 2001-12-11 09:56 | Anjanece | 30 | 0 | N | N
ALLIED BOLT, INC. | 8224 | Y | ALLIED BOLT, INC. , 8224 |  |  | 1.05 | 2001-12-11 09:56 | Anjanece | 30 | 0 | N | N
ALLIED BOLT, INC. | 8224 | Y | ALLIED BOLT, INC. , 8224 |  |  | 1.08 | 2001-12-11 09:56 | Anjanece | 30 | 0 | N | N
ALLIED BOLT, INC. | 8224 | Y | ALLIED BOLT, INC. , 8224 |  |  | 1.17 | 2001-12-11 09:56 | Anjanece | 30 | 0 | N | N
ALLIED BOLT, INC. | 8224 | Y | ALLIED BOLT, INC. , 8224 |  |  | 1.19 | 2001-12-11 09:56 | Anjanece | 30 | 0 | N | N
ALLIED BOLT, INC. | 8224 | Y | ALLIED BOLT, INC. , 8224 |  |  | 1.27 | 2001-12-11 09:56 | Anjanece | 30 | 0 | N | N
ALLIED BOLT, INC. | 8224 | Y | ALLIED BOLT, INC. , 8224 |  |  | 1.29 | 2001-12-11 09:56 | Anjanece | 30 | 0 | N | N
ALLIED BOLT, INC. | 8224 | Y | ALLIED BOLT, INC. , 8224 |  |  | 1.3 | 2001-12-11 09:56 | Anjanece | 30 | 0 | N | N
ALLIED BOLT, INC. | 8224 | Y | ALLIED BOLT, INC. , 8224 |  |  | 1.41 | 2001-12-11 09:56 | Anjanece | 30 | 0 | N | N
ALLIED BOLT, INC. | 8224 | Y | ALLIED BOLT, INC. , 8224 |  |  | 1.43 | 2001-12-11 09:56 | Anjanece | 30 | 0 | N | N
ALLIED BOLT, INC. | 8224 | Y | ALLIED BOLT, INC. , 8224 |  |  | 1.46 | 2001-12-11 09:56 | Anjanece | 30 | 0 | N | N
ALLIED BOLT, INC. | 8224 | Y | ALLIED BOLT, INC. , 8224 |  |  | 1.5 | 2001-12-11 09:56 | Anjanece | 30 | 0 | N | N
ALLIED BOLT, INC. | 8224 | Y | ALLIED BOLT, INC. , 8224 |  |  | 1.52 | 2001-12-11 09:56 | Anjanece | 30 | 0 | N | N
ALLIED BOLT, INC. | 8224 | Y | ALLIED BOLT, INC. , 8224 |  |  | 1.66 | 2001-12-11 09:56 | Anjanece | 30 | 0 | N | N
ALUMA-FORM | AF8812 | Y | ALUMA-FORM , AF8812 | JEA OVERHEAD DISTRIBUTION | CSC Stores | 0.79 | 2001-12-11 09:56 | Anjanece | 30 | 0 | N | N
ALUMA-FORM | AF8812 | Y | ALUMA-FORM , AF8812 |  |  | 0.8 | 2001-12-11 09:56 | Anjanece | 30 | 0 | N | N
ALUMA-FORM | AF8812 | Y | ALUMA-FORM , AF8812 |  |  | 0.81 | 2001-12-11 09:56 | Anjanece | 30 | 0 | N | N
ALUMA-FORM | AF8812 | Y | ALUMA-FORM , AF8812 |  |  | 0.82 | 2001-12-11 09:56 | Anjanece | 30 | 0 | N | N
ALUMA-FORM | AF8812 | Y | ALUMA-FORM , AF8812 |  |  | 0.83 | 2001-12-11 09:56 | Anjanece | 30 | 0 | N | N
ALUMA-FORM | AF8812 | Y | ALUMA-FORM , AF8812 |  |  | 0.9 | 2001-12-11 09:56 | Anjanece | 30 | 0 | N | N
ALUMA-FORM | AF8812 | Y | ALUMA-FORM , AF8812 |  |  | 1.03 | 2001-12-11 09:56 | Anjanece | 30 | 0 | N | N
ALUMA-FORM | AF8812 | Y | ALUMA-FORM , AF8812 |  |  | 1.05 | 2001-12-11 09:56 | Anjanece | 30 | 0 | N | N
ALUMA-FORM | AF8812 | Y | ALUMA-FORM , AF8812 |  |  | 1.08 | 2001-12-11 09:56 | Anjanece | 30 | 0 | N | N
ALUMA-FORM | AF8812 | Y | ALUMA-FORM , AF8812 |  |  | 1.17 | 2001-12-11 09:56 | Anjanece | 30 | 0 | N | N
ALUMA-FORM | AF8812 | Y | ALUMA-FORM , AF8812 |  |  | 1.19 | 2001-12-11 09:56 | Anjanece | 30 | 0 | N | N
ALUMA-FORM | AF8812 | Y | ALUMA-FORM , AF8812 |  |  | 1.27 | 2001-12-11 09:56 | Anjanece | 30 | 0 | N | N
ALUMA-FORM | AF8812 | Y | ALUMA-FORM , AF8812 |  |  | 1.29 | 2001-12-11 09:56 | Anjanece | 30 | 0 | N | N
ALUMA-FORM | AF8812 | Y | ALUMA-FORM , AF8812 |  |  | 1.3 | 2001-12-11 09:56 | Anjanece | 30 | 0 | N | N
ALUMA-FORM | AF8812 | Y | ALUMA-FORM , AF8812 |  |  | 1.41 | 2001-12-11 09:56 | Anjanece | 30 | 0 | N | N
ALUMA-FORM | AF8812 | Y | ALUMA-FORM , AF8812 |  |  | 1.43 | 2001-12-11 09:56 | Anjanece | 30 | 0 | N | N
ALUMA-FORM | AF8812 | Y | ALUMA-FORM , AF8812 |  |  | 1.46 | 2001-12-11 09:56 | Anjanece | 30 | 0 | N | N
ALUMA-FORM | AF8812 | Y | ALUMA-FORM , AF8812 |  |  | 1.5 | 2001-12-11 09:56 | Anjanece | 30 | 0 | N | N
ALUMA-FORM | AF8812 | Y | ALUMA-FORM , AF8812 |  |  | 1.52 | 2001-12-11 09:56 | Anjanece | 30 | 0 | N | N
ALUMA-FORM | AF8812 | Y | ALUMA-FORM , AF8812 |  |  | 1.66 | 2001-12-11 09:56 | Anjanece | 30 | 0 | N | N
CHANCE | 8812 | Y | CHANCE , 8812 | JEA OVERHEAD DISTRIBUTION | CSC Stores | 0.79 | 2001-12-11 09:56 | Anjanece | 30 | 0 | N | N
CHANCE | 8812 | Y | CHANCE , 8812 |  |  | 0.8 | 2001-12-11 09:56 | Anjanece | 30 | 0 | N | N
CHANCE | 8812 | Y | CHANCE , 8812 |  |  | 0.81 | 2001-12-11 09:56 | Anjanece | 30 | 0 | N | N
CHANCE | 8812 | Y | CHANCE , 8812 |  |  | 0.82 | 2001-12-11 09:56 | Anjanece | 30 | 0 | N | N
CHANCE | 8812 | Y | CHANCE , 8812 |  |  | 0.83 | 2001-12-11 09:56 | Anjanece | 30 | 0 | N | N
CHANCE | 8812 | Y | CHANCE , 8812 |  |  | 0.9 | 2001-12-11 09:56 | Anjanece | 30 | 0 | N | N
CHANCE | 8812 | Y | CHANCE , 8812 |  |  | 1.03 | 2001-12-11 09:56 | Anjanece | 30 | 0 | N | N
CHANCE | 8812 | Y | CHANCE , 8812 |  |  | 1.05 | 2001-12-11 09:56 | Anjanece | 30 | 0 | N | N
CHANCE | 8812 | Y | CHANCE , 8812 |  |  | 1.08 | 2001-12-11 09:56 | Anjanece | 30 | 0 | N | N
CHANCE | 8812 | Y | CHANCE , 8812 |  |  | 1.17 | 2001-12-11 09:56 | Anjanece | 30 | 0 | N | N
CHANCE | 8812 | Y | CHANCE , 8812 |  |  | 1.19 | 2001-12-11 09:56 | Anjanece | 30 | 0 | N | N
CHANCE | 8812 | Y | CHANCE , 8812 |  |  | 1.27 | 2001-12-11 09:56 | Anjanece | 30 | 0 | N | N
CHANCE | 8812 | Y | CHANCE , 8812 |  |  | 1.29 | 2001-12-11 09:56 | Anjanece | 30 | 0 | N | N
CHANCE | 8812 | Y | CHANCE , 8812 |  |  | 1.3 | 2001-12-11 09:56 | Anjanece | 30 | 0 | N | N
CHANCE | 8812 | Y | CHANCE , 8812 |  |  | 1.41 | 2001-12-11 09:56 | Anjanece | 30 | 0 | N | N
CHANCE | 8812 | Y | CHANCE , 8812 |  |  | 1.43 | 2001-12-11 09:56 | Anjanece | 30 | 0 | N | N
CHANCE | 8812 | Y | CHANCE , 8812 |  |  | 1.46 | 2001-12-11 09:56 | Anjanece | 30 | 0 | N | N
CHANCE | 8812 | Y | CHANCE , 8812 |  |  | 1.5 | 2001-12-11 09:56 | Anjanece | 30 | 0 | N | N
CHANCE | 8812 | Y | CHANCE , 8812 |  |  | 1.52 | 2001-12-11 09:56 | Anjanece | 30 | 0 | N | N
CHANCE | 8812 | Y | CHANCE , 8812 |  |  | 1.66 | 2001-12-11 09:56 | Anjanece | 30 | 0 | N | N
DIXIE ELECTRIC | D8812 | Y | DIXIE ELECTRIC , D8812 | JEA OVERHEAD DISTRIBUTION | CSC Stores | 0.79 | 2001-12-11 09:56 | Anjanece | 30 | 0 | N | N
DIXIE ELECTRIC | D8812 | Y | DIXIE ELECTRIC , D8812 |  |  | 0.8 | 2001-12-11 09:56 | Anjanece | 30 | 0 | N | N
DIXIE ELECTRIC | D8812 | Y | DIXIE ELECTRIC , D8812 |  |  | 0.81 | 2001-12-11 09:56 | Anjanece | 30 | 0 | N | N
DIXIE ELECTRIC | D8812 | Y | DIXIE ELECTRIC , D8812 |  |  | 0.82 | 2001-12-11 09:56 | Anjanece | 30 | 0 | N | N
DIXIE ELECTRIC | D8812 | Y | DIXIE ELECTRIC , D8812 |  |  | 0.83 | 2001-12-11 09:56 | Anjanece | 30 | 0 | N | N
DIXIE ELECTRIC | D8812 | Y | DIXIE ELECTRIC , D8812 |  |  | 0.9 | 2001-12-11 09:56 | Anjanece | 30 | 0 | N | N
DIXIE ELECTRIC | D8812 | Y | DIXIE ELECTRIC , D8812 |  |  | 1.03 | 2001-12-11 09:56 | Anjanece | 30 | 0 | N | N
DIXIE ELECTRIC | D8812 | Y | DIXIE ELECTRIC , D8812 |  |  | 1.05 | 2001-12-11 09:56 | Anjanece | 30 | 0 | N | N
DIXIE ELECTRIC | D8812 | Y | DIXIE ELECTRIC , D8812 |  |  | 1.08 | 2001-12-11 09:56 | Anjanece | 30 | 0 | N | N
DIXIE ELECTRIC | D8812 | Y | DIXIE ELECTRIC , D8812 |  |  | 1.17 | 2001-12-11 09:56 | Anjanece | 30 | 0 | N | N
DIXIE ELECTRIC | D8812 | Y | DIXIE ELECTRIC , D8812 |  |  | 1.19 | 2001-12-11 09:56 | Anjanece | 30 | 0 | N | N
DIXIE ELECTRIC | D8812 | Y | DIXIE ELECTRIC , D8812 |  |  | 1.27 | 2001-12-11 09:56 | Anjanece | 30 | 0 | N | N
DIXIE ELECTRIC | D8812 | Y | DIXIE ELECTRIC , D8812 |  |  | 1.29 | 2001-12-11 09:56 | Anjanece | 30 | 0 | N | N
DIXIE ELECTRIC | D8812 | Y | DIXIE ELECTRIC , D8812 |  |  | 1.3 | 2001-12-11 09:56 | Anjanece | 30 | 0 | N | N
DIXIE ELECTRIC | D8812 | Y | DIXIE ELECTRIC , D8812 |  |  | 1.41 | 2001-12-11 09:56 | Anjanece | 30 | 0 | N | N
DIXIE ELECTRIC | D8812 | Y | DIXIE ELECTRIC , D8812 |  |  | 1.43 | 2001-12-11 09:56 | Anjanece | 30 | 0 | N | N
DIXIE ELECTRIC | D8812 | Y | DIXIE ELECTRIC , D8812 |  |  | 1.46 | 2001-12-11 09:56 | Anjanece | 30 | 0 | N | N
DIXIE ELECTRIC | D8812 | Y | DIXIE ELECTRIC , D8812 |  |  | 1.5 | 2001-12-11 09:56 | Anjanece | 30 | 0 | N | N
DIXIE ELECTRIC | D8812 | Y | DIXIE ELECTRIC , D8812 |  |  | 1.52 | 2001-12-11 09:56 | Anjanece | 30 | 0 | N | N
DIXIE ELECTRIC | D8812 | Y | DIXIE ELECTRIC , D8812 |  |  | 1.66 | 2001-12-11 09:56 | Anjanece | 30 | 0 | N | N
FLORIDA WIRE AND CABLE | FW8812 | Y | FLORIDA WIRE AND CABLE , FW8812 | JEA OVERHEAD DISTRIBUTION | CSC Stores | 0.79 | 2001-12-11 09:56 | Anjanece | 30 | 0 | N | N
FLORIDA WIRE AND CABLE | FW8812 | Y | FLORIDA WIRE AND CABLE , FW8812 |  |  | 0.8 | 2001-12-11 09:56 | Anjanece | 30 | 0 | N | N
FLORIDA WIRE AND CABLE | FW8812 | Y | FLORIDA WIRE AND CABLE , FW8812 |  |  | 0.81 | 2001-12-11 09:56 | Anjanece | 30 | 0 | N | N
FLORIDA WIRE AND CABLE | FW8812 | Y | FLORIDA WIRE AND CABLE , FW8812 |  |  | 0.82 | 2001-12-11 09:56 | Anjanece | 30 | 0 | N | N
FLORIDA WIRE AND CABLE | FW8812 | Y | FLORIDA WIRE AND CABLE , FW8812 |  |  | 0.83 | 2001-12-11 09:56 | Anjanece | 30 | 0 | N | N
FLORIDA WIRE AND CABLE | FW8812 | Y | FLORIDA WIRE AND CABLE , FW8812 |  |  | 0.9 | 2001-12-11 09:56 | Anjanece | 30 | 0 | N | N
FLORIDA WIRE AND CABLE | FW8812 | Y | FLORIDA WIRE AND CABLE , FW8812 |  |  | 1.03 | 2001-12-11 09:56 | Anjanece | 30 | 0 | N | N
FLORIDA WIRE AND CABLE | FW8812 | Y | FLORIDA WIRE AND CABLE , FW8812 |  |  | 1.05 | 2001-12-11 09:56 | Anjanece | 30 | 0 | N | N
FLORIDA WIRE AND CABLE | FW8812 | Y | FLORIDA WIRE AND CABLE , FW8812 |  |  | 1.08 | 2001-12-11 09:56 | Anjanece | 30 | 0 | N | N
FLORIDA WIRE AND CABLE | FW8812 | Y | FLORIDA WIRE AND CABLE , FW8812 |  |  | 1.17 | 2001-12-11 09:56 | Anjanece | 30 | 0 | N | N
FLORIDA WIRE AND CABLE | FW8812 | Y | FLORIDA WIRE AND CABLE , FW8812 |  |  | 1.19 | 2001-12-11 09:56 | Anjanece | 30 | 0 | N | N
FLORIDA WIRE AND CABLE | FW8812 | Y | FLORIDA WIRE AND CABLE , FW8812 |  |  | 1.27 | 2001-12-11 09:56 | Anjanece | 30 | 0 | N | N
FLORIDA WIRE AND CABLE | FW8812 | Y | FLORIDA WIRE AND CABLE , FW8812 |  |  | 1.29 | 2001-12-11 09:56 | Anjanece | 30 | 0 | N | N
FLORIDA WIRE AND CABLE | FW8812 | Y | FLORIDA WIRE AND CABLE , FW8812 |  |  | 1.3 | 2001-12-11 09:56 | Anjanece | 30 | 0 | N | N
FLORIDA WIRE AND CABLE | FW8812 | Y | FLORIDA WIRE AND CABLE , FW8812 |  |  | 1.41 | 2001-12-11 09:56 | Anjanece | 30 | 0 | N | N
FLORIDA WIRE AND CABLE | FW8812 | Y | FLORIDA WIRE AND CABLE , FW8812 |  |  | 1.43 | 2001-12-11 09:56 | Anjanece | 30 | 0 | N | N
FLORIDA WIRE AND CABLE | FW8812 | Y | FLORIDA WIRE AND CABLE , FW8812 |  |  | 1.46 | 2001-12-11 09:56 | Anjanece | 30 | 0 | N | N
FLORIDA WIRE AND CABLE | FW8812 | Y | FLORIDA WIRE AND CABLE , FW8812 |  |  | 1.5 | 2001-12-11 09:56 | Anjanece | 30 | 0 | N | N
FLORIDA WIRE AND CABLE | FW8812 | Y | FLORIDA WIRE AND CABLE , FW8812 |  |  | 1.52 | 2001-12-11 09:56 | Anjanece | 30 | 0 | N | N
FLORIDA WIRE AND CABLE | FW8812 | Y | FLORIDA WIRE AND CABLE , FW8812 |  |  | 1.66 | 2001-12-11 09:56 | Anjanece | 30 | 0 | N | N
HUGHES | B612-6 | Y | HUGHES , B612-6 | JEA OVERHEAD DISTRIBUTION | CSC Stores | 0.79 | 2001-12-11 09:56 | Anjanece | 30 | 0 | N | N
HUGHES | B612-6 | Y | HUGHES , B612-6 |  |  | 0.8 | 2001-12-11 09:56 | Anjanece | 30 | 0 | N | N
HUGHES | B612-6 | Y | HUGHES , B612-6 |  |  | 0.81 | 2001-12-11 09:56 | Anjanece | 30 | 0 | N | N
HUGHES | B612-6 | Y | HUGHES , B612-6 |  |  | 0.82 | 2001-12-11 09:56 | Anjanece | 30 | 0 | N | N
HUGHES | B612-6 | Y | HUGHES , B612-6 |  |  | 0.83 | 2001-12-11 09:56 | Anjanece | 30 | 0 | N | N
HUGHES | B612-6 | Y | HUGHES , B612-6 |  |  | 0.9 | 2001-12-11 09:56 | Anjanece | 30 | 0 | N | N
HUGHES | B612-6 | Y | HUGHES , B612-6 |  |  | 1.03 | 2001-12-11 09:56 | Anjanece | 30 | 0 | N | N
HUGHES | B612-6 | Y | HUGHES , B612-6 |  |  | 1.05 | 2001-12-11 09:56 | Anjanece | 30 | 0 | N | N
HUGHES | B612-6 | Y | HUGHES , B612-6 |  |  | 1.08 | 2001-12-11 09:56 | Anjanece | 30 | 0 | N | N
HUGHES | B612-6 | Y | HUGHES , B612-6 |  |  | 1.17 | 2001-12-11 09:56 | Anjanece | 30 | 0 | N | N
HUGHES | B612-6 | Y | HUGHES , B612-6 |  |  | 1.19 | 2001-12-11 09:56 | Anjanece | 30 | 0 | N | N
HUGHES | B612-6 | Y | HUGHES , B612-6 |  |  | 1.27 | 2001-12-11 09:56 | Anjanece | 30 | 0 | N | N
HUGHES | B612-6 | Y | HUGHES , B612-6 |  |  | 1.29 | 2001-12-11 09:56 | Anjanece | 30 | 0 | N | N
HUGHES | B612-6 | Y | HUGHES , B612-6 |  |  | 1.3 | 2001-12-11 09:56 | Anjanece | 30 | 0 | N | N
HUGHES | B612-6 | Y | HUGHES , B612-6 |  |  | 1.41 | 2001-12-11 09:56 | Anjanece | 30 | 0 | N | N
HUGHES | B612-6 | Y | HUGHES , B612-6 |  |  | 1.43 | 2001-12-11 09:56 | Anjanece | 30 | 0 | N | N
HUGHES | B612-6 | Y | HUGHES , B612-6 |  |  | 1.46 | 2001-12-11 09:56 | Anjanece | 30 | 0 | N | N
HUGHES | B612-6 | Y | HUGHES , B612-6 |  |  | 1.5 | 2001-12-11 09:56 | Anjanece | 30 | 0 | N | N
HUGHES | B612-6 | Y | HUGHES , B612-6 |  |  | 1.52 | 2001-12-11 09:56 | Anjanece | 30 | 0 | N | N
HUGHES | B612-6 | Y | HUGHES , B612-6 |  |  | 1.66 | 2001-12-11 09:56 | Anjanece | 30 | 0 | N | N
JOSLYN HI-VOLTAGE CORP. | J8812 | Y | JOSLYN HI-VOLTAGE CORP. , J8812 | JEA OVERHEAD DISTRIBUTION | CSC Stores | 0.79 | 2001-12-11 09:56 | Anjanece | 30 | 0 | N | N
JOSLYN HI-VOLTAGE CORP. | J8812 | Y | JOSLYN HI-VOLTAGE CORP. , J8812 |  |  | 0.8 | 2001-12-11 09:56 | Anjanece | 30 | 0 | N | N
JOSLYN HI-VOLTAGE CORP. | J8812 | Y | JOSLYN HI-VOLTAGE CORP. , J8812 |  |  | 0.81 | 2001-12-11 09:56 | Anjanece | 30 | 0 | N | N
JOSLYN HI-VOLTAGE CORP. | J8812 | Y | JOSLYN HI-VOLTAGE CORP. , J8812 |  |  | 0.82 | 2001-12-11 09:56 | Anjanece | 30 | 0 | N | N
JOSLYN HI-VOLTAGE CORP. | J8812 | Y | JOSLYN HI-VOLTAGE CORP. , J8812 |  |  | 0.83 | 2001-12-11 09:56 | Anjanece | 30 | 0 | N | N
JOSLYN HI-VOLTAGE CORP. | J8812 | Y | JOSLYN HI-VOLTAGE CORP. , J8812 |  |  | 0.9 | 2001-12-11 09:56 | Anjanece | 30 | 0 | N | N
JOSLYN HI-VOLTAGE CORP. | J8812 | Y | JOSLYN HI-VOLTAGE CORP. , J8812 |  |  | 1.03 | 2001-12-11 09:56 | Anjanece | 30 | 0 | N | N
JOSLYN HI-VOLTAGE CORP. | J8812 | Y | JOSLYN HI-VOLTAGE CORP. , J8812 |  |  | 1.05 | 2001-12-11 09:56 | Anjanece | 30 | 0 | N | N
JOSLYN HI-VOLTAGE CORP. | J8812 | Y | JOSLYN HI-VOLTAGE CORP. , J8812 |  |  | 1.08 | 2001-12-11 09:56 | Anjanece | 30 | 0 | N | N
JOSLYN HI-VOLTAGE CORP. | J8812 | Y | JOSLYN HI-VOLTAGE CORP. , J8812 |  |  | 1.17 | 2001-12-11 09:56 | Anjanece | 30 | 0 | N | N
JOSLYN HI-VOLTAGE CORP. | J8812 | Y | JOSLYN HI-VOLTAGE CORP. , J8812 |  |  | 1.19 | 2001-12-11 09:56 | Anjanece | 30 | 0 | N | N
JOSLYN HI-VOLTAGE CORP. | J8812 | Y | JOSLYN HI-VOLTAGE CORP. , J8812 |  |  | 1.27 | 2001-12-11 09:56 | Anjanece | 30 | 0 | N | N
JOSLYN HI-VOLTAGE CORP. | J8812 | Y | JOSLYN HI-VOLTAGE CORP. , J8812 |  |  | 1.29 | 2001-12-11 09:56 | Anjanece | 30 | 0 | N | N
JOSLYN HI-VOLTAGE CORP. | J8812 | Y | JOSLYN HI-VOLTAGE CORP. , J8812 |  |  | 1.3 | 2001-12-11 09:56 | Anjanece | 30 | 0 | N | N
JOSLYN HI-VOLTAGE CORP. | J8812 | Y | JOSLYN HI-VOLTAGE CORP. , J8812 |  |  | 1.41 | 2001-12-11 09:56 | Anjanece | 30 | 0 | N | N
JOSLYN HI-VOLTAGE CORP. | J8812 | Y | JOSLYN HI-VOLTAGE CORP. , J8812 |  |  | 1.43 | 2001-12-11 09:56 | Anjanece | 30 | 0 | N | N
JOSLYN HI-VOLTAGE CORP. | J8812 | Y | JOSLYN HI-VOLTAGE CORP. , J8812 |  |  | 1.46 | 2001-12-11 09:56 | Anjanece | 30 | 0 | N | N
JOSLYN HI-VOLTAGE CORP. | J8812 | Y | JOSLYN HI-VOLTAGE CORP. , J8812 |  |  | 1.5 | 2001-12-11 09:56 | Anjanece | 30 | 0 | N | N
JOSLYN HI-VOLTAGE CORP. | J8812 | Y | JOSLYN HI-VOLTAGE CORP. , J8812 |  |  | 1.52 | 2001-12-11 09:56 | Anjanece | 30 | 0 | N | N
JOSLYN HI-VOLTAGE CORP. | J8812 | Y | JOSLYN HI-VOLTAGE CORP. , J8812 |  |  | 1.66 | 2001-12-11 09:56 | Anjanece | 30 | 0 | N | N
MC GRAW EDISON | DF3B12 | Y | MC GRAW EDISON , DF3B12 | JEA OVERHEAD DISTRIBUTION | CSC Stores | 0.79 | 2001-12-11 09:56 | Anjanece | 30 | 0 | N | N
MC GRAW EDISON | DF3B12 | Y | MC GRAW EDISON , DF3B12 |  |  | 0.8 | 2001-12-11 09:56 | Anjanece | 30 | 0 | N | N
MC GRAW EDISON | DF3B12 | Y | MC GRAW EDISON , DF3B12 |  |  | 0.81 | 2001-12-11 09:56 | Anjanece | 30 | 0 | N | N
MC GRAW EDISON | DF3B12 | Y | MC GRAW EDISON , DF3B12 |  |  | 0.82 | 2001-12-11 09:56 | Anjanece | 30 | 0 | N | N
MC GRAW EDISON | DF3B12 | Y | MC GRAW EDISON , DF3B12 |  |  | 0.83 | 2001-12-11 09:56 | Anjanece | 30 | 0 | N | N
MC GRAW EDISON | DF3B12 | Y | MC GRAW EDISON , DF3B12 |  |  | 0.9 | 2001-12-11 09:56 | Anjanece | 30 | 0 | N | N
MC GRAW EDISON | DF3B12 | Y | MC GRAW EDISON , DF3B12 |  |  | 1.03 | 2001-12-11 09:56 | Anjanece | 30 | 0 | N | N
MC GRAW EDISON | DF3B12 | Y | MC GRAW EDISON , DF3B12 |  |  | 1.05 | 2001-12-11 09:56 | Anjanece | 30 | 0 | N | N
MC GRAW EDISON | DF3B12 | Y | MC GRAW EDISON , DF3B12 |  |  | 1.08 | 2001-12-11 09:56 | Anjanece | 30 | 0 | N | N
MC GRAW EDISON | DF3B12 | Y | MC GRAW EDISON , DF3B12 |  |  | 1.17 | 2001-12-11 09:56 | Anjanece | 30 | 0 | N | N
MC GRAW EDISON | DF3B12 | Y | MC GRAW EDISON , DF3B12 |  |  | 1.19 | 2001-12-11 09:56 | Anjanece | 30 | 0 | N | N
MC GRAW EDISON | DF3B12 | Y | MC GRAW EDISON , DF3B12 |  |  | 1.27 | 2001-12-11 09:56 | Anjanece | 30 | 0 | N | N
MC GRAW EDISON | DF3B12 | Y | MC GRAW EDISON , DF3B12 |  |  | 1.29 | 2001-12-11 09:56 | Anjanece | 30 | 0 | N | N
MC GRAW EDISON | DF3B12 | Y | MC GRAW EDISON , DF3B12 |  |  | 1.3 | 2001-12-11 09:56 | Anjanece | 30 | 0 | N | N
MC GRAW EDISON | DF3B12 | Y | MC GRAW EDISON , DF3B12 |  |  | 1.41 | 2001-12-11 09:56 | Anjanece | 30 | 0 | N | N
MC GRAW EDISON | DF3B12 | Y | MC GRAW EDISON , DF3B12 |  |  | 1.43 | 2001-12-11 09:56 | Anjanece | 30 | 0 | N | N
MC GRAW EDISON | DF3B12 | Y | MC GRAW EDISON , DF3B12 |  |  | 1.46 | 2001-12-11 09:56 | Anjanece | 30 | 0 | N | N
MC GRAW EDISON | DF3B12 | Y | MC GRAW EDISON , DF3B12 |  |  | 1.5 | 2001-12-11 09:56 | Anjanece | 30 | 0 | N | N
MC GRAW EDISON | DF3B12 | Y | MC GRAW EDISON , DF3B12 |  |  | 1.52 | 2001-12-11 09:56 | Anjanece | 30 | 0 | N | N
MC GRAW EDISON | DF3B12 | Y | MC GRAW EDISON , DF3B12 |  |  | 1.66 | 2001-12-11 09:56 | Anjanece | 30 | 0 | N | N
POWERLINE HARDWARE CO. | P8812 | Y | POWERLINE HARDWARE CO. , P8812 | JEA OVERHEAD DISTRIBUTION | CSC Stores | 0.79 | 2001-12-11 09:56 | Anjanece | 30 | 0 | N | N
POWERLINE HARDWARE CO. | P8812 | Y | POWERLINE HARDWARE CO. , P8812 |  |  | 0.8 | 2001-12-11 09:56 | Anjanece | 30 | 0 | N | N
POWERLINE HARDWARE CO. | P8812 | Y | POWERLINE HARDWARE CO. , P8812 |  |  | 0.81 | 2001-12-11 09:56 | Anjanece | 30 | 0 | N | N
POWERLINE HARDWARE CO. | P8812 | Y | POWERLINE HARDWARE CO. , P8812 |  |  | 0.82 | 2001-12-11 09:56 | Anjanece | 30 | 0 | N | N
POWERLINE HARDWARE CO. | P8812 | Y | POWERLINE HARDWARE CO. , P8812 |  |  | 0.83 | 2001-12-11 09:56 | Anjanece | 30 | 0 | N | N
POWERLINE HARDWARE CO. | P8812 | Y | POWERLINE HARDWARE CO. , P8812 |  |  | 0.9 | 2001-12-11 09:56 | Anjanece | 30 | 0 | N | N
POWERLINE HARDWARE CO. | P8812 | Y | POWERLINE HARDWARE CO. , P8812 |  |  | 1.03 | 2001-12-11 09:56 | Anjanece | 30 | 0 | N | N
POWERLINE HARDWARE CO. | P8812 | Y | POWERLINE HARDWARE CO. , P8812 |  |  | 1.05 | 2001-12-11 09:56 | Anjanece | 30 | 0 | N | N
POWERLINE HARDWARE CO. | P8812 | Y | POWERLINE HARDWARE CO. , P8812 |  |  | 1.08 | 2001-12-11 09:56 | Anjanece | 30 | 0 | N | N
POWERLINE HARDWARE CO. | P8812 | Y | POWERLINE HARDWARE CO. , P8812 |  |  | 1.17 | 2001-12-11 09:56 | Anjanece | 30 | 0 | N | N
POWERLINE HARDWARE CO. | P8812 | Y | POWERLINE HARDWARE CO. , P8812 |  |  | 1.19 | 2001-12-11 09:56 | Anjanece | 30 | 0 | N | N
POWERLINE HARDWARE CO. | P8812 | Y | POWERLINE HARDWARE CO. , P8812 |  |  | 1.27 | 2001-12-11 09:56 | Anjanece | 30 | 0 | N | N
POWERLINE HARDWARE CO. | P8812 | Y | POWERLINE HARDWARE CO. , P8812 |  |  | 1.29 | 2001-12-11 09:56 | Anjanece | 30 | 0 | N | N
POWERLINE HARDWARE CO. | P8812 | Y | POWERLINE HARDWARE CO. , P8812 |  |  | 1.3 | 2001-12-11 09:56 | Anjanece | 30 | 0 | N | N
POWERLINE HARDWARE CO. | P8812 | Y | POWERLINE HARDWARE CO. , P8812 |  |  | 1.41 | 2001-12-11 09:56 | Anjanece | 30 | 0 | N | N
POWERLINE HARDWARE CO. | P8812 | Y | POWERLINE HARDWARE CO. , P8812 |  |  | 1.43 | 2001-12-11 09:56 | Anjanece | 30 | 0 | N | N
POWERLINE HARDWARE CO. | P8812 | Y | POWERLINE HARDWARE CO. , P8812 |  |  | 1.46 | 2001-12-11 09:56 | Anjanece | 30 | 0 | N | N
POWERLINE HARDWARE CO. | P8812 | Y | POWERLINE HARDWARE CO. , P8812 |  |  | 1.5 | 2001-12-11 09:56 | Anjanece | 30 | 0 | N | N
POWERLINE HARDWARE CO. | P8812 | Y | POWERLINE HARDWARE CO. , P8812 |  |  | 1.52 | 2001-12-11 09:56 | Anjanece | 30 | 0 | N | N
POWERLINE HARDWARE CO. | P8812 | Y | POWERLINE HARDWARE CO. , P8812 |  |  | 1.66 | 2001-12-11 09:56 | Anjanece | 30 | 0 | N | N
STEEL CITY | SC8812BG | Y | STEEL CITY , SC8812BG | JEA OVERHEAD DISTRIBUTION | CSC Stores | 0.79 | 2001-12-11 09:56 | Anjanece | 30 | 0 | N | N
STEEL CITY | SC8812BG | Y | STEEL CITY , SC8812BG |  |  | 0.8 | 2001-12-11 09:56 | Anjanece | 30 | 0 | N | N
STEEL CITY | SC8812BG | Y | STEEL CITY , SC8812BG |  |  | 0.81 | 2001-12-11 09:56 | Anjanece | 30 | 0 | N | N
STEEL CITY | SC8812BG | Y | STEEL CITY , SC8812BG |  |  | 0.82 | 2001-12-11 09:56 | Anjanece | 30 | 0 | N | N
STEEL CITY | SC8812BG | Y | STEEL CITY , SC8812BG |  |  | 0.83 | 2001-12-11 09:56 | Anjanece | 30 | 0 | N | N
STEEL CITY | SC8812BG | Y | STEEL CITY , SC8812BG |  |  | 0.9 | 2001-12-11 09:56 | Anjanece | 30 | 0 | N | N
STEEL CITY | SC8812BG | Y | STEEL CITY , SC8812BG |  |  | 1.03 | 2001-12-11 09:56 | Anjanece | 30 | 0 | N | N
STEEL CITY | SC8812BG | Y | STEEL CITY , SC8812BG |  |  | 1.05 | 2001-12-11 09:56 | Anjanece | 30 | 0 | N | N
STEEL CITY | SC8812BG | Y | STEEL CITY , SC8812BG |  |  | 1.08 | 2001-12-11 09:56 | Anjanece | 30 | 0 | N | N
STEEL CITY | SC8812BG | Y | STEEL CITY , SC8812BG |  |  | 1.17 | 2001-12-11 09:56 | Anjanece | 30 | 0 | N | N
STEEL CITY | SC8812BG | Y | STEEL CITY , SC8812BG |  |  | 1.19 | 2001-12-11 09:56 | Anjanece | 30 | 0 | N | N
STEEL CITY | SC8812BG | Y | STEEL CITY , SC8812BG |  |  | 1.27 | 2001-12-11 09:56 | Anjanece | 30 | 0 | N | N
STEEL CITY | SC8812BG | Y | STEEL CITY , SC8812BG |  |  | 1.29 | 2001-12-11 09:56 | Anjanece | 30 | 0 | N | N
STEEL CITY | SC8812BG | Y | STEEL CITY , SC8812BG |  |  | 1.3 | 2001-12-11 09:56 | Anjanece | 30 | 0 | N | N
STEEL CITY | SC8812BG | Y | STEEL CITY , SC8812BG |  |  | 1.41 | 2001-12-11 09:56 | Anjanece | 30 | 0 | N | N
STEEL CITY | SC8812BG | Y | STEEL CITY , SC8812BG |  |  | 1.43 | 2001-12-11 09:56 | Anjanece | 30 | 0 | N | N
STEEL CITY | SC8812BG | Y | STEEL CITY , SC8812BG |  |  | 1.46 | 2001-12-11 09:56 | Anjanece | 30 | 0 | N | N
STEEL CITY | SC8812BG | Y | STEEL CITY , SC8812BG |  |  | 1.5 | 2001-12-11 09:56 | Anjanece | 30 | 0 | N | N
STEEL CITY | SC8812BG | Y | STEEL CITY , SC8812BG |  |  | 1.52 | 2001-12-11 09:56 | Anjanece | 30 | 0 | N | N
STEEL CITY | SC8812BG | Y | STEEL CITY , SC8812BG |  |  | 1.66 | 2001-12-11 09:56 | Anjanece | 30 | 0 | N | N
THREADED FASTENERS INC. | TF8812 | Y | THREADED FASTENERS INC. , TF8812 | JEA OVERHEAD DISTRIBUTION | CSC Stores | 0.79 | 2001-12-11 09:56 | Anjanece | 30 | 0 | N | N
THREADED FASTENERS INC. | TF8812 | Y | THREADED FASTENERS INC. , TF8812 |  |  | 0.8 | 2001-12-11 09:56 | Anjanece | 30 | 0 | N | N
THREADED FASTENERS INC. | TF8812 | Y | THREADED FASTENERS INC. , TF8812 |  |  | 0.81 | 2001-12-11 09:56 | Anjanece | 30 | 0 | N | N
THREADED FASTENERS INC. | TF8812 | Y | THREADED FASTENERS INC. , TF8812 |  |  | 0.82 | 2001-12-11 09:56 | Anjanece | 30 | 0 | N | N
THREADED FASTENERS INC. | TF8812 | Y | THREADED FASTENERS INC. , TF8812 |  |  | 0.83 | 2001-12-11 09:56 | Anjanece | 30 | 0 | N | N
THREADED FASTENERS INC. | TF8812 | Y | THREADED FASTENERS INC. , TF8812 |  |  | 0.9 | 2001-12-11 09:56 | Anjanece | 30 | 0 | N | N
THREADED FASTENERS INC. | TF8812 | Y | THREADED FASTENERS INC. , TF8812 |  |  | 1.03 | 2001-12-11 09:56 | Anjanece | 30 | 0 | N | N
THREADED FASTENERS INC. | TF8812 | Y | THREADED FASTENERS INC. , TF8812 |  |  | 1.05 | 2001-12-11 09:56 | Anjanece | 30 | 0 | N | N
THREADED FASTENERS INC. | TF8812 | Y | THREADED FASTENERS INC. , TF8812 |  |  | 1.08 | 2001-12-11 09:56 | Anjanece | 30 | 0 | N | N
THREADED FASTENERS INC. | TF8812 | Y | THREADED FASTENERS INC. , TF8812 |  |  | 1.17 | 2001-12-11 09:56 | Anjanece | 30 | 0 | N | N
THREADED FASTENERS INC. | TF8812 | Y | THREADED FASTENERS INC. , TF8812 |  |  | 1.19 | 2001-12-11 09:56 | Anjanece | 30 | 0 | N | N
THREADED FASTENERS INC. | TF8812 | Y | THREADED FASTENERS INC. , TF8812 |  |  | 1.27 | 2001-12-11 09:56 | Anjanece | 30 | 0 | N | N
THREADED FASTENERS INC. | TF8812 | Y | THREADED FASTENERS INC. , TF8812 |  |  | 1.29 | 2001-12-11 09:56 | Anjanece | 30 | 0 | N | N
THREADED FASTENERS INC. | TF8812 | Y | THREADED FASTENERS INC. , TF8812 |  |  | 1.3 | 2001-12-11 09:56 | Anjanece | 30 | 0 | N | N
THREADED FASTENERS INC. | TF8812 | Y | THREADED FASTENERS INC. , TF8812 |  |  | 1.41 | 2001-12-11 09:56 | Anjanece | 30 | 0 | N | N
THREADED FASTENERS INC. | TF8812 | Y | THREADED FASTENERS INC. , TF8812 |  |  | 1.43 | 2001-12-11 09:56 | Anjanece | 30 | 0 | N | N
THREADED FASTENERS INC. | TF8812 | Y | THREADED FASTENERS INC. , TF8812 |  |  | 1.46 | 2001-12-11 09:56 | Anjanece | 30 | 0 | N | N
THREADED FASTENERS INC. | TF8812 | Y | THREADED FASTENERS INC. , TF8812 |  |  | 1.5 | 2001-12-11 09:56 | Anjanece | 30 | 0 | N | N
THREADED FASTENERS INC. | TF8812 | Y | THREADED FASTENERS INC. , TF8812 |  |  | 1.52 | 2001-12-11 09:56 | Anjanece | 30 | 0 | N | N
THREADED FASTENERS INC. | TF8812 | Y | THREADED FASTENERS INC. , TF8812 |  |  | 1.66 | 2001-12-11 09:56 | Anjanece | 30 | 0 | N | N
ALLIED BOLT, INC. | 8226 | Y | ALLIED BOLT, INC. , 8226 | JEA OVERHEAD DISTRIBUTION | CSC Stores | 0.84 | 2001-12-11 09:56 | Anjanece | 25 | 2400 | N | N
ALLIED BOLT, INC. | 8226 | Y | ALLIED BOLT, INC. , 8226 |  |  | 0.85 | 2001-12-11 09:56 | Anjanece | 25 | 2400 | N | N
ALLIED BOLT, INC. | 8226 | Y | ALLIED BOLT, INC. , 8226 |  |  | 0.86 | 2001-12-11 09:56 | Anjanece | 25 | 2400 | N | N
ALLIED BOLT, INC. | 8226 | Y | ALLIED BOLT, INC. , 8226 |  |  | 0.87 | 2001-12-11 09:56 | Anjanece | 25 | 2400 | N | N
ALLIED BOLT, INC. | 8226 | Y | ALLIED BOLT, INC. , 8226 |  |  | 0.88 | 2001-12-11 09:56 | Anjanece | 25 | 2400 | N | N
ALLIED BOLT, INC. | 8226 | Y | ALLIED BOLT, INC. , 8226 |  |  | 0.92 | 2001-12-11 09:56 | Anjanece | 25 | 2400 | N | N
ALLIED BOLT, INC. | 8226 | Y | ALLIED BOLT, INC. , 8226 |  |  | 0.99 | 2001-12-11 09:56 | Anjanece | 25 | 2400 | N | N
ALLIED BOLT, INC. | 8226 | Y | ALLIED BOLT, INC. , 8226 |  |  | 1.05 | 2001-12-11 09:56 | Anjanece | 25 | 2400 | N | N
ALLIED BOLT, INC. | 8226 | Y | ALLIED BOLT, INC. , 8226 |  |  | 1.07 | 2001-12-11 09:56 | Anjanece | 25 | 2400 | N | N
ALLIED BOLT, INC. | 8226 | Y | ALLIED BOLT, INC. , 8226 |  |  | 1.16 | 2001-12-11 09:56 | Anjanece | 25 | 2400 | N | N
ALLIED BOLT, INC. | 8226 | Y | ALLIED BOLT, INC. , 8226 |  |  | 1.17 | 2001-12-11 09:56 | Anjanece | 25 | 2400 | N | N
ALLIED BOLT, INC. | 8226 | Y | ALLIED BOLT, INC. , 8226 |  |  | 1.19 | 2001-12-11 09:56 | Anjanece | 25 | 2400 | N | N
ALLIED BOLT, INC. | 8226 | Y | ALLIED BOLT, INC. , 8226 |  |  | 1.31 | 2001-12-11 09:56 | Anjanece | 25 | 2400 | N | N
ALLIED BOLT, INC. | 8226 | Y | ALLIED BOLT, INC. , 8226 |  |  | 1.34 | 2001-12-11 09:56 | Anjanece | 25 | 2400 | N | N
ALLIED BOLT, INC. | 8226 | Y | ALLIED BOLT, INC. , 8226 |  |  | 1.4 | 2001-12-11 09:56 | Anjanece | 25 | 2400 | N | N
ALLIED BOLT, INC. | 8226 | Y | ALLIED BOLT, INC. , 8226 |  |  | 1.42 | 2001-12-11 09:56 | Anjanece | 25 | 2400 | N | N
ALLIED BOLT, INC. | 8226 | Y | ALLIED BOLT, INC. , 8226 |  |  | 1.43 | 2001-12-11 09:56 | Anjanece | 25 | 2400 | N | N
ALLIED BOLT, INC. | 8226 | Y | ALLIED BOLT, INC. , 8226 |  |  | 1.46 | 2001-12-11 09:56 | Anjanece | 25 | 2400 | N | N
ALLIED BOLT, INC. | 8226 | Y | ALLIED BOLT, INC. , 8226 |  |  | 1.5 | 2001-12-11 09:56 | Anjanece | 25 | 2400 | N | N
ALLIED BOLT, INC. | 8226 | Y | ALLIED BOLT, INC. , 8226 |  |  | 1.51 | 2001-12-11 09:56 | Anjanece | 25 | 2400 | N | N
ALLIED BOLT, INC. | 8226 | Y | ALLIED BOLT, INC. , 8226 |  |  | 1.52 | 2001-12-11 09:56 | Anjanece | 25 | 2400 | N | N
ALLIED BOLT, INC. | 8226 | Y | ALLIED BOLT, INC. , 8226 |  |  | 1.54 | 2001-12-11 09:56 | Anjanece | 25 | 2400 | N | N
ALLIED BOLT, INC. | 8226 | Y | ALLIED BOLT, INC. , 8226 |  |  | 1.61 | 2001-12-11 09:56 | Anjanece | 25 | 2400 | N | N
ALLIED BOLT, INC. | 8226 | Y | ALLIED BOLT, INC. , 8226 |  |  | 1.62 | 2001-12-11 09:56 | Anjanece | 25 | 2400 | N | N
ALLIED BOLT, INC. | 8226 | Y | ALLIED BOLT, INC. , 8226 |  |  | 1.63 | 2001-12-11 09:56 | Anjanece | 25 | 2400 | N | N
ALLIED BOLT, INC. | 8226 | Y | ALLIED BOLT, INC. , 8226 |  |  | 1.64 | 2001-12-11 09:56 | Anjanece | 25 | 2400 | N | N
ALLIED BOLT, INC. | 8226 | Y | ALLIED BOLT, INC. , 8226 |  |  | 1.65 | 2001-12-11 09:56 | Anjanece | 25 | 2400 | N | N
ALLIED BOLT, INC. | 8226 | Y | ALLIED BOLT, INC. , 8226 |  |  | 1.66 | 2001-12-11 09:56 | Anjanece | 25 | 2400 | N | N
ALLIED BOLT, INC. | 8226 | Y | ALLIED BOLT, INC. , 8226 |  | Storm Stores | 0 | 2018-04-16 10:07 | Anjanece | 25 | 2400 | N | N
ALLIED BOLT, INC. | 8226 | Y | ALLIED BOLT, INC. , 8226 |  |  | 0.98 | 2018-04-16 10:07 | Anjanece | 25 | 2400 | N | N
ALLIED BOLT, INC. | 8226 | Y | ALLIED BOLT, INC. , 8226 |  |  | 1.09 | 2018-04-16 10:07 | Anjanece | 25 | 2400 | N | N
ALLIED BOLT, INC. | 8226 | Y | ALLIED BOLT, INC. , 8226 |  |  | 1.11 | 2018-04-16 10:07 | Anjanece | 25 | 2400 | N | N
ALLIED BOLT, INC. | 8226 | Y | ALLIED BOLT, INC. , 8226 |  |  | 1.16 | 2018-04-16 10:07 | Anjanece | 25 | 2400 | N | N
ALLIED BOLT, INC. | 8226 | Y | ALLIED BOLT, INC. , 8226 |  |  | 1.17 | 2018-04-16 10:07 | Anjanece | 25 | 2400 | N | N
ALLIED BOLT, INC. | 8226 | Y | ALLIED BOLT, INC. , 8226 |  |  | 1.46 | 2018-04-16 10:07 | Anjanece | 25 | 2400 | N | N
ALLIED BOLT, INC. | 8226 | Y | ALLIED BOLT, INC. , 8226 |  |  | 1.47 | 2018-04-16 10:07 | Anjanece | 25 | 2400 | N | N
ALUMA-FORM | AF8814 | Y | ALUMA-FORM , AF8814 | JEA OVERHEAD DISTRIBUTION | CSC Stores | 0.84 | 2001-12-11 09:56 | Anjanece | 25 | 2400 | N | N
ALUMA-FORM | AF8814 | Y | ALUMA-FORM , AF8814 |  |  | 0.85 | 2001-12-11 09:56 | Anjanece | 25 | 2400 | N | N
ALUMA-FORM | AF8814 | Y | ALUMA-FORM , AF8814 |  |  | 0.86 | 2001-12-11 09:56 | Anjanece | 25 | 2400 | N | N
ALUMA-FORM | AF8814 | Y | ALUMA-FORM , AF8814 |  |  | 0.87 | 2001-12-11 09:56 | Anjanece | 25 | 2400 | N | N
ALUMA-FORM | AF8814 | Y | ALUMA-FORM , AF8814 |  |  | 0.88 | 2001-12-11 09:56 | Anjanece | 25 | 2400 | N | N
ALUMA-FORM | AF8814 | Y | ALUMA-FORM , AF8814 |  |  | 0.92 | 2001-12-11 09:56 | Anjanece | 25 | 2400 | N | N
ALUMA-FORM | AF8814 | Y | ALUMA-FORM , AF8814 |  |  | 0.99 | 2001-12-11 09:56 | Anjanece | 25 | 2400 | N | N
ALUMA-FORM | AF8814 | Y | ALUMA-FORM , AF8814 |  |  | 1.05 | 2001-12-11 09:56 | Anjanece | 25 | 2400 | N | N
ALUMA-FORM | AF8814 | Y | ALUMA-FORM , AF8814 |  |  | 1.07 | 2001-12-11 09:56 | Anjanece | 25 | 2400 | N | N
ALUMA-FORM | AF8814 | Y | ALUMA-FORM , AF8814 |  |  | 1.16 | 2001-12-11 09:56 | Anjanece | 25 | 2400 | N | N
ALUMA-FORM | AF8814 | Y | ALUMA-FORM , AF8814 |  |  | 1.17 | 2001-12-11 09:56 | Anjanece | 25 | 2400 | N | N
ALUMA-FORM | AF8814 | Y | ALUMA-FORM , AF8814 |  |  | 1.19 | 2001-12-11 09:56 | Anjanece | 25 | 2400 | N | N
ALUMA-FORM | AF8814 | Y | ALUMA-FORM , AF8814 |  |  | 1.31 | 2001-12-11 09:56 | Anjanece | 25 | 2400 | N | N
ALUMA-FORM | AF8814 | Y | ALUMA-FORM , AF8814 |  |  | 1.34 | 2001-12-11 09:56 | Anjanece | 25 | 2400 | N | N
ALUMA-FORM | AF8814 | Y | ALUMA-FORM , AF8814 |  |  | 1.4 | 2001-12-11 09:56 | Anjanece | 25 | 2400 | N | N
ALUMA-FORM | AF8814 | Y | ALUMA-FORM , AF8814 |  |  | 1.42 | 2001-12-11 09:56 | Anjanece | 25 | 2400 | N | N
ALUMA-FORM | AF8814 | Y | ALUMA-FORM , AF8814 |  |  | 1.43 | 2001-12-11 09:56 | Anjanece | 25 | 2400 | N | N
ALUMA-FORM | AF8814 | Y | ALUMA-FORM , AF8814 |  |  | 1.46 | 2001-12-11 09:56 | Anjanece | 25 | 2400 | N | N
ALUMA-FORM | AF8814 | Y | ALUMA-FORM , AF8814 |  |  | 1.5 | 2001-12-11 09:56 | Anjanece | 25 | 2400 | N | N
ALUMA-FORM | AF8814 | Y | ALUMA-FORM , AF8814 |  |  | 1.51 | 2001-12-11 09:56 | Anjanece | 25 | 2400 | N | N
ALUMA-FORM | AF8814 | Y | ALUMA-FORM , AF8814 |  |  | 1.52 | 2001-12-11 09:56 | Anjanece | 25 | 2400 | N | N
ALUMA-FORM | AF8814 | Y | ALUMA-FORM , AF8814 |  |  | 1.54 | 2001-12-11 09:56 | Anjanece | 25 | 2400 | N | N
ALUMA-FORM | AF8814 | Y | ALUMA-FORM , AF8814 |  |  | 1.61 | 2001-12-11 09:56 | Anjanece | 25 | 2400 | N | N
ALUMA-FORM | AF8814 | Y | ALUMA-FORM , AF8814 |  |  | 1.62 | 2001-12-11 09:56 | Anjanece | 25 | 2400 | N | N
ALUMA-FORM | AF8814 | Y | ALUMA-FORM , AF8814 |  |  | 1.63 | 2001-12-11 09:56 | Anjanece | 25 | 2400 | N | N
ALUMA-FORM | AF8814 | Y | ALUMA-FORM , AF8814 |  |  | 1.64 | 2001-12-11 09:56 | Anjanece | 25 | 2400 | N | N
ALUMA-FORM | AF8814 | Y | ALUMA-FORM , AF8814 |  |  | 1.65 | 2001-12-11 09:56 | Anjanece | 25 | 2400 | N | N
ALUMA-FORM | AF8814 | Y | ALUMA-FORM , AF8814 |  |  | 1.66 | 2001-12-11 09:56 | Anjanece | 25 | 2400 | N | N
ALUMA-FORM | AF8814 | Y | ALUMA-FORM , AF8814 |  | Storm Stores | 0 | 2018-04-16 10:07 | Anjanece | 25 | 2400 | N | N
ALUMA-FORM | AF8814 | Y | ALUMA-FORM , AF8814 |  |  | 0.98 | 2018-04-16 10:07 | Anjanece | 25 | 2400 | N | N
ALUMA-FORM | AF8814 | Y | ALUMA-FORM , AF8814 |  |  | 1.09 | 2018-04-16 10:07 | Anjanece | 25 | 2400 | N | N
ALUMA-FORM | AF8814 | Y | ALUMA-FORM , AF8814 |  |  | 1.11 | 2018-04-16 10:07 | Anjanece | 25 | 2400 | N | N
ALUMA-FORM | AF8814 | Y | ALUMA-FORM , AF8814 |  |  | 1.16 | 2018-04-16 10:07 | Anjanece | 25 | 2400 | N | N
ALUMA-FORM | AF8814 | Y | ALUMA-FORM , AF8814 |  |  | 1.17 | 2018-04-16 10:07 | Anjanece | 25 | 2400 | N | N
ALUMA-FORM | AF8814 | Y | ALUMA-FORM , AF8814 |  |  | 1.46 | 2018-04-16 10:07 | Anjanece | 25 | 2400 | N | N
ALUMA-FORM | AF8814 | Y | ALUMA-FORM , AF8814 |  |  | 1.47 | 2018-04-16 10:07 | Anjanece | 25 | 2400 | N | N
ALUMA-FORM | AF8906 | Y | ALUMA-FORM , AF8906 | JEA OVERHEAD DISTRIBUTION | CSC Stores | 0.84 | 2001-12-11 09:56 | Anjanece | 25 | 2400 | N | N
ALUMA-FORM | AF8906 | Y | ALUMA-FORM , AF8906 |  |  | 0.85 | 2001-12-11 09:56 | Anjanece | 25 | 2400 | N | N
ALUMA-FORM | AF8906 | Y | ALUMA-FORM , AF8906 |  |  | 0.86 | 2001-12-11 09:56 | Anjanece | 25 | 2400 | N | N
ALUMA-FORM | AF8906 | Y | ALUMA-FORM , AF8906 |  |  | 0.87 | 2001-12-11 09:56 | Anjanece | 25 | 2400 | N | N
ALUMA-FORM | AF8906 | Y | ALUMA-FORM , AF8906 |  |  | 0.88 | 2001-12-11 09:56 | Anjanece | 25 | 2400 | N | N
ALUMA-FORM | AF8906 | Y | ALUMA-FORM , AF8906 |  |  | 0.92 | 2001-12-11 09:56 | Anjanece | 25 | 2400 | N | N
ALUMA-FORM | AF8906 | Y | ALUMA-FORM , AF8906 |  |  | 0.99 | 2001-12-11 09:56 | Anjanece | 25 | 2400 | N | N
ALUMA-FORM | AF8906 | Y | ALUMA-FORM , AF8906 |  |  | 1.05 | 2001-12-11 09:56 | Anjanece | 25 | 2400 | N | N
ALUMA-FORM | AF8906 | Y | ALUMA-FORM , AF8906 |  |  | 1.07 | 2001-12-11 09:56 | Anjanece | 25 | 2400 | N | N
ALUMA-FORM | AF8906 | Y | ALUMA-FORM , AF8906 |  |  | 1.16 | 2001-12-11 09:56 | Anjanece | 25 | 2400 | N | N
ALUMA-FORM | AF8906 | Y | ALUMA-FORM , AF8906 |  |  | 1.17 | 2001-12-11 09:56 | Anjanece | 25 | 2400 | N | N
ALUMA-FORM | AF8906 | Y | ALUMA-FORM , AF8906 |  |  | 1.19 | 2001-12-11 09:56 | Anjanece | 25 | 2400 | N | N
ALUMA-FORM | AF8906 | Y | ALUMA-FORM , AF8906 |  |  | 1.31 | 2001-12-11 09:56 | Anjanece | 25 | 2400 | N | N
ALUMA-FORM | AF8906 | Y | ALUMA-FORM , AF8906 |  |  | 1.34 | 2001-12-11 09:56 | Anjanece | 25 | 2400 | N | N
ALUMA-FORM | AF8906 | Y | ALUMA-FORM , AF8906 |  |  | 1.4 | 2001-12-11 09:56 | Anjanece | 25 | 2400 | N | N
ALUMA-FORM | AF8906 | Y | ALUMA-FORM , AF8906 |  |  | 1.42 | 2001-12-11 09:56 | Anjanece | 25 | 2400 | N | N
ALUMA-FORM | AF8906 | Y | ALUMA-FORM , AF8906 |  |  | 1.43 | 2001-12-11 09:56 | Anjanece | 25 | 2400 | N | N
ALUMA-FORM | AF8906 | Y | ALUMA-FORM , AF8906 |  |  | 1.46 | 2001-12-11 09:56 | Anjanece | 25 | 2400 | N | N
ALUMA-FORM | AF8906 | Y | ALUMA-FORM , AF8906 |  |  | 1.5 | 2001-12-11 09:56 | Anjanece | 25 | 2400 | N | N
ALUMA-FORM | AF8906 | Y | ALUMA-FORM , AF8906 |  |  | 1.51 | 2001-12-11 09:56 | Anjanece | 25 | 2400 | N | N
ALUMA-FORM | AF8906 | Y | ALUMA-FORM , AF8906 |  |  | 1.52 | 2001-12-11 09:56 | Anjanece | 25 | 2400 | N | N
ALUMA-FORM | AF8906 | Y | ALUMA-FORM , AF8906 |  |  | 1.54 | 2001-12-11 09:56 | Anjanece | 25 | 2400 | N | N
ALUMA-FORM | AF8906 | Y | ALUMA-FORM , AF8906 |  |  | 1.61 | 2001-12-11 09:56 | Anjanece | 25 | 2400 | N | N
ALUMA-FORM | AF8906 | Y | ALUMA-FORM , AF8906 |  |  | 1.62 | 2001-12-11 09:56 | Anjanece | 25 | 2400 | N | N
ALUMA-FORM | AF8906 | Y | ALUMA-FORM , AF8906 |  |  | 1.63 | 2001-12-11 09:56 | Anjanece | 25 | 2400 | N | N
ALUMA-FORM | AF8906 | Y | ALUMA-FORM , AF8906 |  |  | 1.64 | 2001-12-11 09:56 | Anjanece | 25 | 2400 | N | N
ALUMA-FORM | AF8906 | Y | ALUMA-FORM , AF8906 |  |  | 1.65 | 2001-12-11 09:56 | Anjanece | 25 | 2400 | N | N
ALUMA-FORM | AF8906 | Y | ALUMA-FORM , AF8906 |  |  | 1.66 | 2001-12-11 09:56 | Anjanece | 25 | 2400 | N | N
ALUMA-FORM | AF8906 | Y | ALUMA-FORM , AF8906 |  | Storm Stores | 0 | 2018-04-16 10:07 | Anjanece | 25 | 2400 | N | N
ALUMA-FORM | AF8906 | Y | ALUMA-FORM , AF8906 |  |  | 0.98 | 2018-04-16 10:07 | Anjanece | 25 | 2400 | N | N
ALUMA-FORM | AF8906 | Y | ALUMA-FORM , AF8906 |  |  | 1.09 | 2018-04-16 10:07 | Anjanece | 25 | 2400 | N | N
ALUMA-FORM | AF8906 | Y | ALUMA-FORM , AF8906 |  |  | 1.11 | 2018-04-16 10:07 | Anjanece | 25 | 2400 | N | N
ALUMA-FORM | AF8906 | Y | ALUMA-FORM , AF8906 |  |  | 1.16 | 2018-04-16 10:07 | Anjanece | 25 | 2400 | N | N
ALUMA-FORM | AF8906 | Y | ALUMA-FORM , AF8906 |  |  | 1.17 | 2018-04-16 10:07 | Anjanece | 25 | 2400 | N | N
ALUMA-FORM | AF8906 | Y | ALUMA-FORM , AF8906 |  |  | 1.46 | 2018-04-16 10:07 | Anjanece | 25 | 2400 | N | N
ALUMA-FORM | AF8906 | Y | ALUMA-FORM , AF8906 |  |  | 1.47 | 2018-04-16 10:07 | Anjanece | 25 | 2400 | N | N
CHANCE | 8814 | Y | CHANCE , 8814 | JEA OVERHEAD DISTRIBUTION | CSC Stores | 0.84 | 2001-12-11 09:56 | Anjanece | 25 | 2400 | N | N
CHANCE | 8814 | Y | CHANCE , 8814 |  |  | 0.85 | 2001-12-11 09:56 | Anjanece | 25 | 2400 | N | N
CHANCE | 8814 | Y | CHANCE , 8814 |  |  | 0.86 | 2001-12-11 09:56 | Anjanece | 25 | 2400 | N | N
CHANCE | 8814 | Y | CHANCE , 8814 |  |  | 0.87 | 2001-12-11 09:56 | Anjanece | 25 | 2400 | N | N
CHANCE | 8814 | Y | CHANCE , 8814 |  |  | 0.88 | 2001-12-11 09:56 | Anjanece | 25 | 2400 | N | N
CHANCE | 8814 | Y | CHANCE , 8814 |  |  | 0.92 | 2001-12-11 09:56 | Anjanece | 25 | 2400 | N | N
CHANCE | 8814 | Y | CHANCE , 8814 |  |  | 0.99 | 2001-12-11 09:56 | Anjanece | 25 | 2400 | N | N
CHANCE | 8814 | Y | CHANCE , 8814 |  |  | 1.05 | 2001-12-11 09:56 | Anjanece | 25 | 2400 | N | N
CHANCE | 8814 | Y | CHANCE , 8814 |  |  | 1.07 | 2001-12-11 09:56 | Anjanece | 25 | 2400 | N | N
CHANCE | 8814 | Y | CHANCE , 8814 |  |  | 1.16 | 2001-12-11 09:56 | Anjanece | 25 | 2400 | N | N
CHANCE | 8814 | Y | CHANCE , 8814 |  |  | 1.17 | 2001-12-11 09:56 | Anjanece | 25 | 2400 | N | N
CHANCE | 8814 | Y | CHANCE , 8814 |  |  | 1.19 | 2001-12-11 09:56 | Anjanece | 25 | 2400 | N | N
CHANCE | 8814 | Y | CHANCE , 8814 |  |  | 1.31 | 2001-12-11 09:56 | Anjanece | 25 | 2400 | N | N
CHANCE | 8814 | Y | CHANCE , 8814 |  |  | 1.34 | 2001-12-11 09:56 | Anjanece | 25 | 2400 | N | N
CHANCE | 8814 | Y | CHANCE , 8814 |  |  | 1.4 | 2001-12-11 09:56 | Anjanece | 25 | 2400 | N | N
CHANCE | 8814 | Y | CHANCE , 8814 |  |  | 1.42 | 2001-12-11 09:56 | Anjanece | 25 | 2400 | N | N
CHANCE | 8814 | Y | CHANCE , 8814 |  |  | 1.43 | 2001-12-11 09:56 | Anjanece | 25 | 2400 | N | N
CHANCE | 8814 | Y | CHANCE , 8814 |  |  | 1.46 | 2001-12-11 09:56 | Anjanece | 25 | 2400 | N | N
CHANCE | 8814 | Y | CHANCE , 8814 |  |  | 1.5 | 2001-12-11 09:56 | Anjanece | 25 | 2400 | N | N
CHANCE | 8814 | Y | CHANCE , 8814 |  |  | 1.51 | 2001-12-11 09:56 | Anjanece | 25 | 2400 | N | N
CHANCE | 8814 | Y | CHANCE , 8814 |  |  | 1.52 | 2001-12-11 09:56 | Anjanece | 25 | 2400 | N | N
CHANCE | 8814 | Y | CHANCE , 8814 |  |  | 1.54 | 2001-12-11 09:56 | Anjanece | 25 | 2400 | N | N
CHANCE | 8814 | Y | CHANCE , 8814 |  |  | 1.61 | 2001-12-11 09:56 | Anjanece | 25 | 2400 | N | N
CHANCE | 8814 | Y | CHANCE , 8814 |  |  | 1.62 | 2001-12-11 09:56 | Anjanece | 25 | 2400 | N | N
CHANCE | 8814 | Y | CHANCE , 8814 |  |  | 1.63 | 2001-12-11 09:56 | Anjanece | 25 | 2400 | N | N
CHANCE | 8814 | Y | CHANCE , 8814 |  |  | 1.64 | 2001-12-11 09:56 | Anjanece | 25 | 2400 | N | N
CHANCE | 8814 | Y | CHANCE , 8814 |  |  | 1.65 | 2001-12-11 09:56 | Anjanece | 25 | 2400 | N | N
CHANCE | 8814 | Y | CHANCE , 8814 |  |  | 1.66 | 2001-12-11 09:56 | Anjanece | 25 | 2400 | N | N
CHANCE | 8814 | Y | CHANCE , 8814 |  | Storm Stores | 0 | 2018-04-16 10:07 | Anjanece | 25 | 2400 | N | N
CHANCE | 8814 | Y | CHANCE , 8814 |  |  | 0.98 | 2018-04-16 10:07 | Anjanece | 25 | 2400 | N | N
CHANCE | 8814 | Y | CHANCE , 8814 |  |  | 1.09 | 2018-04-16 10:07 | Anjanece | 25 | 2400 | N | N
CHANCE | 8814 | Y | CHANCE , 8814 |  |  | 1.11 | 2018-04-16 10:07 | Anjanece | 25 | 2400 | N | N
CHANCE | 8814 | Y | CHANCE , 8814 |  |  | 1.16 | 2018-04-16 10:07 | Anjanece | 25 | 2400 | N | N
CHANCE | 8814 | Y | CHANCE , 8814 |  |  | 1.17 | 2018-04-16 10:07 | Anjanece | 25 | 2400 | N | N
CHANCE | 8814 | Y | CHANCE , 8814 |  |  | 1.46 | 2018-04-16 10:07 | Anjanece | 25 | 2400 | N | N
CHANCE | 8814 | Y | CHANCE , 8814 |  |  | 1.47 | 2018-04-16 10:07 | Anjanece | 25 | 2400 | N | N
DIXIE ELECTRIC | D8814 | Y | DIXIE ELECTRIC , D8814 | JEA OVERHEAD DISTRIBUTION | CSC Stores | 0.84 | 2001-12-11 09:56 | Anjanece | 25 | 2400 | N | N
DIXIE ELECTRIC | D8814 | Y | DIXIE ELECTRIC , D8814 |  |  | 0.85 | 2001-12-11 09:56 | Anjanece | 25 | 2400 | N | N
DIXIE ELECTRIC | D8814 | Y | DIXIE ELECTRIC , D8814 |  |  | 0.86 | 2001-12-11 09:56 | Anjanece | 25 | 2400 | N | N
DIXIE ELECTRIC | D8814 | Y | DIXIE ELECTRIC , D8814 |  |  | 0.87 | 2001-12-11 09:56 | Anjanece | 25 | 2400 | N | N
DIXIE ELECTRIC | D8814 | Y | DIXIE ELECTRIC , D8814 |  |  | 0.88 | 2001-12-11 09:56 | Anjanece | 25 | 2400 | N | N
DIXIE ELECTRIC | D8814 | Y | DIXIE ELECTRIC , D8814 |  |  | 0.92 | 2001-12-11 09:56 | Anjanece | 25 | 2400 | N | N
DIXIE ELECTRIC | D8814 | Y | DIXIE ELECTRIC , D8814 |  |  | 0.99 | 2001-12-11 09:56 | Anjanece | 25 | 2400 | N | N
DIXIE ELECTRIC | D8814 | Y | DIXIE ELECTRIC , D8814 |  |  | 1.05 | 2001-12-11 09:56 | Anjanece | 25 | 2400 | N | N
DIXIE ELECTRIC | D8814 | Y | DIXIE ELECTRIC , D8814 |  |  | 1.07 | 2001-12-11 09:56 | Anjanece | 25 | 2400 | N | N
DIXIE ELECTRIC | D8814 | Y | DIXIE ELECTRIC , D8814 |  |  | 1.16 | 2001-12-11 09:56 | Anjanece | 25 | 2400 | N | N
DIXIE ELECTRIC | D8814 | Y | DIXIE ELECTRIC , D8814 |  |  | 1.17 | 2001-12-11 09:56 | Anjanece | 25 | 2400 | N | N
DIXIE ELECTRIC | D8814 | Y | DIXIE ELECTRIC , D8814 |  |  | 1.19 | 2001-12-11 09:56 | Anjanece | 25 | 2400 | N | N
DIXIE ELECTRIC | D8814 | Y | DIXIE ELECTRIC , D8814 |  |  | 1.31 | 2001-12-11 09:56 | Anjanece | 25 | 2400 | N | N
DIXIE ELECTRIC | D8814 | Y | DIXIE ELECTRIC , D8814 |  |  | 1.34 | 2001-12-11 09:56 | Anjanece | 25 | 2400 | N | N
DIXIE ELECTRIC | D8814 | Y | DIXIE ELECTRIC , D8814 |  |  | 1.4 | 2001-12-11 09:56 | Anjanece | 25 | 2400 | N | N
DIXIE ELECTRIC | D8814 | Y | DIXIE ELECTRIC , D8814 |  |  | 1.42 | 2001-12-11 09:56 | Anjanece | 25 | 2400 | N | N
DIXIE ELECTRIC | D8814 | Y | DIXIE ELECTRIC , D8814 |  |  | 1.43 | 2001-12-11 09:56 | Anjanece | 25 | 2400 | N | N
DIXIE ELECTRIC | D8814 | Y | DIXIE ELECTRIC , D8814 |  |  | 1.46 | 2001-12-11 09:56 | Anjanece | 25 | 2400 | N | N
DIXIE ELECTRIC | D8814 | Y | DIXIE ELECTRIC , D8814 |  |  | 1.5 | 2001-12-11 09:56 | Anjanece | 25 | 2400 | N | N
DIXIE ELECTRIC | D8814 | Y | DIXIE ELECTRIC , D8814 |  |  | 1.51 | 2001-12-11 09:56 | Anjanece | 25 | 2400 | N | N
DIXIE ELECTRIC | D8814 | Y | DIXIE ELECTRIC , D8814 |  |  | 1.52 | 2001-12-11 09:56 | Anjanece | 25 | 2400 | N | N
DIXIE ELECTRIC | D8814 | Y | DIXIE ELECTRIC , D8814 |  |  | 1.54 | 2001-12-11 09:56 | Anjanece | 25 | 2400 | N | N
DIXIE ELECTRIC | D8814 | Y | DIXIE ELECTRIC , D8814 |  |  | 1.61 | 2001-12-11 09:56 | Anjanece | 25 | 2400 | N | N
DIXIE ELECTRIC | D8814 | Y | DIXIE ELECTRIC , D8814 |  |  | 1.62 | 2001-12-11 09:56 | Anjanece | 25 | 2400 | N | N
DIXIE ELECTRIC | D8814 | Y | DIXIE ELECTRIC , D8814 |  |  | 1.63 | 2001-12-11 09:56 | Anjanece | 25 | 2400 | N | N
DIXIE ELECTRIC | D8814 | Y | DIXIE ELECTRIC , D8814 |  |  | 1.64 | 2001-12-11 09:56 | Anjanece | 25 | 2400 | N | N
DIXIE ELECTRIC | D8814 | Y | DIXIE ELECTRIC , D8814 |  |  | 1.65 | 2001-12-11 09:56 | Anjanece | 25 | 2400 | N | N
DIXIE ELECTRIC | D8814 | Y | DIXIE ELECTRIC , D8814 |  |  | 1.66 | 2001-12-11 09:56 | Anjanece | 25 | 2400 | N | N
DIXIE ELECTRIC | D8814 | Y | DIXIE ELECTRIC , D8814 |  | Storm Stores | 0 | 2018-04-16 10:07 | Anjanece | 25 | 2400 | N | N
DIXIE ELECTRIC | D8814 | Y | DIXIE ELECTRIC , D8814 |  |  | 0.98 | 2018-04-16 10:07 | Anjanece | 25 | 2400 | N | N
DIXIE ELECTRIC | D8814 | Y | DIXIE ELECTRIC , D8814 |  |  | 1.09 | 2018-04-16 10:07 | Anjanece | 25 | 2400 | N | N
DIXIE ELECTRIC | D8814 | Y | DIXIE ELECTRIC , D8814 |  |  | 1.11 | 2018-04-16 10:07 | Anjanece | 25 | 2400 | N | N
DIXIE ELECTRIC | D8814 | Y | DIXIE ELECTRIC , D8814 |  |  | 1.16 | 2018-04-16 10:07 | Anjanece | 25 | 2400 | N | N
DIXIE ELECTRIC | D8814 | Y | DIXIE ELECTRIC , D8814 |  |  | 1.17 | 2018-04-16 10:07 | Anjanece | 25 | 2400 | N | N
DIXIE ELECTRIC | D8814 | Y | DIXIE ELECTRIC , D8814 |  |  | 1.46 | 2018-04-16 10:07 | Anjanece | 25 | 2400 | N | N
DIXIE ELECTRIC | D8814 | Y | DIXIE ELECTRIC , D8814 |  |  | 1.47 | 2018-04-16 10:07 | Anjanece | 25 | 2400 | N | N
FLORIDA WIRE AND CABLE | FW8814 | Y | FLORIDA WIRE AND CABLE , FW8814 | JEA OVERHEAD DISTRIBUTION | CSC Stores | 0.84 | 2001-12-11 09:56 | Anjanece | 25 | 2400 | N | N
FLORIDA WIRE AND CABLE | FW8814 | Y | FLORIDA WIRE AND CABLE , FW8814 |  |  | 0.85 | 2001-12-11 09:56 | Anjanece | 25 | 2400 | N | N
FLORIDA WIRE AND CABLE | FW8814 | Y | FLORIDA WIRE AND CABLE , FW8814 |  |  | 0.86 | 2001-12-11 09:56 | Anjanece | 25 | 2400 | N | N
FLORIDA WIRE AND CABLE | FW8814 | Y | FLORIDA WIRE AND CABLE , FW8814 |  |  | 0.87 | 2001-12-11 09:56 | Anjanece | 25 | 2400 | N | N
FLORIDA WIRE AND CABLE | FW8814 | Y | FLORIDA WIRE AND CABLE , FW8814 |  |  | 0.88 | 2001-12-11 09:56 | Anjanece | 25 | 2400 | N | N
FLORIDA WIRE AND CABLE | FW8814 | Y | FLORIDA WIRE AND CABLE , FW8814 |  |  | 0.92 | 2001-12-11 09:56 | Anjanece | 25 | 2400 | N | N
FLORIDA WIRE AND CABLE | FW8814 | Y | FLORIDA WIRE AND CABLE , FW8814 |  |  | 0.99 | 2001-12-11 09:56 | Anjanece | 25 | 2400 | N | N
FLORIDA WIRE AND CABLE | FW8814 | Y | FLORIDA WIRE AND CABLE , FW8814 |  |  | 1.05 | 2001-12-11 09:56 | Anjanece | 25 | 2400 | N | N
FLORIDA WIRE AND CABLE | FW8814 | Y | FLORIDA WIRE AND CABLE , FW8814 |  |  | 1.07 | 2001-12-11 09:56 | Anjanece | 25 | 2400 | N | N
FLORIDA WIRE AND CABLE | FW8814 | Y | FLORIDA WIRE AND CABLE , FW8814 |  |  | 1.16 | 2001-12-11 09:56 | Anjanece | 25 | 2400 | N | N
FLORIDA WIRE AND CABLE | FW8814 | Y | FLORIDA WIRE AND CABLE , FW8814 |  |  | 1.17 | 2001-12-11 09:56 | Anjanece | 25 | 2400 | N | N
FLORIDA WIRE AND CABLE | FW8814 | Y | FLORIDA WIRE AND CABLE , FW8814 |  |  | 1.19 | 2001-12-11 09:56 | Anjanece | 25 | 2400 | N | N
FLORIDA WIRE AND CABLE | FW8814 | Y | FLORIDA WIRE AND CABLE , FW8814 |  |  | 1.31 | 2001-12-11 09:56 | Anjanece | 25 | 2400 | N | N
FLORIDA WIRE AND CABLE | FW8814 | Y | FLORIDA WIRE AND CABLE , FW8814 |  |  | 1.34 | 2001-12-11 09:56 | Anjanece | 25 | 2400 | N | N
FLORIDA WIRE AND CABLE | FW8814 | Y | FLORIDA WIRE AND CABLE , FW8814 |  |  | 1.4 | 2001-12-11 09:56 | Anjanece | 25 | 2400 | N | N
FLORIDA WIRE AND CABLE | FW8814 | Y | FLORIDA WIRE AND CABLE , FW8814 |  |  | 1.42 | 2001-12-11 09:56 | Anjanece | 25 | 2400 | N | N
FLORIDA WIRE AND CABLE | FW8814 | Y | FLORIDA WIRE AND CABLE , FW8814 |  |  | 1.43 | 2001-12-11 09:56 | Anjanece | 25 | 2400 | N | N
FLORIDA WIRE AND CABLE | FW8814 | Y | FLORIDA WIRE AND CABLE , FW8814 |  |  | 1.46 | 2001-12-11 09:56 | Anjanece | 25 | 2400 | N | N
FLORIDA WIRE AND CABLE | FW8814 | Y | FLORIDA WIRE AND CABLE , FW8814 |  |  | 1.5 | 2001-12-11 09:56 | Anjanece | 25 | 2400 | N | N
FLORIDA WIRE AND CABLE | FW8814 | Y | FLORIDA WIRE AND CABLE , FW8814 |  |  | 1.51 | 2001-12-11 09:56 | Anjanece | 25 | 2400 | N | N
FLORIDA WIRE AND CABLE | FW8814 | Y | FLORIDA WIRE AND CABLE , FW8814 |  |  | 1.52 | 2001-12-11 09:56 | Anjanece | 25 | 2400 | N | N
FLORIDA WIRE AND CABLE | FW8814 | Y | FLORIDA WIRE AND CABLE , FW8814 |  |  | 1.54 | 2001-12-11 09:56 | Anjanece | 25 | 2400 | N | N
FLORIDA WIRE AND CABLE | FW8814 | Y | FLORIDA WIRE AND CABLE , FW8814 |  |  | 1.61 | 2001-12-11 09:56 | Anjanece | 25 | 2400 | N | N
FLORIDA WIRE AND CABLE | FW8814 | Y | FLORIDA WIRE AND CABLE , FW8814 |  |  | 1.62 | 2001-12-11 09:56 | Anjanece | 25 | 2400 | N | N
FLORIDA WIRE AND CABLE | FW8814 | Y | FLORIDA WIRE AND CABLE , FW8814 |  |  | 1.63 | 2001-12-11 09:56 | Anjanece | 25 | 2400 | N | N
FLORIDA WIRE AND CABLE | FW8814 | Y | FLORIDA WIRE AND CABLE , FW8814 |  |  | 1.64 | 2001-12-11 09:56 | Anjanece | 25 | 2400 | N | N
FLORIDA WIRE AND CABLE | FW8814 | Y | FLORIDA WIRE AND CABLE , FW8814 |  |  | 1.65 | 2001-12-11 09:56 | Anjanece | 25 | 2400 | N | N
FLORIDA WIRE AND CABLE | FW8814 | Y | FLORIDA WIRE AND CABLE , FW8814 |  |  | 1.66 | 2001-12-11 09:56 | Anjanece | 25 | 2400 | N | N
FLORIDA WIRE AND CABLE | FW8814 | Y | FLORIDA WIRE AND CABLE , FW8814 |  | Storm Stores | 0 | 2018-04-16 10:07 | Anjanece | 25 | 2400 | N | N
FLORIDA WIRE AND CABLE | FW8814 | Y | FLORIDA WIRE AND CABLE , FW8814 |  |  | 0.98 | 2018-04-16 10:07 | Anjanece | 25 | 2400 | N | N
FLORIDA WIRE AND CABLE | FW8814 | Y | FLORIDA WIRE AND CABLE , FW8814 |  |  | 1.09 | 2018-04-16 10:07 | Anjanece | 25 | 2400 | N | N
FLORIDA WIRE AND CABLE | FW8814 | Y | FLORIDA WIRE AND CABLE , FW8814 |  |  | 1.11 | 2018-04-16 10:07 | Anjanece | 25 | 2400 | N | N
FLORIDA WIRE AND CABLE | FW8814 | Y | FLORIDA WIRE AND CABLE , FW8814 |  |  | 1.16 | 2018-04-16 10:07 | Anjanece | 25 | 2400 | N | N
FLORIDA WIRE AND CABLE | FW8814 | Y | FLORIDA WIRE AND CABLE , FW8814 |  |  | 1.17 | 2018-04-16 10:07 | Anjanece | 25 | 2400 | N | N
FLORIDA WIRE AND CABLE | FW8814 | Y | FLORIDA WIRE AND CABLE , FW8814 |  |  | 1.46 | 2018-04-16 10:07 | Anjanece | 25 | 2400 | N | N
FLORIDA WIRE AND CABLE | FW8814 | Y | FLORIDA WIRE AND CABLE , FW8814 |  |  | 1.47 | 2018-04-16 10:07 | Anjanece | 25 | 2400 | N | N
HUGHES | B614-6 | Y | HUGHES , B614-6 | JEA OVERHEAD DISTRIBUTION | CSC Stores | 0.84 | 2001-12-11 09:56 | Anjanece | 25 | 2400 | N | N
HUGHES | B614-6 | Y | HUGHES , B614-6 |  |  | 0.85 | 2001-12-11 09:56 | Anjanece | 25 | 2400 | N | N
HUGHES | B614-6 | Y | HUGHES , B614-6 |  |  | 0.86 | 2001-12-11 09:56 | Anjanece | 25 | 2400 | N | N
HUGHES | B614-6 | Y | HUGHES , B614-6 |  |  | 0.87 | 2001-12-11 09:56 | Anjanece | 25 | 2400 | N | N
HUGHES | B614-6 | Y | HUGHES , B614-6 |  |  | 0.88 | 2001-12-11 09:56 | Anjanece | 25 | 2400 | N | N
HUGHES | B614-6 | Y | HUGHES , B614-6 |  |  | 0.92 | 2001-12-11 09:56 | Anjanece | 25 | 2400 | N | N
HUGHES | B614-6 | Y | HUGHES , B614-6 |  |  | 0.99 | 2001-12-11 09:56 | Anjanece | 25 | 2400 | N | N
HUGHES | B614-6 | Y | HUGHES , B614-6 |  |  | 1.05 | 2001-12-11 09:56 | Anjanece | 25 | 2400 | N | N
HUGHES | B614-6 | Y | HUGHES , B614-6 |  |  | 1.07 | 2001-12-11 09:56 | Anjanece | 25 | 2400 | N | N
HUGHES | B614-6 | Y | HUGHES , B614-6 |  |  | 1.16 | 2001-12-11 09:56 | Anjanece | 25 | 2400 | N | N
HUGHES | B614-6 | Y | HUGHES , B614-6 |  |  | 1.17 | 2001-12-11 09:56 | Anjanece | 25 | 2400 | N | N
HUGHES | B614-6 | Y | HUGHES , B614-6 |  |  | 1.19 | 2001-12-11 09:56 | Anjanece | 25 | 2400 | N | N
HUGHES | B614-6 | Y | HUGHES , B614-6 |  |  | 1.31 | 2001-12-11 09:56 | Anjanece | 25 | 2400 | N | N
HUGHES | B614-6 | Y | HUGHES , B614-6 |  |  | 1.34 | 2001-12-11 09:56 | Anjanece | 25 | 2400 | N | N
HUGHES | B614-6 | Y | HUGHES , B614-6 |  |  | 1.4 | 2001-12-11 09:56 | Anjanece | 25 | 2400 | N | N
HUGHES | B614-6 | Y | HUGHES , B614-6 |  |  | 1.42 | 2001-12-11 09:56 | Anjanece | 25 | 2400 | N | N
HUGHES | B614-6 | Y | HUGHES , B614-6 |  |  | 1.43 | 2001-12-11 09:56 | Anjanece | 25 | 2400 | N | N
HUGHES | B614-6 | Y | HUGHES , B614-6 |  |  | 1.46 | 2001-12-11 09:56 | Anjanece | 25 | 2400 | N | N
HUGHES | B614-6 | Y | HUGHES , B614-6 |  |  | 1.5 | 2001-12-11 09:56 | Anjanece | 25 | 2400 | N | N
HUGHES | B614-6 | Y | HUGHES , B614-6 |  |  | 1.51 | 2001-12-11 09:56 | Anjanece | 25 | 2400 | N | N
HUGHES | B614-6 | Y | HUGHES , B614-6 |  |  | 1.52 | 2001-12-11 09:56 | Anjanece | 25 | 2400 | N | N
HUGHES | B614-6 | Y | HUGHES , B614-6 |  |  | 1.54 | 2001-12-11 09:56 | Anjanece | 25 | 2400 | N | N
HUGHES | B614-6 | Y | HUGHES , B614-6 |  |  | 1.61 | 2001-12-11 09:56 | Anjanece | 25 | 2400 | N | N
HUGHES | B614-6 | Y | HUGHES , B614-6 |  |  | 1.62 | 2001-12-11 09:56 | Anjanece | 25 | 2400 | N | N
HUGHES | B614-6 | Y | HUGHES , B614-6 |  |  | 1.63 | 2001-12-11 09:56 | Anjanece | 25 | 2400 | N | N
HUGHES | B614-6 | Y | HUGHES , B614-6 |  |  | 1.64 | 2001-12-11 09:56 | Anjanece | 25 | 2400 | N | N
HUGHES | B614-6 | Y | HUGHES , B614-6 |  |  | 1.65 | 2001-12-11 09:56 | Anjanece | 25 | 2400 | N | N
HUGHES | B614-6 | Y | HUGHES , B614-6 |  |  | 1.66 | 2001-12-11 09:56 | Anjanece | 25 | 2400 | N | N
HUGHES | B614-6 | Y | HUGHES , B614-6 |  | Storm Stores | 0 | 2018-04-16 10:07 | Anjanece | 25 | 2400 | N | N
HUGHES | B614-6 | Y | HUGHES , B614-6 |  |  | 0.98 | 2018-04-16 10:07 | Anjanece | 25 | 2400 | N | N
HUGHES | B614-6 | Y | HUGHES , B614-6 |  |  | 1.09 | 2018-04-16 10:07 | Anjanece | 25 | 2400 | N | N
HUGHES | B614-6 | Y | HUGHES , B614-6 |  |  | 1.11 | 2018-04-16 10:07 | Anjanece | 25 | 2400 | N | N
HUGHES | B614-6 | Y | HUGHES , B614-6 |  |  | 1.16 | 2018-04-16 10:07 | Anjanece | 25 | 2400 | N | N
HUGHES | B614-6 | Y | HUGHES , B614-6 |  |  | 1.17 | 2018-04-16 10:07 | Anjanece | 25 | 2400 | N | N
HUGHES | B614-6 | Y | HUGHES , B614-6 |  |  | 1.46 | 2018-04-16 10:07 | Anjanece | 25 | 2400 | N | N
HUGHES | B614-6 | Y | HUGHES , B614-6 |  |  | 1.47 | 2018-04-16 10:07 | Anjanece | 25 | 2400 | N | N
JOSLYN HI-VOLTAGE CORP. | J8814 | Y | JOSLYN HI-VOLTAGE CORP. , J8814 | JEA OVERHEAD DISTRIBUTION | CSC Stores | 0.84 | 2001-12-11 09:56 | Anjanece | 25 | 2400 | N | N
JOSLYN HI-VOLTAGE CORP. | J8814 | Y | JOSLYN HI-VOLTAGE CORP. , J8814 |  |  | 0.85 | 2001-12-11 09:56 | Anjanece | 25 | 2400 | N | N
JOSLYN HI-VOLTAGE CORP. | J8814 | Y | JOSLYN HI-VOLTAGE CORP. , J8814 |  |  | 0.86 | 2001-12-11 09:56 | Anjanece | 25 | 2400 | N | N
JOSLYN HI-VOLTAGE CORP. | J8814 | Y | JOSLYN HI-VOLTAGE CORP. , J8814 |  |  | 0.87 | 2001-12-11 09:56 | Anjanece | 25 | 2400 | N | N
JOSLYN HI-VOLTAGE CORP. | J8814 | Y | JOSLYN HI-VOLTAGE CORP. , J8814 |  |  | 0.88 | 2001-12-11 09:56 | Anjanece | 25 | 2400 | N | N
JOSLYN HI-VOLTAGE CORP. | J8814 | Y | JOSLYN HI-VOLTAGE CORP. , J8814 |  |  | 0.92 | 2001-12-11 09:56 | Anjanece | 25 | 2400 | N | N
JOSLYN HI-VOLTAGE CORP. | J8814 | Y | JOSLYN HI-VOLTAGE CORP. , J8814 |  |  | 0.99 | 2001-12-11 09:56 | Anjanece | 25 | 2400 | N | N
JOSLYN HI-VOLTAGE CORP. | J8814 | Y | JOSLYN HI-VOLTAGE CORP. , J8814 |  |  | 1.05 | 2001-12-11 09:56 | Anjanece | 25 | 2400 | N | N
JOSLYN HI-VOLTAGE CORP. | J8814 | Y | JOSLYN HI-VOLTAGE CORP. , J8814 |  |  | 1.07 | 2001-12-11 09:56 | Anjanece | 25 | 2400 | N | N
JOSLYN HI-VOLTAGE CORP. | J8814 | Y | JOSLYN HI-VOLTAGE CORP. , J8814 |  |  | 1.16 | 2001-12-11 09:56 | Anjanece | 25 | 2400 | N | N
JOSLYN HI-VOLTAGE CORP. | J8814 | Y | JOSLYN HI-VOLTAGE CORP. , J8814 |  |  | 1.17 | 2001-12-11 09:56 | Anjanece | 25 | 2400 | N | N
JOSLYN HI-VOLTAGE CORP. | J8814 | Y | JOSLYN HI-VOLTAGE CORP. , J8814 |  |  | 1.19 | 2001-12-11 09:56 | Anjanece | 25 | 2400 | N | N
JOSLYN HI-VOLTAGE CORP. | J8814 | Y | JOSLYN HI-VOLTAGE CORP. , J8814 |  |  | 1.31 | 2001-12-11 09:56 | Anjanece | 25 | 2400 | N | N
JOSLYN HI-VOLTAGE CORP. | J8814 | Y | JOSLYN HI-VOLTAGE CORP. , J8814 |  |  | 1.34 | 2001-12-11 09:56 | Anjanece | 25 | 2400 | N | N
JOSLYN HI-VOLTAGE CORP. | J8814 | Y | JOSLYN HI-VOLTAGE CORP. , J8814 |  |  | 1.4 | 2001-12-11 09:56 | Anjanece | 25 | 2400 | N | N
JOSLYN HI-VOLTAGE CORP. | J8814 | Y | JOSLYN HI-VOLTAGE CORP. , J8814 |  |  | 1.42 | 2001-12-11 09:56 | Anjanece | 25 | 2400 | N | N
JOSLYN HI-VOLTAGE CORP. | J8814 | Y | JOSLYN HI-VOLTAGE CORP. , J8814 |  |  | 1.43 | 2001-12-11 09:56 | Anjanece | 25 | 2400 | N | N
JOSLYN HI-VOLTAGE CORP. | J8814 | Y | JOSLYN HI-VOLTAGE CORP. , J8814 |  |  | 1.46 | 2001-12-11 09:56 | Anjanece | 25 | 2400 | N | N
JOSLYN HI-VOLTAGE CORP. | J8814 | Y | JOSLYN HI-VOLTAGE CORP. , J8814 |  |  | 1.5 | 2001-12-11 09:56 | Anjanece | 25 | 2400 | N | N
JOSLYN HI-VOLTAGE CORP. | J8814 | Y | JOSLYN HI-VOLTAGE CORP. , J8814 |  |  | 1.51 | 2001-12-11 09:56 | Anjanece | 25 | 2400 | N | N
JOSLYN HI-VOLTAGE CORP. | J8814 | Y | JOSLYN HI-VOLTAGE CORP. , J8814 |  |  | 1.52 | 2001-12-11 09:56 | Anjanece | 25 | 2400 | N | N
JOSLYN HI-VOLTAGE CORP. | J8814 | Y | JOSLYN HI-VOLTAGE CORP. , J8814 |  |  | 1.54 | 2001-12-11 09:56 | Anjanece | 25 | 2400 | N | N
JOSLYN HI-VOLTAGE CORP. | J8814 | Y | JOSLYN HI-VOLTAGE CORP. , J8814 |  |  | 1.61 | 2001-12-11 09:56 | Anjanece | 25 | 2400 | N | N
JOSLYN HI-VOLTAGE CORP. | J8814 | Y | JOSLYN HI-VOLTAGE CORP. , J8814 |  |  | 1.62 | 2001-12-11 09:56 | Anjanece | 25 | 2400 | N | N
JOSLYN HI-VOLTAGE CORP. | J8814 | Y | JOSLYN HI-VOLTAGE CORP. , J8814 |  |  | 1.63 | 2001-12-11 09:56 | Anjanece | 25 | 2400 | N | N
JOSLYN HI-VOLTAGE CORP. | J8814 | Y | JOSLYN HI-VOLTAGE CORP. , J8814 |  |  | 1.64 | 2001-12-11 09:56 | Anjanece | 25 | 2400 | N | N
JOSLYN HI-VOLTAGE CORP. | J8814 | Y | JOSLYN HI-VOLTAGE CORP. , J8814 |  |  | 1.65 | 2001-12-11 09:56 | Anjanece | 25 | 2400 | N | N
JOSLYN HI-VOLTAGE CORP. | J8814 | Y | JOSLYN HI-VOLTAGE CORP. , J8814 |  |  | 1.66 | 2001-12-11 09:56 | Anjanece | 25 | 2400 | N | N
JOSLYN HI-VOLTAGE CORP. | J8814 | Y | JOSLYN HI-VOLTAGE CORP. , J8814 |  | Storm Stores | 0 | 2018-04-16 10:07 | Anjanece | 25 | 2400 | N | N
JOSLYN HI-VOLTAGE CORP. | J8814 | Y | JOSLYN HI-VOLTAGE CORP. , J8814 |  |  | 0.98 | 2018-04-16 10:07 | Anjanece | 25 | 2400 | N | N
JOSLYN HI-VOLTAGE CORP. | J8814 | Y | JOSLYN HI-VOLTAGE CORP. , J8814 |  |  | 1.09 | 2018-04-16 10:07 | Anjanece | 25 | 2400 | N | N
JOSLYN HI-VOLTAGE CORP. | J8814 | Y | JOSLYN HI-VOLTAGE CORP. , J8814 |  |  | 1.11 | 2018-04-16 10:07 | Anjanece | 25 | 2400 | N | N
JOSLYN HI-VOLTAGE CORP. | J8814 | Y | JOSLYN HI-VOLTAGE CORP. , J8814 |  |  | 1.16 | 2018-04-16 10:07 | Anjanece | 25 | 2400 | N | N
JOSLYN HI-VOLTAGE CORP. | J8814 | Y | JOSLYN HI-VOLTAGE CORP. , J8814 |  |  | 1.17 | 2018-04-16 10:07 | Anjanece | 25 | 2400 | N | N
JOSLYN HI-VOLTAGE CORP. | J8814 | Y | JOSLYN HI-VOLTAGE CORP. , J8814 |  |  | 1.46 | 2018-04-16 10:07 | Anjanece | 25 | 2400 | N | N
JOSLYN HI-VOLTAGE CORP. | J8814 | Y | JOSLYN HI-VOLTAGE CORP. , J8814 |  |  | 1.47 | 2018-04-16 10:07 | Anjanece | 25 | 2400 | N | N
MC GRAW EDISON | DF3B14 | Y | MC GRAW EDISON , DF3B14 | JEA OVERHEAD DISTRIBUTION | CSC Stores | 0.84 | 2001-12-11 09:56 | Anjanece | 25 | 2400 | N | N
MC GRAW EDISON | DF3B14 | Y | MC GRAW EDISON , DF3B14 |  |  | 0.85 | 2001-12-11 09:56 | Anjanece | 25 | 2400 | N | N
MC GRAW EDISON | DF3B14 | Y | MC GRAW EDISON , DF3B14 |  |  | 0.86 | 2001-12-11 09:56 | Anjanece | 25 | 2400 | N | N
MC GRAW EDISON | DF3B14 | Y | MC GRAW EDISON , DF3B14 |  |  | 0.87 | 2001-12-11 09:56 | Anjanece | 25 | 2400 | N | N
MC GRAW EDISON | DF3B14 | Y | MC GRAW EDISON , DF3B14 |  |  | 0.88 | 2001-12-11 09:56 | Anjanece | 25 | 2400 | N | N
MC GRAW EDISON | DF3B14 | Y | MC GRAW EDISON , DF3B14 |  |  | 0.92 | 2001-12-11 09:56 | Anjanece | 25 | 2400 | N | N
MC GRAW EDISON | DF3B14 | Y | MC GRAW EDISON , DF3B14 |  |  | 0.99 | 2001-12-11 09:56 | Anjanece | 25 | 2400 | N | N
MC GRAW EDISON | DF3B14 | Y | MC GRAW EDISON , DF3B14 |  |  | 1.05 | 2001-12-11 09:56 | Anjanece | 25 | 2400 | N | N
MC GRAW EDISON | DF3B14 | Y | MC GRAW EDISON , DF3B14 |  |  | 1.07 | 2001-12-11 09:56 | Anjanece | 25 | 2400 | N | N
MC GRAW EDISON | DF3B14 | Y | MC GRAW EDISON , DF3B14 |  |  | 1.16 | 2001-12-11 09:56 | Anjanece | 25 | 2400 | N | N
MC GRAW EDISON | DF3B14 | Y | MC GRAW EDISON , DF3B14 |  |  | 1.17 | 2001-12-11 09:56 | Anjanece | 25 | 2400 | N | N
MC GRAW EDISON | DF3B14 | Y | MC GRAW EDISON , DF3B14 |  |  | 1.19 | 2001-12-11 09:56 | Anjanece | 25 | 2400 | N | N
MC GRAW EDISON | DF3B14 | Y | MC GRAW EDISON , DF3B14 |  |  | 1.31 | 2001-12-11 09:56 | Anjanece | 25 | 2400 | N | N
MC GRAW EDISON | DF3B14 | Y | MC GRAW EDISON , DF3B14 |  |  | 1.34 | 2001-12-11 09:56 | Anjanece | 25 | 2400 | N | N
MC GRAW EDISON | DF3B14 | Y | MC GRAW EDISON , DF3B14 |  |  | 1.4 | 2001-12-11 09:56 | Anjanece | 25 | 2400 | N | N
MC GRAW EDISON | DF3B14 | Y | MC GRAW EDISON , DF3B14 |  |  | 1.42 | 2001-12-11 09:56 | Anjanece | 25 | 2400 | N | N
MC GRAW EDISON | DF3B14 | Y | MC GRAW EDISON , DF3B14 |  |  | 1.43 | 2001-12-11 09:56 | Anjanece | 25 | 2400 | N | N
MC GRAW EDISON | DF3B14 | Y | MC GRAW EDISON , DF3B14 |  |  | 1.46 | 2001-12-11 09:56 | Anjanece | 25 | 2400 | N | N
MC GRAW EDISON | DF3B14 | Y | MC GRAW EDISON , DF3B14 |  |  | 1.5 | 2001-12-11 09:56 | Anjanece | 25 | 2400 | N | N
MC GRAW EDISON | DF3B14 | Y | MC GRAW EDISON , DF3B14 |  |  | 1.51 | 2001-12-11 09:56 | Anjanece | 25 | 2400 | N | N
MC GRAW EDISON | DF3B14 | Y | MC GRAW EDISON , DF3B14 |  |  | 1.52 | 2001-12-11 09:56 | Anjanece | 25 | 2400 | N | N
MC GRAW EDISON | DF3B14 | Y | MC GRAW EDISON , DF3B14 |  |  | 1.54 | 2001-12-11 09:56 | Anjanece | 25 | 2400 | N | N
MC GRAW EDISON | DF3B14 | Y | MC GRAW EDISON , DF3B14 |  |  | 1.61 | 2001-12-11 09:56 | Anjanece | 25 | 2400 | N | N
MC GRAW EDISON | DF3B14 | Y | MC GRAW EDISON , DF3B14 |  |  | 1.62 | 2001-12-11 09:56 | Anjanece | 25 | 2400 | N | N
MC GRAW EDISON | DF3B14 | Y | MC GRAW EDISON , DF3B14 |  |  | 1.63 | 2001-12-11 09:56 | Anjanece | 25 | 2400 | N | N
MC GRAW EDISON | DF3B14 | Y | MC GRAW EDISON , DF3B14 |  |  | 1.64 | 2001-12-11 09:56 | Anjanece | 25 | 2400 | N | N
MC GRAW EDISON | DF3B14 | Y | MC GRAW EDISON , DF3B14 |  |  | 1.65 | 2001-12-11 09:56 | Anjanece | 25 | 2400 | N | N
MC GRAW EDISON | DF3B14 | Y | MC GRAW EDISON , DF3B14 |  |  | 1.66 | 2001-12-11 09:56 | Anjanece | 25 | 2400 | N | N
MC GRAW EDISON | DF3B14 | Y | MC GRAW EDISON , DF3B14 |  | Storm Stores | 0 | 2018-04-16 10:07 | Anjanece | 25 | 2400 | N | N
MC GRAW EDISON | DF3B14 | Y | MC GRAW EDISON , DF3B14 |  |  | 0.98 | 2018-04-16 10:07 | Anjanece | 25 | 2400 | N | N
MC GRAW EDISON | DF3B14 | Y | MC GRAW EDISON , DF3B14 |  |  | 1.09 | 2018-04-16 10:07 | Anjanece | 25 | 2400 | N | N
MC GRAW EDISON | DF3B14 | Y | MC GRAW EDISON , DF3B14 |  |  | 1.11 | 2018-04-16 10:07 | Anjanece | 25 | 2400 | N | N
MC GRAW EDISON | DF3B14 | Y | MC GRAW EDISON , DF3B14 |  |  | 1.16 | 2018-04-16 10:07 | Anjanece | 25 | 2400 | N | N
MC GRAW EDISON | DF3B14 | Y | MC GRAW EDISON , DF3B14 |  |  | 1.17 | 2018-04-16 10:07 | Anjanece | 25 | 2400 | N | N
MC GRAW EDISON | DF3B14 | Y | MC GRAW EDISON , DF3B14 |  |  | 1.46 | 2018-04-16 10:07 | Anjanece | 25 | 2400 | N | N
MC GRAW EDISON | DF3B14 | Y | MC GRAW EDISON , DF3B14 |  |  | 1.47 | 2018-04-16 10:07 | Anjanece | 25 | 2400 | N | N
POWERLINE HARDWARE CO. | P8814 | Y | POWERLINE HARDWARE CO. , P8814 | JEA OVERHEAD DISTRIBUTION | CSC Stores | 0.84 | 2001-12-11 09:56 | Anjanece | 25 | 2400 | N | N
POWERLINE HARDWARE CO. | P8814 | Y | POWERLINE HARDWARE CO. , P8814 |  |  | 0.85 | 2001-12-11 09:56 | Anjanece | 25 | 2400 | N | N
POWERLINE HARDWARE CO. | P8814 | Y | POWERLINE HARDWARE CO. , P8814 |  |  | 0.86 | 2001-12-11 09:56 | Anjanece | 25 | 2400 | N | N
POWERLINE HARDWARE CO. | P8814 | Y | POWERLINE HARDWARE CO. , P8814 |  |  | 0.87 | 2001-12-11 09:56 | Anjanece | 25 | 2400 | N | N
POWERLINE HARDWARE CO. | P8814 | Y | POWERLINE HARDWARE CO. , P8814 |  |  | 0.88 | 2001-12-11 09:56 | Anjanece | 25 | 2400 | N | N
POWERLINE HARDWARE CO. | P8814 | Y | POWERLINE HARDWARE CO. , P8814 |  |  | 0.92 | 2001-12-11 09:56 | Anjanece | 25 | 2400 | N | N
POWERLINE HARDWARE CO. | P8814 | Y | POWERLINE HARDWARE CO. , P8814 |  |  | 0.99 | 2001-12-11 09:56 | Anjanece | 25 | 2400 | N | N
POWERLINE HARDWARE CO. | P8814 | Y | POWERLINE HARDWARE CO. , P8814 |  |  | 1.05 | 2001-12-11 09:56 | Anjanece | 25 | 2400 | N | N
POWERLINE HARDWARE CO. | P8814 | Y | POWERLINE HARDWARE CO. , P8814 |  |  | 1.07 | 2001-12-11 09:56 | Anjanece | 25 | 2400 | N | N
POWERLINE HARDWARE CO. | P8814 | Y | POWERLINE HARDWARE CO. , P8814 |  |  | 1.16 | 2001-12-11 09:56 | Anjanece | 25 | 2400 | N | N
POWERLINE HARDWARE CO. | P8814 | Y | POWERLINE HARDWARE CO. , P8814 |  |  | 1.17 | 2001-12-11 09:56 | Anjanece | 25 | 2400 | N | N
POWERLINE HARDWARE CO. | P8814 | Y | POWERLINE HARDWARE CO. , P8814 |  |  | 1.19 | 2001-12-11 09:56 | Anjanece | 25 | 2400 | N | N
POWERLINE HARDWARE CO. | P8814 | Y | POWERLINE HARDWARE CO. , P8814 |  |  | 1.31 | 2001-12-11 09:56 | Anjanece | 25 | 2400 | N | N
POWERLINE HARDWARE CO. | P8814 | Y | POWERLINE HARDWARE CO. , P8814 |  |  | 1.34 | 2001-12-11 09:56 | Anjanece | 25 | 2400 | N | N
POWERLINE HARDWARE CO. | P8814 | Y | POWERLINE HARDWARE CO. , P8814 |  |  | 1.4 | 2001-12-11 09:56 | Anjanece | 25 | 2400 | N | N
POWERLINE HARDWARE CO. | P8814 | Y | POWERLINE HARDWARE CO. , P8814 |  |  | 1.42 | 2001-12-11 09:56 | Anjanece | 25 | 2400 | N | N
POWERLINE HARDWARE CO. | P8814 | Y | POWERLINE HARDWARE CO. , P8814 |  |  | 1.43 | 2001-12-11 09:56 | Anjanece | 25 | 2400 | N | N
POWERLINE HARDWARE CO. | P8814 | Y | POWERLINE HARDWARE CO. , P8814 |  |  | 1.46 | 2001-12-11 09:56 | Anjanece | 25 | 2400 | N | N
POWERLINE HARDWARE CO. | P8814 | Y | POWERLINE HARDWARE CO. , P8814 |  |  | 1.5 | 2001-12-11 09:56 | Anjanece | 25 | 2400 | N | N
POWERLINE HARDWARE CO. | P8814 | Y | POWERLINE HARDWARE CO. , P8814 |  |  | 1.51 | 2001-12-11 09:56 | Anjanece | 25 | 2400 | N | N
POWERLINE HARDWARE CO. | P8814 | Y | POWERLINE HARDWARE CO. , P8814 |  |  | 1.52 | 2001-12-11 09:56 | Anjanece | 25 | 2400 | N | N
POWERLINE HARDWARE CO. | P8814 | Y | POWERLINE HARDWARE CO. , P8814 |  |  | 1.54 | 2001-12-11 09:56 | Anjanece | 25 | 2400 | N | N
POWERLINE HARDWARE CO. | P8814 | Y | POWERLINE HARDWARE CO. , P8814 |  |  | 1.61 | 2001-12-11 09:56 | Anjanece | 25 | 2400 | N | N
POWERLINE HARDWARE CO. | P8814 | Y | POWERLINE HARDWARE CO. , P8814 |  |  | 1.62 | 2001-12-11 09:56 | Anjanece | 25 | 2400 | N | N
POWERLINE HARDWARE CO. | P8814 | Y | POWERLINE HARDWARE CO. , P8814 |  |  | 1.63 | 2001-12-11 09:56 | Anjanece | 25 | 2400 | N | N
POWERLINE HARDWARE CO. | P8814 | Y | POWERLINE HARDWARE CO. , P8814 |  |  | 1.64 | 2001-12-11 09:56 | Anjanece | 25 | 2400 | N | N
POWERLINE HARDWARE CO. | P8814 | Y | POWERLINE HARDWARE CO. , P8814 |  |  | 1.65 | 2001-12-11 09:56 | Anjanece | 25 | 2400 | N | N
POWERLINE HARDWARE CO. | P8814 | Y | POWERLINE HARDWARE CO. , P8814 |  |  | 1.66 | 2001-12-11 09:56 | Anjanece | 25 | 2400 | N | N
POWERLINE HARDWARE CO. | P8814 | Y | POWERLINE HARDWARE CO. , P8814 |  | Storm Stores | 0 | 2018-04-16 10:07 | Anjanece | 25 | 2400 | N | N
POWERLINE HARDWARE CO. | P8814 | Y | POWERLINE HARDWARE CO. , P8814 |  |  | 0.98 | 2018-04-16 10:07 | Anjanece | 25 | 2400 | N | N
POWERLINE HARDWARE CO. | P8814 | Y | POWERLINE HARDWARE CO. , P8814 |  |  | 1.09 | 2018-04-16 10:07 | Anjanece | 25 | 2400 | N | N
POWERLINE HARDWARE CO. | P8814 | Y | POWERLINE HARDWARE CO. , P8814 |  |  | 1.11 | 2018-04-16 10:07 | Anjanece | 25 | 2400 | N | N
POWERLINE HARDWARE CO. | P8814 | Y | POWERLINE HARDWARE CO. , P8814 |  |  | 1.16 | 2018-04-16 10:07 | Anjanece | 25 | 2400 | N | N
POWERLINE HARDWARE CO. | P8814 | Y | POWERLINE HARDWARE CO. , P8814 |  |  | 1.17 | 2018-04-16 10:07 | Anjanece | 25 | 2400 | N | N
POWERLINE HARDWARE CO. | P8814 | Y | POWERLINE HARDWARE CO. , P8814 |  |  | 1.46 | 2018-04-16 10:07 | Anjanece | 25 | 2400 | N | N
POWERLINE HARDWARE CO. | P8814 | Y | POWERLINE HARDWARE CO. , P8814 |  |  | 1.47 | 2018-04-16 10:07 | Anjanece | 25 | 2400 | N | N
STEEL CITY | SC8814BG | Y | STEEL CITY , SC8814BG | JEA OVERHEAD DISTRIBUTION | CSC Stores | 0.84 | 2001-12-11 09:56 | Anjanece | 25 | 2400 | N | N
STEEL CITY | SC8814BG | Y | STEEL CITY , SC8814BG |  |  | 0.85 | 2001-12-11 09:56 | Anjanece | 25 | 2400 | N | N
STEEL CITY | SC8814BG | Y | STEEL CITY , SC8814BG |  |  | 0.86 | 2001-12-11 09:56 | Anjanece | 25 | 2400 | N | N
STEEL CITY | SC8814BG | Y | STEEL CITY , SC8814BG |  |  | 0.87 | 2001-12-11 09:56 | Anjanece | 25 | 2400 | N | N
STEEL CITY | SC8814BG | Y | STEEL CITY , SC8814BG |  |  | 0.88 | 2001-12-11 09:56 | Anjanece | 25 | 2400 | N | N
STEEL CITY | SC8814BG | Y | STEEL CITY , SC8814BG |  |  | 0.92 | 2001-12-11 09:56 | Anjanece | 25 | 2400 | N | N
STEEL CITY | SC8814BG | Y | STEEL CITY , SC8814BG |  |  | 0.99 | 2001-12-11 09:56 | Anjanece | 25 | 2400 | N | N
STEEL CITY | SC8814BG | Y | STEEL CITY , SC8814BG |  |  | 1.05 | 2001-12-11 09:56 | Anjanece | 25 | 2400 | N | N
STEEL CITY | SC8814BG | Y | STEEL CITY , SC8814BG |  |  | 1.07 | 2001-12-11 09:56 | Anjanece | 25 | 2400 | N | N
STEEL CITY | SC8814BG | Y | STEEL CITY , SC8814BG |  |  | 1.16 | 2001-12-11 09:56 | Anjanece | 25 | 2400 | N | N
STEEL CITY | SC8814BG | Y | STEEL CITY , SC8814BG |  |  | 1.17 | 2001-12-11 09:56 | Anjanece | 25 | 2400 | N | N
STEEL CITY | SC8814BG | Y | STEEL CITY , SC8814BG |  |  | 1.19 | 2001-12-11 09:56 | Anjanece | 25 | 2400 | N | N
STEEL CITY | SC8814BG | Y | STEEL CITY , SC8814BG |  |  | 1.31 | 2001-12-11 09:56 | Anjanece | 25 | 2400 | N | N
STEEL CITY | SC8814BG | Y | STEEL CITY , SC8814BG |  |  | 1.34 | 2001-12-11 09:56 | Anjanece | 25 | 2400 | N | N
STEEL CITY | SC8814BG | Y | STEEL CITY , SC8814BG |  |  | 1.4 | 2001-12-11 09:56 | Anjanece | 25 | 2400 | N | N
STEEL CITY | SC8814BG | Y | STEEL CITY , SC8814BG |  |  | 1.42 | 2001-12-11 09:56 | Anjanece | 25 | 2400 | N | N
STEEL CITY | SC8814BG | Y | STEEL CITY , SC8814BG |  |  | 1.43 | 2001-12-11 09:56 | Anjanece | 25 | 2400 | N | N
STEEL CITY | SC8814BG | Y | STEEL CITY , SC8814BG |  |  | 1.46 | 2001-12-11 09:56 | Anjanece | 25 | 2400 | N | N
STEEL CITY | SC8814BG | Y | STEEL CITY , SC8814BG |  |  | 1.5 | 2001-12-11 09:56 | Anjanece | 25 | 2400 | N | N
STEEL CITY | SC8814BG | Y | STEEL CITY , SC8814BG |  |  | 1.51 | 2001-12-11 09:56 | Anjanece | 25 | 2400 | N | N
STEEL CITY | SC8814BG | Y | STEEL CITY , SC8814BG |  |  | 1.52 | 2001-12-11 09:56 | Anjanece | 25 | 2400 | N | N
STEEL CITY | SC8814BG | Y | STEEL CITY , SC8814BG |  |  | 1.54 | 2001-12-11 09:56 | Anjanece | 25 | 2400 | N | N
STEEL CITY | SC8814BG | Y | STEEL CITY , SC8814BG |  |  | 1.61 | 2001-12-11 09:56 | Anjanece | 25 | 2400 | N | N
STEEL CITY | SC8814BG | Y | STEEL CITY , SC8814BG |  |  | 1.62 | 2001-12-11 09:56 | Anjanece | 25 | 2400 | N | N
STEEL CITY | SC8814BG | Y | STEEL CITY , SC8814BG |  |  | 1.63 | 2001-12-11 09:56 | Anjanece | 25 | 2400 | N | N
STEEL CITY | SC8814BG | Y | STEEL CITY , SC8814BG |  |  | 1.64 | 2001-12-11 09:56 | Anjanece | 25 | 2400 | N | N
STEEL CITY | SC8814BG | Y | STEEL CITY , SC8814BG |  |  | 1.65 | 2001-12-11 09:56 | Anjanece | 25 | 2400 | N | N
STEEL CITY | SC8814BG | Y | STEEL CITY , SC8814BG |  |  | 1.66 | 2001-12-11 09:56 | Anjanece | 25 | 2400 | N | N
STEEL CITY | SC8814BG | Y | STEEL CITY , SC8814BG |  | Storm Stores | 0 | 2018-04-16 10:07 | Anjanece | 25 | 2400 | N | N
STEEL CITY | SC8814BG | Y | STEEL CITY , SC8814BG |  |  | 0.98 | 2018-04-16 10:07 | Anjanece | 25 | 2400 | N | N
STEEL CITY | SC8814BG | Y | STEEL CITY , SC8814BG |  |  | 1.09 | 2018-04-16 10:07 | Anjanece | 25 | 2400 | N | N
STEEL CITY | SC8814BG | Y | STEEL CITY , SC8814BG |  |  | 1.11 | 2018-04-16 10:07 | Anjanece | 25 | 2400 | N | N
STEEL CITY | SC8814BG | Y | STEEL CITY , SC8814BG |  |  | 1.16 | 2018-04-16 10:07 | Anjanece | 25 | 2400 | N | N
STEEL CITY | SC8814BG | Y | STEEL CITY , SC8814BG |  |  | 1.17 | 2018-04-16 10:07 | Anjanece | 25 | 2400 | N | N
STEEL CITY | SC8814BG | Y | STEEL CITY , SC8814BG |  |  | 1.46 | 2018-04-16 10:07 | Anjanece | 25 | 2400 | N | N
STEEL CITY | SC8814BG | Y | STEEL CITY , SC8814BG |  |  | 1.47 | 2018-04-16 10:07 | Anjanece | 25 | 2400 | N | N
THREADED FASTENERS INC. | TF8814 | Y | THREADED FASTENERS INC. , TF8814 | JEA OVERHEAD DISTRIBUTION | CSC Stores | 0.84 | 2001-12-11 09:56 | Anjanece | 25 | 2400 | N | N
THREADED FASTENERS INC. | TF8814 | Y | THREADED FASTENERS INC. , TF8814 |  |  | 0.85 | 2001-12-11 09:56 | Anjanece | 25 | 2400 | N | N
THREADED FASTENERS INC. | TF8814 | Y | THREADED FASTENERS INC. , TF8814 |  |  | 0.86 | 2001-12-11 09:56 | Anjanece | 25 | 2400 | N | N
THREADED FASTENERS INC. | TF8814 | Y | THREADED FASTENERS INC. , TF8814 |  |  | 0.87 | 2001-12-11 09:56 | Anjanece | 25 | 2400 | N | N
THREADED FASTENERS INC. | TF8814 | Y | THREADED FASTENERS INC. , TF8814 |  |  | 0.88 | 2001-12-11 09:56 | Anjanece | 25 | 2400 | N | N
THREADED FASTENERS INC. | TF8814 | Y | THREADED FASTENERS INC. , TF8814 |  |  | 0.92 | 2001-12-11 09:56 | Anjanece | 25 | 2400 | N | N
THREADED FASTENERS INC. | TF8814 | Y | THREADED FASTENERS INC. , TF8814 |  |  | 0.99 | 2001-12-11 09:56 | Anjanece | 25 | 2400 | N | N
THREADED FASTENERS INC. | TF8814 | Y | THREADED FASTENERS INC. , TF8814 |  |  | 1.05 | 2001-12-11 09:56 | Anjanece | 25 | 2400 | N | N
THREADED FASTENERS INC. | TF8814 | Y | THREADED FASTENERS INC. , TF8814 |  |  | 1.07 | 2001-12-11 09:56 | Anjanece | 25 | 2400 | N | N
THREADED FASTENERS INC. | TF8814 | Y | THREADED FASTENERS INC. , TF8814 |  |  | 1.16 | 2001-12-11 09:56 | Anjanece | 25 | 2400 | N | N
THREADED FASTENERS INC. | TF8814 | Y | THREADED FASTENERS INC. , TF8814 |  |  | 1.17 | 2001-12-11 09:56 | Anjanece | 25 | 2400 | N | N
THREADED FASTENERS INC. | TF8814 | Y | THREADED FASTENERS INC. , TF8814 |  |  | 1.19 | 2001-12-11 09:56 | Anjanece | 25 | 2400 | N | N
THREADED FASTENERS INC. | TF8814 | Y | THREADED FASTENERS INC. , TF8814 |  |  | 1.31 | 2001-12-11 09:56 | Anjanece | 25 | 2400 | N | N
THREADED FASTENERS INC. | TF8814 | Y | THREADED FASTENERS INC. , TF8814 |  |  | 1.34 | 2001-12-11 09:56 | Anjanece | 25 | 2400 | N | N
THREADED FASTENERS INC. | TF8814 | Y | THREADED FASTENERS INC. , TF8814 |  |  | 1.4 | 2001-12-11 09:56 | Anjanece | 25 | 2400 | N | N
THREADED FASTENERS INC. | TF8814 | Y | THREADED FASTENERS INC. , TF8814 |  |  | 1.42 | 2001-12-11 09:56 | Anjanece | 25 | 2400 | N | N
THREADED FASTENERS INC. | TF8814 | Y | THREADED FASTENERS INC. , TF8814 |  |  | 1.43 | 2001-12-11 09:56 | Anjanece | 25 | 2400 | N | N
THREADED FASTENERS INC. | TF8814 | Y | THREADED FASTENERS INC. , TF8814 |  |  | 1.46 | 2001-12-11 09:56 | Anjanece | 25 | 2400 | N | N
THREADED FASTENERS INC. | TF8814 | Y | THREADED FASTENERS INC. , TF8814 |  |  | 1.5 | 2001-12-11 09:56 | Anjanece | 25 | 2400 | N | N
THREADED FASTENERS INC. | TF8814 | Y | THREADED FASTENERS INC. , TF8814 |  |  | 1.51 | 2001-12-11 09:56 | Anjanece | 25 | 2400 | N | N
THREADED FASTENERS INC. | TF8814 | Y | THREADED FASTENERS INC. , TF8814 |  |  | 1.52 | 2001-12-11 09:56 | Anjanece | 25 | 2400 | N | N
THREADED FASTENERS INC. | TF8814 | Y | THREADED FASTENERS INC. , TF8814 |  |  | 1.54 | 2001-12-11 09:56 | Anjanece | 25 | 2400 | N | N
THREADED FASTENERS INC. | TF8814 | Y | THREADED FASTENERS INC. , TF8814 |  |  | 1.61 | 2001-12-11 09:56 | Anjanece | 25 | 2400 | N | N
THREADED FASTENERS INC. | TF8814 | Y | THREADED FASTENERS INC. , TF8814 |  |  | 1.62 | 2001-12-11 09:56 | Anjanece | 25 | 2400 | N | N
THREADED FASTENERS INC. | TF8814 | Y | THREADED FASTENERS INC. , TF8814 |  |  | 1.63 | 2001-12-11 09:56 | Anjanece | 25 | 2400 | N | N
THREADED FASTENERS INC. | TF8814 | Y | THREADED FASTENERS INC. , TF8814 |  |  | 1.64 | 2001-12-11 09:56 | Anjanece | 25 | 2400 | N | N
THREADED FASTENERS INC. | TF8814 | Y | THREADED FASTENERS INC. , TF8814 |  |  | 1.65 | 2001-12-11 09:56 | Anjanece | 25 | 2400 | N | N
THREADED FASTENERS INC. | TF8814 | Y | THREADED FASTENERS INC. , TF8814 |  |  | 1.66 | 2001-12-11 09:56 | Anjanece | 25 | 2400 | N | N
THREADED FASTENERS INC. | TF8814 | Y | THREADED FASTENERS INC. , TF8814 |  | Storm Stores | 0 | 2018-04-16 10:07 | Anjanece | 25 | 2400 | N | N
THREADED FASTENERS INC. | TF8814 | Y | THREADED FASTENERS INC. , TF8814 |  |  | 0.98 | 2018-04-16 10:07 | Anjanece | 25 | 2400 | N | N
THREADED FASTENERS INC. | TF8814 | Y | THREADED FASTENERS INC. , TF8814 |  |  | 1.09 | 2018-04-16 10:07 | Anjanece | 25 | 2400 | N | N
THREADED FASTENERS INC. | TF8814 | Y | THREADED FASTENERS INC. , TF8814 |  |  | 1.11 | 2018-04-16 10:07 | Anjanece | 25 | 2400 | N | N
THREADED FASTENERS INC. | TF8814 | Y | THREADED FASTENERS INC. , TF8814 |  |  | 1.16 | 2018-04-16 10:07 | Anjanece | 25 | 2400 | N | N
THREADED FASTENERS INC. | TF8814 | Y | THREADED FASTENERS INC. , TF8814 |  |  | 1.17 | 2018-04-16 10:07 | Anjanece | 25 | 2400 | N | N
THREADED FASTENERS INC. | TF8814 | Y | THREADED FASTENERS INC. , TF8814 |  |  | 1.46 | 2018-04-16 10:07 | Anjanece | 25 | 2400 | N | N
THREADED FASTENERS INC. | TF8814 | Y | THREADED FASTENERS INC. , TF8814 |  |  | 1.47 | 2018-04-16 10:07 | Anjanece | 25 | 2400 | N | N
ALLIED BOLT, INC. | 8228 | Y | ALLIED BOLT, INC. , 8228 | JEA OVERHEAD DISTRIBUTION | CSC Stores | 1.1 | 2001-12-11 10:11 | Anjanece | 30 | 600 | N | N
ALLIED BOLT, INC. | 8228 | Y | ALLIED BOLT, INC. , 8228 |  |  | 1.11 | 2001-12-11 10:11 | Anjanece | 30 | 600 | N | N
ALLIED BOLT, INC. | 8228 | Y | ALLIED BOLT, INC. , 8228 |  |  | 1.13 | 2001-12-11 10:11 | Anjanece | 30 | 600 | N | N
ALLIED BOLT, INC. | 8228 | Y | ALLIED BOLT, INC. , 8228 |  |  | 1.14 | 2001-12-11 10:11 | Anjanece | 30 | 600 | N | N
ALLIED BOLT, INC. | 8228 | Y | ALLIED BOLT, INC. , 8228 |  |  | 1.41 | 2001-12-11 10:11 | Anjanece | 30 | 600 | N | N
ALLIED BOLT, INC. | 8228 | Y | ALLIED BOLT, INC. , 8228 |  |  | 1.46 | 2001-12-11 10:11 | Anjanece | 30 | 600 | N | N
ALLIED BOLT, INC. | 8228 | Y | ALLIED BOLT, INC. , 8228 |  |  | 1.48 | 2001-12-11 10:11 | Anjanece | 30 | 600 | N | N
ALLIED BOLT, INC. | 8228 | Y | ALLIED BOLT, INC. , 8228 |  |  | 1.49 | 2001-12-11 10:11 | Anjanece | 30 | 600 | N | N
ALLIED BOLT, INC. | 8228 | Y | ALLIED BOLT, INC. , 8228 |  |  | 1.5 | 2001-12-11 10:11 | Anjanece | 30 | 600 | N | N
ALLIED BOLT, INC. | 8228 | Y | ALLIED BOLT, INC. , 8228 |  |  | 1.52 | 2001-12-11 10:11 | Anjanece | 30 | 600 | N | N
ALLIED BOLT, INC. | 8228 | Y | ALLIED BOLT, INC. , 8228 |  |  | 1.55 | 2001-12-11 10:11 | Anjanece | 30 | 600 | N | N
ALLIED BOLT, INC. | 8228 | Y | ALLIED BOLT, INC. , 8228 |  |  | 1.58 | 2001-12-11 10:11 | Anjanece | 30 | 600 | N | N
ALLIED BOLT, INC. | 8228 | Y | ALLIED BOLT, INC. , 8228 |  |  | 1.6 | 2001-12-11 10:11 | Anjanece | 30 | 600 | N | N
ALLIED BOLT, INC. | 8228 | Y | ALLIED BOLT, INC. , 8228 |  |  | 1.62 | 2001-12-11 10:11 | Anjanece | 30 | 600 | N | N
ALLIED BOLT, INC. | 8228 | Y | ALLIED BOLT, INC. , 8228 |  |  | 1.66 | 2001-12-11 10:11 | Anjanece | 30 | 600 | N | N
ALLIED BOLT, INC. | 8228 | Y | ALLIED BOLT, INC. , 8228 |  |  | 1.69 | 2001-12-11 10:11 | Anjanece | 30 | 600 | N | N
ALLIED BOLT, INC. | 8228 | Y | ALLIED BOLT, INC. , 8228 |  |  | 1.79 | 2001-12-11 10:11 | Anjanece | 30 | 600 | N | N
ALLIED BOLT, INC. | 8228 | Y | ALLIED BOLT, INC. , 8228 |  |  | 1.82 | 2001-12-11 10:11 | Anjanece | 30 | 600 | N | N
ALLIED BOLT, INC. | 8228 | Y | ALLIED BOLT, INC. , 8228 |  |  | 1.83 | 2001-12-11 10:11 | Anjanece | 30 | 600 | N | N
ALLIED BOLT, INC. | 8228 | Y | ALLIED BOLT, INC. , 8228 |  |  | 1.84 | 2001-12-11 10:11 | Anjanece | 30 | 600 | N | N
ALLIED BOLT, INC. | 8228 | Y | ALLIED BOLT, INC. , 8228 |  |  | 1.89 | 2001-12-11 10:11 | Anjanece | 30 | 600 | N | N
ALLIED BOLT, INC. | 8228 | Y | ALLIED BOLT, INC. , 8228 |  |  | 2.19 | 2001-12-11 10:11 | Anjanece | 30 | 600 | N | N
ALLIED BOLT, INC. | 8228 | Y | ALLIED BOLT, INC. , 8228 |  |  | 2.2 | 2001-12-11 10:11 | Anjanece | 30 | 600 | N | N
ALLIED BOLT, INC. | 8228 | Y | ALLIED BOLT, INC. , 8228 |  |  | 2.27 | 2001-12-11 10:11 | Anjanece | 30 | 600 | N | N
ALLIED BOLT, INC. | 8228 | Y | ALLIED BOLT, INC. , 8228 |  |  | 2.32 | 2001-12-11 10:11 | Anjanece | 30 | 600 | N | N
ALLIED BOLT, INC. | 8228 | Y | ALLIED BOLT, INC. , 8228 |  |  | 2.34 | 2001-12-11 10:11 | Anjanece | 30 | 600 | N | N
ALLIED BOLT, INC. | 8228 | Y | ALLIED BOLT, INC. , 8228 |  |  | 2.36 | 2001-12-11 10:11 | Anjanece | 30 | 600 | N | N
ALLIED BOLT, INC. | 8228 | Y | ALLIED BOLT, INC. , 8228 |  |  | 2.45 | 2001-12-11 10:11 | Anjanece | 30 | 600 | N | N
ALLIED BOLT, INC. | 8228 | Y | ALLIED BOLT, INC. , 8228 |  |  | 2.59 | 2001-12-11 10:11 | Anjanece | 30 | 600 | N | N
ALLIED BOLT, INC. | 8228 | Y | ALLIED BOLT, INC. , 8228 |  |  | 2.95 | 2001-12-11 10:11 | Anjanece | 30 | 600 | N | N
ALLIED BOLT, INC. | 8228 | Y | ALLIED BOLT, INC. , 8228 |  |  | 3.44 | 2001-12-11 10:11 | Anjanece | 30 | 600 | N | N
ALLIED BOLT, INC. | 8228 | Y | ALLIED BOLT, INC. , 8228 |  | Storm Stores | 0 | 2018-04-16 10:07 | Anjanece | 30 | 600 | N | N
ALLIED BOLT, INC. | 8228 | Y | ALLIED BOLT, INC. , 8228 |  |  | 1.53 | 2018-04-16 10:07 | Anjanece | 30 | 600 | N | N
ALLIED BOLT, INC. | 8228 | Y | ALLIED BOLT, INC. , 8228 |  |  | 1.59 | 2018-04-16 10:07 | Anjanece | 30 | 600 | N | N
ALLIED BOLT, INC. | 8228 | Y | ALLIED BOLT, INC. , 8228 |  |  | 1.73 | 2018-04-16 10:07 | Anjanece | 30 | 600 | N | N
ALLIED BOLT, INC. | 8228 | Y | ALLIED BOLT, INC. , 8228 |  |  | 1.75 | 2018-04-16 10:07 | Anjanece | 30 | 600 | N | N
ALLIED BOLT, INC. | 8228 | Y | ALLIED BOLT, INC. , 8228 |  |  | 1.82 | 2018-04-16 10:07 | Anjanece | 30 | 600 | N | N
ALLIED BOLT, INC. | 8228 | Y | ALLIED BOLT, INC. , 8228 |  |  | 1.99 | 2018-04-16 10:07 | Anjanece | 30 | 600 | N | N
ALLIED BOLT, INC. | 8228 | Y | ALLIED BOLT, INC. , 8228 |  |  | 2 | 2018-04-16 10:07 | Anjanece | 30 | 600 | N | N
ALLIED BOLT, INC. | 8228 | Y | ALLIED BOLT, INC. , 8228 |  |  | 2.08 | 2018-04-16 10:07 | Anjanece | 30 | 600 | N | N
ALUMA-FORM | AF8816 | Y | ALUMA-FORM , AF8816 | JEA OVERHEAD DISTRIBUTION | CSC Stores | 1.1 | 2001-12-11 10:11 | Anjanece | 30 | 600 | N | N
ALUMA-FORM | AF8816 | Y | ALUMA-FORM , AF8816 |  |  | 1.11 | 2001-12-11 10:11 | Anjanece | 30 | 600 | N | N
ALUMA-FORM | AF8816 | Y | ALUMA-FORM , AF8816 |  |  | 1.13 | 2001-12-11 10:11 | Anjanece | 30 | 600 | N | N
ALUMA-FORM | AF8816 | Y | ALUMA-FORM , AF8816 |  |  | 1.14 | 2001-12-11 10:11 | Anjanece | 30 | 600 | N | N
ALUMA-FORM | AF8816 | Y | ALUMA-FORM , AF8816 |  |  | 1.41 | 2001-12-11 10:11 | Anjanece | 30 | 600 | N | N
ALUMA-FORM | AF8816 | Y | ALUMA-FORM , AF8816 |  |  | 1.46 | 2001-12-11 10:11 | Anjanece | 30 | 600 | N | N
ALUMA-FORM | AF8816 | Y | ALUMA-FORM , AF8816 |  |  | 1.48 | 2001-12-11 10:11 | Anjanece | 30 | 600 | N | N
ALUMA-FORM | AF8816 | Y | ALUMA-FORM , AF8816 |  |  | 1.49 | 2001-12-11 10:11 | Anjanece | 30 | 600 | N | N
ALUMA-FORM | AF8816 | Y | ALUMA-FORM , AF8816 |  |  | 1.5 | 2001-12-11 10:11 | Anjanece | 30 | 600 | N | N
ALUMA-FORM | AF8816 | Y | ALUMA-FORM , AF8816 |  |  | 1.52 | 2001-12-11 10:11 | Anjanece | 30 | 600 | N | N
ALUMA-FORM | AF8816 | Y | ALUMA-FORM , AF8816 |  |  | 1.55 | 2001-12-11 10:11 | Anjanece | 30 | 600 | N | N
ALUMA-FORM | AF8816 | Y | ALUMA-FORM , AF8816 |  |  | 1.58 | 2001-12-11 10:11 | Anjanece | 30 | 600 | N | N
ALUMA-FORM | AF8816 | Y | ALUMA-FORM , AF8816 |  |  | 1.6 | 2001-12-11 10:11 | Anjanece | 30 | 600 | N | N
ALUMA-FORM | AF8816 | Y | ALUMA-FORM , AF8816 |  |  | 1.62 | 2001-12-11 10:11 | Anjanece | 30 | 600 | N | N
ALUMA-FORM | AF8816 | Y | ALUMA-FORM , AF8816 |  |  | 1.66 | 2001-12-11 10:11 | Anjanece | 30 | 600 | N | N
ALUMA-FORM | AF8816 | Y | ALUMA-FORM , AF8816 |  |  | 1.69 | 2001-12-11 10:11 | Anjanece | 30 | 600 | N | N
ALUMA-FORM | AF8816 | Y | ALUMA-FORM , AF8816 |  |  | 1.79 | 2001-12-11 10:11 | Anjanece | 30 | 600 | N | N
ALUMA-FORM | AF8816 | Y | ALUMA-FORM , AF8816 |  |  | 1.82 | 2001-12-11 10:11 | Anjanece | 30 | 600 | N | N
ALUMA-FORM | AF8816 | Y | ALUMA-FORM , AF8816 |  |  | 1.83 | 2001-12-11 10:11 | Anjanece | 30 | 600 | N | N
ALUMA-FORM | AF8816 | Y | ALUMA-FORM , AF8816 |  |  | 1.84 | 2001-12-11 10:11 | Anjanece | 30 | 600 | N | N
ALUMA-FORM | AF8816 | Y | ALUMA-FORM , AF8816 |  |  | 1.89 | 2001-12-11 10:11 | Anjanece | 30 | 600 | N | N
ALUMA-FORM | AF8816 | Y | ALUMA-FORM , AF8816 |  |  | 2.19 | 2001-12-11 10:11 | Anjanece | 30 | 600 | N | N
ALUMA-FORM | AF8816 | Y | ALUMA-FORM , AF8816 |  |  | 2.2 | 2001-12-11 10:11 | Anjanece | 30 | 600 | N | N
ALUMA-FORM | AF8816 | Y | ALUMA-FORM , AF8816 |  |  | 2.27 | 2001-12-11 10:11 | Anjanece | 30 | 600 | N | N
ALUMA-FORM | AF8816 | Y | ALUMA-FORM , AF8816 |  |  | 2.32 | 2001-12-11 10:11 | Anjanece | 30 | 600 | N | N
ALUMA-FORM | AF8816 | Y | ALUMA-FORM , AF8816 |  |  | 2.34 | 2001-12-11 10:11 | Anjanece | 30 | 600 | N | N
ALUMA-FORM | AF8816 | Y | ALUMA-FORM , AF8816 |  |  | 2.36 | 2001-12-11 10:11 | Anjanece | 30 | 600 | N | N
ALUMA-FORM | AF8816 | Y | ALUMA-FORM , AF8816 |  |  | 2.45 | 2001-12-11 10:11 | Anjanece | 30 | 600 | N | N
ALUMA-FORM | AF8816 | Y | ALUMA-FORM , AF8816 |  |  | 2.59 | 2001-12-11 10:11 | Anjanece | 30 | 600 | N | N
ALUMA-FORM | AF8816 | Y | ALUMA-FORM , AF8816 |  |  | 2.95 | 2001-12-11 10:11 | Anjanece | 30 | 600 | N | N
ALUMA-FORM | AF8816 | Y | ALUMA-FORM , AF8816 |  |  | 3.44 | 2001-12-11 10:11 | Anjanece | 30 | 600 | N | N
ALUMA-FORM | AF8816 | Y | ALUMA-FORM , AF8816 |  | Storm Stores | 0 | 2018-04-16 10:07 | Anjanece | 30 | 600 | N | N
ALUMA-FORM | AF8816 | Y | ALUMA-FORM , AF8816 |  |  | 1.53 | 2018-04-16 10:07 | Anjanece | 30 | 600 | N | N
ALUMA-FORM | AF8816 | Y | ALUMA-FORM , AF8816 |  |  | 1.59 | 2018-04-16 10:07 | Anjanece | 30 | 600 | N | N
ALUMA-FORM | AF8816 | Y | ALUMA-FORM , AF8816 |  |  | 1.73 | 2018-04-16 10:07 | Anjanece | 30 | 600 | N | N
ALUMA-FORM | AF8816 | Y | ALUMA-FORM , AF8816 |  |  | 1.75 | 2018-04-16 10:07 | Anjanece | 30 | 600 | N | N
ALUMA-FORM | AF8816 | Y | ALUMA-FORM , AF8816 |  |  | 1.82 | 2018-04-16 10:07 | Anjanece | 30 | 600 | N | N
ALUMA-FORM | AF8816 | Y | ALUMA-FORM , AF8816 |  |  | 1.99 | 2018-04-16 10:07 | Anjanece | 30 | 600 | N | N
ALUMA-FORM | AF8816 | Y | ALUMA-FORM , AF8816 |  |  | 2 | 2018-04-16 10:07 | Anjanece | 30 | 600 | N | N
ALUMA-FORM | AF8816 | Y | ALUMA-FORM , AF8816 |  |  | 2.08 | 2018-04-16 10:07 | Anjanece | 30 | 600 | N | N
CHANCE | 8816 | Y | CHANCE , 8816 | JEA OVERHEAD DISTRIBUTION | CSC Stores | 1.1 | 2001-12-11 10:11 | Anjanece | 30 | 600 | N | N
CHANCE | 8816 | Y | CHANCE , 8816 |  |  | 1.11 | 2001-12-11 10:11 | Anjanece | 30 | 600 | N | N
CHANCE | 8816 | Y | CHANCE , 8816 |  |  | 1.13 | 2001-12-11 10:11 | Anjanece | 30 | 600 | N | N
CHANCE | 8816 | Y | CHANCE , 8816 |  |  | 1.14 | 2001-12-11 10:11 | Anjanece | 30 | 600 | N | N
CHANCE | 8816 | Y | CHANCE , 8816 |  |  | 1.41 | 2001-12-11 10:11 | Anjanece | 30 | 600 | N | N
CHANCE | 8816 | Y | CHANCE , 8816 |  |  | 1.46 | 2001-12-11 10:11 | Anjanece | 30 | 600 | N | N
CHANCE | 8816 | Y | CHANCE , 8816 |  |  | 1.48 | 2001-12-11 10:11 | Anjanece | 30 | 600 | N | N
CHANCE | 8816 | Y | CHANCE , 8816 |  |  | 1.49 | 2001-12-11 10:11 | Anjanece | 30 | 600 | N | N
CHANCE | 8816 | Y | CHANCE , 8816 |  |  | 1.5 | 2001-12-11 10:11 | Anjanece | 30 | 600 | N | N
CHANCE | 8816 | Y | CHANCE , 8816 |  |  | 1.52 | 2001-12-11 10:11 | Anjanece | 30 | 600 | N | N
CHANCE | 8816 | Y | CHANCE , 8816 |  |  | 1.55 | 2001-12-11 10:11 | Anjanece | 30 | 600 | N | N
CHANCE | 8816 | Y | CHANCE , 8816 |  |  | 1.58 | 2001-12-11 10:11 | Anjanece | 30 | 600 | N | N
CHANCE | 8816 | Y | CHANCE , 8816 |  |  | 1.6 | 2001-12-11 10:11 | Anjanece | 30 | 600 | N | N
CHANCE | 8816 | Y | CHANCE , 8816 |  |  | 1.62 | 2001-12-11 10:11 | Anjanece | 30 | 600 | N | N
CHANCE | 8816 | Y | CHANCE , 8816 |  |  | 1.66 | 2001-12-11 10:11 | Anjanece | 30 | 600 | N | N
CHANCE | 8816 | Y | CHANCE , 8816 |  |  | 1.69 | 2001-12-11 10:11 | Anjanece | 30 | 600 | N | N
CHANCE | 8816 | Y | CHANCE , 8816 |  |  | 1.79 | 2001-12-11 10:11 | Anjanece | 30 | 600 | N | N
CHANCE | 8816 | Y | CHANCE , 8816 |  |  | 1.82 | 2001-12-11 10:11 | Anjanece | 30 | 600 | N | N
CHANCE | 8816 | Y | CHANCE , 8816 |  |  | 1.83 | 2001-12-11 10:11 | Anjanece | 30 | 600 | N | N
CHANCE | 8816 | Y | CHANCE , 8816 |  |  | 1.84 | 2001-12-11 10:11 | Anjanece | 30 | 600 | N | N
CHANCE | 8816 | Y | CHANCE , 8816 |  |  | 1.89 | 2001-12-11 10:11 | Anjanece | 30 | 600 | N | N
CHANCE | 8816 | Y | CHANCE , 8816 |  |  | 2.19 | 2001-12-11 10:11 | Anjanece | 30 | 600 | N | N
CHANCE | 8816 | Y | CHANCE , 8816 |  |  | 2.2 | 2001-12-11 10:11 | Anjanece | 30 | 600 | N | N
CHANCE | 8816 | Y | CHANCE , 8816 |  |  | 2.27 | 2001-12-11 10:11 | Anjanece | 30 | 600 | N | N
CHANCE | 8816 | Y | CHANCE , 8816 |  |  | 2.32 | 2001-12-11 10:11 | Anjanece | 30 | 600 | N | N
CHANCE | 8816 | Y | CHANCE , 8816 |  |  | 2.34 | 2001-12-11 10:11 | Anjanece | 30 | 600 | N | N
CHANCE | 8816 | Y | CHANCE , 8816 |  |  | 2.36 | 2001-12-11 10:11 | Anjanece | 30 | 600 | N | N
CHANCE | 8816 | Y | CHANCE , 8816 |  |  | 2.45 | 2001-12-11 10:11 | Anjanece | 30 | 600 | N | N
CHANCE | 8816 | Y | CHANCE , 8816 |  |  | 2.59 | 2001-12-11 10:11 | Anjanece | 30 | 600 | N | N
CHANCE | 8816 | Y | CHANCE , 8816 |  |  | 2.95 | 2001-12-11 10:11 | Anjanece | 30 | 600 | N | N
CHANCE | 8816 | Y | CHANCE , 8816 |  |  | 3.44 | 2001-12-11 10:11 | Anjanece | 30 | 600 | N | N
CHANCE | 8816 | Y | CHANCE , 8816 |  | Storm Stores | 0 | 2018-04-16 10:07 | Anjanece | 30 | 600 | N | N
CHANCE | 8816 | Y | CHANCE , 8816 |  |  | 1.53 | 2018-04-16 10:07 | Anjanece | 30 | 600 | N | N
CHANCE | 8816 | Y | CHANCE , 8816 |  |  | 1.59 | 2018-04-16 10:07 | Anjanece | 30 | 600 | N | N
CHANCE | 8816 | Y | CHANCE , 8816 |  |  | 1.73 | 2018-04-16 10:07 | Anjanece | 30 | 600 | N | N
CHANCE | 8816 | Y | CHANCE , 8816 |  |  | 1.75 | 2018-04-16 10:07 | Anjanece | 30 | 600 | N | N
CHANCE | 8816 | Y | CHANCE , 8816 |  |  | 1.82 | 2018-04-16 10:07 | Anjanece | 30 | 600 | N | N
CHANCE | 8816 | Y | CHANCE , 8816 |  |  | 1.99 | 2018-04-16 10:07 | Anjanece | 30 | 600 | N | N
CHANCE | 8816 | Y | CHANCE , 8816 |  |  | 2 | 2018-04-16 10:07 | Anjanece | 30 | 600 | N | N
CHANCE | 8816 | Y | CHANCE , 8816 |  |  | 2.08 | 2018-04-16 10:07 | Anjanece | 30 | 600 | N | N
DIXIE ELECTRIC | D8816 | Y | DIXIE ELECTRIC , D8816 | JEA OVERHEAD DISTRIBUTION | CSC Stores | 1.1 | 2001-12-11 10:11 | Anjanece | 30 | 600 | N | N
DIXIE ELECTRIC | D8816 | Y | DIXIE ELECTRIC , D8816 |  |  | 1.11 | 2001-12-11 10:11 | Anjanece | 30 | 600 | N | N
DIXIE ELECTRIC | D8816 | Y | DIXIE ELECTRIC , D8816 |  |  | 1.13 | 2001-12-11 10:11 | Anjanece | 30 | 600 | N | N
DIXIE ELECTRIC | D8816 | Y | DIXIE ELECTRIC , D8816 |  |  | 1.14 | 2001-12-11 10:11 | Anjanece | 30 | 600 | N | N
DIXIE ELECTRIC | D8816 | Y | DIXIE ELECTRIC , D8816 |  |  | 1.41 | 2001-12-11 10:11 | Anjanece | 30 | 600 | N | N
DIXIE ELECTRIC | D8816 | Y | DIXIE ELECTRIC , D8816 |  |  | 1.46 | 2001-12-11 10:11 | Anjanece | 30 | 600 | N | N
DIXIE ELECTRIC | D8816 | Y | DIXIE ELECTRIC , D8816 |  |  | 1.48 | 2001-12-11 10:11 | Anjanece | 30 | 600 | N | N
DIXIE ELECTRIC | D8816 | Y | DIXIE ELECTRIC , D8816 |  |  | 1.49 | 2001-12-11 10:11 | Anjanece | 30 | 600 | N | N
DIXIE ELECTRIC | D8816 | Y | DIXIE ELECTRIC , D8816 |  |  | 1.5 | 2001-12-11 10:11 | Anjanece | 30 | 600 | N | N
DIXIE ELECTRIC | D8816 | Y | DIXIE ELECTRIC , D8816 |  |  | 1.52 | 2001-12-11 10:11 | Anjanece | 30 | 600 | N | N
DIXIE ELECTRIC | D8816 | Y | DIXIE ELECTRIC , D8816 |  |  | 1.55 | 2001-12-11 10:11 | Anjanece | 30 | 600 | N | N
DIXIE ELECTRIC | D8816 | Y | DIXIE ELECTRIC , D8816 |  |  | 1.58 | 2001-12-11 10:11 | Anjanece | 30 | 600 | N | N
DIXIE ELECTRIC | D8816 | Y | DIXIE ELECTRIC , D8816 |  |  | 1.6 | 2001-12-11 10:11 | Anjanece | 30 | 600 | N | N
DIXIE ELECTRIC | D8816 | Y | DIXIE ELECTRIC , D8816 |  |  | 1.62 | 2001-12-11 10:11 | Anjanece | 30 | 600 | N | N
DIXIE ELECTRIC | D8816 | Y | DIXIE ELECTRIC , D8816 |  |  | 1.66 | 2001-12-11 10:11 | Anjanece | 30 | 600 | N | N
DIXIE ELECTRIC | D8816 | Y | DIXIE ELECTRIC , D8816 |  |  | 1.69 | 2001-12-11 10:11 | Anjanece | 30 | 600 | N | N
DIXIE ELECTRIC | D8816 | Y | DIXIE ELECTRIC , D8816 |  |  | 1.79 | 2001-12-11 10:11 | Anjanece | 30 | 600 | N | N
DIXIE ELECTRIC | D8816 | Y | DIXIE ELECTRIC , D8816 |  |  | 1.82 | 2001-12-11 10:11 | Anjanece | 30 | 600 | N | N
DIXIE ELECTRIC | D8816 | Y | DIXIE ELECTRIC , D8816 |  |  | 1.83 | 2001-12-11 10:11 | Anjanece | 30 | 600 | N | N
DIXIE ELECTRIC | D8816 | Y | DIXIE ELECTRIC , D8816 |  |  | 1.84 | 2001-12-11 10:11 | Anjanece | 30 | 600 | N | N
DIXIE ELECTRIC | D8816 | Y | DIXIE ELECTRIC , D8816 |  |  | 1.89 | 2001-12-11 10:11 | Anjanece | 30 | 600 | N | N
DIXIE ELECTRIC | D8816 | Y | DIXIE ELECTRIC , D8816 |  |  | 2.19 | 2001-12-11 10:11 | Anjanece | 30 | 600 | N | N
DIXIE ELECTRIC | D8816 | Y | DIXIE ELECTRIC , D8816 |  |  | 2.2 | 2001-12-11 10:11 | Anjanece | 30 | 600 | N | N
DIXIE ELECTRIC | D8816 | Y | DIXIE ELECTRIC , D8816 |  |  | 2.27 | 2001-12-11 10:11 | Anjanece | 30 | 600 | N | N
DIXIE ELECTRIC | D8816 | Y | DIXIE ELECTRIC , D8816 |  |  | 2.32 | 2001-12-11 10:11 | Anjanece | 30 | 600 | N | N
DIXIE ELECTRIC | D8816 | Y | DIXIE ELECTRIC , D8816 |  |  | 2.34 | 2001-12-11 10:11 | Anjanece | 30 | 600 | N | N
DIXIE ELECTRIC | D8816 | Y | DIXIE ELECTRIC , D8816 |  |  | 2.36 | 2001-12-11 10:11 | Anjanece | 30 | 600 | N | N
DIXIE ELECTRIC | D8816 | Y | DIXIE ELECTRIC , D8816 |  |  | 2.45 | 2001-12-11 10:11 | Anjanece | 30 | 600 | N | N
DIXIE ELECTRIC | D8816 | Y | DIXIE ELECTRIC , D8816 |  |  | 2.59 | 2001-12-11 10:11 | Anjanece | 30 | 600 | N | N
DIXIE ELECTRIC | D8816 | Y | DIXIE ELECTRIC , D8816 |  |  | 2.95 | 2001-12-11 10:11 | Anjanece | 30 | 600 | N | N
DIXIE ELECTRIC | D8816 | Y | DIXIE ELECTRIC , D8816 |  |  | 3.44 | 2001-12-11 10:11 | Anjanece | 30 | 600 | N | N
DIXIE ELECTRIC | D8816 | Y | DIXIE ELECTRIC , D8816 |  | Storm Stores | 0 | 2018-04-16 10:07 | Anjanece | 30 | 600 | N | N
DIXIE ELECTRIC | D8816 | Y | DIXIE ELECTRIC , D8816 |  |  | 1.53 | 2018-04-16 10:07 | Anjanece | 30 | 600 | N | N
DIXIE ELECTRIC | D8816 | Y | DIXIE ELECTRIC , D8816 |  |  | 1.59 | 2018-04-16 10:07 | Anjanece | 30 | 600 | N | N
DIXIE ELECTRIC | D8816 | Y | DIXIE ELECTRIC , D8816 |  |  | 1.73 | 2018-04-16 10:07 | Anjanece | 30 | 600 | N | N
DIXIE ELECTRIC | D8816 | Y | DIXIE ELECTRIC , D8816 |  |  | 1.75 | 2018-04-16 10:07 | Anjanece | 30 | 600 | N | N
DIXIE ELECTRIC | D8816 | Y | DIXIE ELECTRIC , D8816 |  |  | 1.82 | 2018-04-16 10:07 | Anjanece | 30 | 600 | N | N
DIXIE ELECTRIC | D8816 | Y | DIXIE ELECTRIC , D8816 |  |  | 1.99 | 2018-04-16 10:07 | Anjanece | 30 | 600 | N | N
DIXIE ELECTRIC | D8816 | Y | DIXIE ELECTRIC , D8816 |  |  | 2 | 2018-04-16 10:07 | Anjanece | 30 | 600 | N | N
DIXIE ELECTRIC | D8816 | Y | DIXIE ELECTRIC , D8816 |  |  | 2.08 | 2018-04-16 10:07 | Anjanece | 30 | 600 | N | N
FLORIDA WIRE AND CABLE | FW8816 | Y | FLORIDA WIRE AND CABLE , FW8816 | JEA OVERHEAD DISTRIBUTION | CSC Stores | 1.1 | 2001-12-11 10:11 | Anjanece | 30 | 600 | N | N
FLORIDA WIRE AND CABLE | FW8816 | Y | FLORIDA WIRE AND CABLE , FW8816 |  |  | 1.11 | 2001-12-11 10:11 | Anjanece | 30 | 600 | N | N
FLORIDA WIRE AND CABLE | FW8816 | Y | FLORIDA WIRE AND CABLE , FW8816 |  |  | 1.13 | 2001-12-11 10:11 | Anjanece | 30 | 600 | N | N
FLORIDA WIRE AND CABLE | FW8816 | Y | FLORIDA WIRE AND CABLE , FW8816 |  |  | 1.14 | 2001-12-11 10:11 | Anjanece | 30 | 600 | N | N
FLORIDA WIRE AND CABLE | FW8816 | Y | FLORIDA WIRE AND CABLE , FW8816 |  |  | 1.41 | 2001-12-11 10:11 | Anjanece | 30 | 600 | N | N
FLORIDA WIRE AND CABLE | FW8816 | Y | FLORIDA WIRE AND CABLE , FW8816 |  |  | 1.46 | 2001-12-11 10:11 | Anjanece | 30 | 600 | N | N
FLORIDA WIRE AND CABLE | FW8816 | Y | FLORIDA WIRE AND CABLE , FW8816 |  |  | 1.48 | 2001-12-11 10:11 | Anjanece | 30 | 600 | N | N
FLORIDA WIRE AND CABLE | FW8816 | Y | FLORIDA WIRE AND CABLE , FW8816 |  |  | 1.49 | 2001-12-11 10:11 | Anjanece | 30 | 600 | N | N
FLORIDA WIRE AND CABLE | FW8816 | Y | FLORIDA WIRE AND CABLE , FW8816 |  |  | 1.5 | 2001-12-11 10:11 | Anjanece | 30 | 600 | N | N
FLORIDA WIRE AND CABLE | FW8816 | Y | FLORIDA WIRE AND CABLE , FW8816 |  |  | 1.52 | 2001-12-11 10:11 | Anjanece | 30 | 600 | N | N
FLORIDA WIRE AND CABLE | FW8816 | Y | FLORIDA WIRE AND CABLE , FW8816 |  |  | 1.55 | 2001-12-11 10:11 | Anjanece | 30 | 600 | N | N
FLORIDA WIRE AND CABLE | FW8816 | Y | FLORIDA WIRE AND CABLE , FW8816 |  |  | 1.58 | 2001-12-11 10:11 | Anjanece | 30 | 600 | N | N
FLORIDA WIRE AND CABLE | FW8816 | Y | FLORIDA WIRE AND CABLE , FW8816 |  |  | 1.6 | 2001-12-11 10:11 | Anjanece | 30 | 600 | N | N
FLORIDA WIRE AND CABLE | FW8816 | Y | FLORIDA WIRE AND CABLE , FW8816 |  |  | 1.62 | 2001-12-11 10:11 | Anjanece | 30 | 600 | N | N
FLORIDA WIRE AND CABLE | FW8816 | Y | FLORIDA WIRE AND CABLE , FW8816 |  |  | 1.66 | 2001-12-11 10:11 | Anjanece | 30 | 600 | N | N
FLORIDA WIRE AND CABLE | FW8816 | Y | FLORIDA WIRE AND CABLE , FW8816 |  |  | 1.69 | 2001-12-11 10:11 | Anjanece | 30 | 600 | N | N
FLORIDA WIRE AND CABLE | FW8816 | Y | FLORIDA WIRE AND CABLE , FW8816 |  |  | 1.79 | 2001-12-11 10:11 | Anjanece | 30 | 600 | N | N
FLORIDA WIRE AND CABLE | FW8816 | Y | FLORIDA WIRE AND CABLE , FW8816 |  |  | 1.82 | 2001-12-11 10:11 | Anjanece | 30 | 600 | N | N
FLORIDA WIRE AND CABLE | FW8816 | Y | FLORIDA WIRE AND CABLE , FW8816 |  |  | 1.83 | 2001-12-11 10:11 | Anjanece | 30 | 600 | N | N
FLORIDA WIRE AND CABLE | FW8816 | Y | FLORIDA WIRE AND CABLE , FW8816 |  |  | 1.84 | 2001-12-11 10:11 | Anjanece | 30 | 600 | N | N
FLORIDA WIRE AND CABLE | FW8816 | Y | FLORIDA WIRE AND CABLE , FW8816 |  |  | 1.89 | 2001-12-11 10:11 | Anjanece | 30 | 600 | N | N
FLORIDA WIRE AND CABLE | FW8816 | Y | FLORIDA WIRE AND CABLE , FW8816 |  |  | 2.19 | 2001-12-11 10:11 | Anjanece | 30 | 600 | N | N
FLORIDA WIRE AND CABLE | FW8816 | Y | FLORIDA WIRE AND CABLE , FW8816 |  |  | 2.2 | 2001-12-11 10:11 | Anjanece | 30 | 600 | N | N
FLORIDA WIRE AND CABLE | FW8816 | Y | FLORIDA WIRE AND CABLE , FW8816 |  |  | 2.27 | 2001-12-11 10:11 | Anjanece | 30 | 600 | N | N
FLORIDA WIRE AND CABLE | FW8816 | Y | FLORIDA WIRE AND CABLE , FW8816 |  |  | 2.32 | 2001-12-11 10:11 | Anjanece | 30 | 600 | N | N
FLORIDA WIRE AND CABLE | FW8816 | Y | FLORIDA WIRE AND CABLE , FW8816 |  |  | 2.34 | 2001-12-11 10:11 | Anjanece | 30 | 600 | N | N
FLORIDA WIRE AND CABLE | FW8816 | Y | FLORIDA WIRE AND CABLE , FW8816 |  |  | 2.36 | 2001-12-11 10:11 | Anjanece | 30 | 600 | N | N
FLORIDA WIRE AND CABLE | FW8816 | Y | FLORIDA WIRE AND CABLE , FW8816 |  |  | 2.45 | 2001-12-11 10:11 | Anjanece | 30 | 600 | N | N
FLORIDA WIRE AND CABLE | FW8816 | Y | FLORIDA WIRE AND CABLE , FW8816 |  |  | 2.59 | 2001-12-11 10:11 | Anjanece | 30 | 600 | N | N
FLORIDA WIRE AND CABLE | FW8816 | Y | FLORIDA WIRE AND CABLE , FW8816 |  |  | 2.95 | 2001-12-11 10:11 | Anjanece | 30 | 600 | N | N
FLORIDA WIRE AND CABLE | FW8816 | Y | FLORIDA WIRE AND CABLE , FW8816 |  |  | 3.44 | 2001-12-11 10:11 | Anjanece | 30 | 600 | N | N
FLORIDA WIRE AND CABLE | FW8816 | Y | FLORIDA WIRE AND CABLE , FW8816 |  | Storm Stores | 0 | 2018-04-16 10:07 | Anjanece | 30 | 600 | N | N
FLORIDA WIRE AND CABLE | FW8816 | Y | FLORIDA WIRE AND CABLE , FW8816 |  |  | 1.53 | 2018-04-16 10:07 | Anjanece | 30 | 600 | N | N
FLORIDA WIRE AND CABLE | FW8816 | Y | FLORIDA WIRE AND CABLE , FW8816 |  |  | 1.59 | 2018-04-16 10:07 | Anjanece | 30 | 600 | N | N
FLORIDA WIRE AND CABLE | FW8816 | Y | FLORIDA WIRE AND CABLE , FW8816 |  |  | 1.73 | 2018-04-16 10:07 | Anjanece | 30 | 600 | N | N
FLORIDA WIRE AND CABLE | FW8816 | Y | FLORIDA WIRE AND CABLE , FW8816 |  |  | 1.75 | 2018-04-16 10:07 | Anjanece | 30 | 600 | N | N
FLORIDA WIRE AND CABLE | FW8816 | Y | FLORIDA WIRE AND CABLE , FW8816 |  |  | 1.82 | 2018-04-16 10:07 | Anjanece | 30 | 600 | N | N
FLORIDA WIRE AND CABLE | FW8816 | Y | FLORIDA WIRE AND CABLE , FW8816 |  |  | 1.99 | 2018-04-16 10:07 | Anjanece | 30 | 600 | N | N
FLORIDA WIRE AND CABLE | FW8816 | Y | FLORIDA WIRE AND CABLE , FW8816 |  |  | 2 | 2018-04-16 10:07 | Anjanece | 30 | 600 | N | N
FLORIDA WIRE AND CABLE | FW8816 | Y | FLORIDA WIRE AND CABLE , FW8816 |  |  | 2.08 | 2018-04-16 10:07 | Anjanece | 30 | 600 | N | N
HUGHES | B616-6 | Y | HUGHES , B616-6 | JEA OVERHEAD DISTRIBUTION | CSC Stores | 1.1 | 2001-12-11 10:11 | Anjanece | 30 | 600 | N | N
HUGHES | B616-6 | Y | HUGHES , B616-6 |  |  | 1.11 | 2001-12-11 10:11 | Anjanece | 30 | 600 | N | N
HUGHES | B616-6 | Y | HUGHES , B616-6 |  |  | 1.13 | 2001-12-11 10:11 | Anjanece | 30 | 600 | N | N
HUGHES | B616-6 | Y | HUGHES , B616-6 |  |  | 1.14 | 2001-12-11 10:11 | Anjanece | 30 | 600 | N | N
HUGHES | B616-6 | Y | HUGHES , B616-6 |  |  | 1.41 | 2001-12-11 10:11 | Anjanece | 30 | 600 | N | N
HUGHES | B616-6 | Y | HUGHES , B616-6 |  |  | 1.46 | 2001-12-11 10:11 | Anjanece | 30 | 600 | N | N
HUGHES | B616-6 | Y | HUGHES , B616-6 |  |  | 1.48 | 2001-12-11 10:11 | Anjanece | 30 | 600 | N | N
HUGHES | B616-6 | Y | HUGHES , B616-6 |  |  | 1.49 | 2001-12-11 10:11 | Anjanece | 30 | 600 | N | N
HUGHES | B616-6 | Y | HUGHES , B616-6 |  |  | 1.5 | 2001-12-11 10:11 | Anjanece | 30 | 600 | N | N
HUGHES | B616-6 | Y | HUGHES , B616-6 |  |  | 1.52 | 2001-12-11 10:11 | Anjanece | 30 | 600 | N | N
HUGHES | B616-6 | Y | HUGHES , B616-6 |  |  | 1.55 | 2001-12-11 10:11 | Anjanece | 30 | 600 | N | N
HUGHES | B616-6 | Y | HUGHES , B616-6 |  |  | 1.58 | 2001-12-11 10:11 | Anjanece | 30 | 600 | N | N
HUGHES | B616-6 | Y | HUGHES , B616-6 |  |  | 1.6 | 2001-12-11 10:11 | Anjanece | 30 | 600 | N | N
HUGHES | B616-6 | Y | HUGHES , B616-6 |  |  | 1.62 | 2001-12-11 10:11 | Anjanece | 30 | 600 | N | N
HUGHES | B616-6 | Y | HUGHES , B616-6 |  |  | 1.66 | 2001-12-11 10:11 | Anjanece | 30 | 600 | N | N
HUGHES | B616-6 | Y | HUGHES , B616-6 |  |  | 1.69 | 2001-12-11 10:11 | Anjanece | 30 | 600 | N | N
HUGHES | B616-6 | Y | HUGHES , B616-6 |  |  | 1.79 | 2001-12-11 10:11 | Anjanece | 30 | 600 | N | N
HUGHES | B616-6 | Y | HUGHES , B616-6 |  |  | 1.82 | 2001-12-11 10:11 | Anjanece | 30 | 600 | N | N
HUGHES | B616-6 | Y | HUGHES , B616-6 |  |  | 1.83 | 2001-12-11 10:11 | Anjanece | 30 | 600 | N | N
HUGHES | B616-6 | Y | HUGHES , B616-6 |  |  | 1.84 | 2001-12-11 10:11 | Anjanece | 30 | 600 | N | N
HUGHES | B616-6 | Y | HUGHES , B616-6 |  |  | 1.89 | 2001-12-11 10:11 | Anjanece | 30 | 600 | N | N
HUGHES | B616-6 | Y | HUGHES , B616-6 |  |  | 2.19 | 2001-12-11 10:11 | Anjanece | 30 | 600 | N | N
HUGHES | B616-6 | Y | HUGHES , B616-6 |  |  | 2.2 | 2001-12-11 10:11 | Anjanece | 30 | 600 | N | N
HUGHES | B616-6 | Y | HUGHES , B616-6 |  |  | 2.27 | 2001-12-11 10:11 | Anjanece | 30 | 600 | N | N
HUGHES | B616-6 | Y | HUGHES , B616-6 |  |  | 2.32 | 2001-12-11 10:11 | Anjanece | 30 | 600 | N | N
HUGHES | B616-6 | Y | HUGHES , B616-6 |  |  | 2.34 | 2001-12-11 10:11 | Anjanece | 30 | 600 | N | N
HUGHES | B616-6 | Y | HUGHES , B616-6 |  |  | 2.36 | 2001-12-11 10:11 | Anjanece | 30 | 600 | N | N
HUGHES | B616-6 | Y | HUGHES , B616-6 |  |  | 2.45 | 2001-12-11 10:11 | Anjanece | 30 | 600 | N | N
HUGHES | B616-6 | Y | HUGHES , B616-6 |  |  | 2.59 | 2001-12-11 10:11 | Anjanece | 30 | 600 | N | N
HUGHES | B616-6 | Y | HUGHES , B616-6 |  |  | 2.95 | 2001-12-11 10:11 | Anjanece | 30 | 600 | N | N
HUGHES | B616-6 | Y | HUGHES , B616-6 |  |  | 3.44 | 2001-12-11 10:11 | Anjanece | 30 | 600 | N | N
HUGHES | B616-6 | Y | HUGHES , B616-6 |  | Storm Stores | 0 | 2018-04-16 10:07 | Anjanece | 30 | 600 | N | N
HUGHES | B616-6 | Y | HUGHES , B616-6 |  |  | 1.53 | 2018-04-16 10:07 | Anjanece | 30 | 600 | N | N
HUGHES | B616-6 | Y | HUGHES , B616-6 |  |  | 1.59 | 2018-04-16 10:07 | Anjanece | 30 | 600 | N | N
HUGHES | B616-6 | Y | HUGHES , B616-6 |  |  | 1.73 | 2018-04-16 10:07 | Anjanece | 30 | 600 | N | N
HUGHES | B616-6 | Y | HUGHES , B616-6 |  |  | 1.75 | 2018-04-16 10:07 | Anjanece | 30 | 600 | N | N
HUGHES | B616-6 | Y | HUGHES , B616-6 |  |  | 1.82 | 2018-04-16 10:07 | Anjanece | 30 | 600 | N | N
HUGHES | B616-6 | Y | HUGHES , B616-6 |  |  | 1.99 | 2018-04-16 10:07 | Anjanece | 30 | 600 | N | N
HUGHES | B616-6 | Y | HUGHES , B616-6 |  |  | 2 | 2018-04-16 10:07 | Anjanece | 30 | 600 | N | N
HUGHES | B616-6 | Y | HUGHES , B616-6 |  |  | 2.08 | 2018-04-16 10:07 | Anjanece | 30 | 600 | N | N
JOSLYN HI-VOLTAGE CORP. | J8816 | Y | JOSLYN HI-VOLTAGE CORP. , J8816 | JEA OVERHEAD DISTRIBUTION | CSC Stores | 1.1 | 2001-12-11 10:11 | Anjanece | 30 | 600 | N | N
JOSLYN HI-VOLTAGE CORP. | J8816 | Y | JOSLYN HI-VOLTAGE CORP. , J8816 |  |  | 1.11 | 2001-12-11 10:11 | Anjanece | 30 | 600 | N | N
JOSLYN HI-VOLTAGE CORP. | J8816 | Y | JOSLYN HI-VOLTAGE CORP. , J8816 |  |  | 1.13 | 2001-12-11 10:11 | Anjanece | 30 | 600 | N | N
JOSLYN HI-VOLTAGE CORP. | J8816 | Y | JOSLYN HI-VOLTAGE CORP. , J8816 |  |  | 1.14 | 2001-12-11 10:11 | Anjanece | 30 | 600 | N | N
JOSLYN HI-VOLTAGE CORP. | J8816 | Y | JOSLYN HI-VOLTAGE CORP. , J8816 |  |  | 1.41 | 2001-12-11 10:11 | Anjanece | 30 | 600 | N | N
JOSLYN HI-VOLTAGE CORP. | J8816 | Y | JOSLYN HI-VOLTAGE CORP. , J8816 |  |  | 1.46 | 2001-12-11 10:11 | Anjanece | 30 | 600 | N | N
JOSLYN HI-VOLTAGE CORP. | J8816 | Y | JOSLYN HI-VOLTAGE CORP. , J8816 |  |  | 1.48 | 2001-12-11 10:11 | Anjanece | 30 | 600 | N | N
JOSLYN HI-VOLTAGE CORP. | J8816 | Y | JOSLYN HI-VOLTAGE CORP. , J8816 |  |  | 1.49 | 2001-12-11 10:11 | Anjanece | 30 | 600 | N | N
JOSLYN HI-VOLTAGE CORP. | J8816 | Y | JOSLYN HI-VOLTAGE CORP. , J8816 |  |  | 1.5 | 2001-12-11 10:11 | Anjanece | 30 | 600 | N | N
JOSLYN HI-VOLTAGE CORP. | J8816 | Y | JOSLYN HI-VOLTAGE CORP. , J8816 |  |  | 1.52 | 2001-12-11 10:11 | Anjanece | 30 | 600 | N | N
JOSLYN HI-VOLTAGE CORP. | J8816 | Y | JOSLYN HI-VOLTAGE CORP. , J8816 |  |  | 1.55 | 2001-12-11 10:11 | Anjanece | 30 | 600 | N | N
JOSLYN HI-VOLTAGE CORP. | J8816 | Y | JOSLYN HI-VOLTAGE CORP. , J8816 |  |  | 1.58 | 2001-12-11 10:11 | Anjanece | 30 | 600 | N | N
JOSLYN HI-VOLTAGE CORP. | J8816 | Y | JOSLYN HI-VOLTAGE CORP. , J8816 |  |  | 1.6 | 2001-12-11 10:11 | Anjanece | 30 | 600 | N | N
JOSLYN HI-VOLTAGE CORP. | J8816 | Y | JOSLYN HI-VOLTAGE CORP. , J8816 |  |  | 1.62 | 2001-12-11 10:11 | Anjanece | 30 | 600 | N | N
JOSLYN HI-VOLTAGE CORP. | J8816 | Y | JOSLYN HI-VOLTAGE CORP. , J8816 |  |  | 1.66 | 2001-12-11 10:11 | Anjanece | 30 | 600 | N | N
JOSLYN HI-VOLTAGE CORP. | J8816 | Y | JOSLYN HI-VOLTAGE CORP. , J8816 |  |  | 1.69 | 2001-12-11 10:11 | Anjanece | 30 | 600 | N | N
JOSLYN HI-VOLTAGE CORP. | J8816 | Y | JOSLYN HI-VOLTAGE CORP. , J8816 |  |  | 1.79 | 2001-12-11 10:11 | Anjanece | 30 | 600 | N | N
JOSLYN HI-VOLTAGE CORP. | J8816 | Y | JOSLYN HI-VOLTAGE CORP. , J8816 |  |  | 1.82 | 2001-12-11 10:11 | Anjanece | 30 | 600 | N | N
JOSLYN HI-VOLTAGE CORP. | J8816 | Y | JOSLYN HI-VOLTAGE CORP. , J8816 |  |  | 1.83 | 2001-12-11 10:11 | Anjanece | 30 | 600 | N | N
JOSLYN HI-VOLTAGE CORP. | J8816 | Y | JOSLYN HI-VOLTAGE CORP. , J8816 |  |  | 1.84 | 2001-12-11 10:11 | Anjanece | 30 | 600 | N | N
JOSLYN HI-VOLTAGE CORP. | J8816 | Y | JOSLYN HI-VOLTAGE CORP. , J8816 |  |  | 1.89 | 2001-12-11 10:11 | Anjanece | 30 | 600 | N | N
JOSLYN HI-VOLTAGE CORP. | J8816 | Y | JOSLYN HI-VOLTAGE CORP. , J8816 |  |  | 2.19 | 2001-12-11 10:11 | Anjanece | 30 | 600 | N | N
JOSLYN HI-VOLTAGE CORP. | J8816 | Y | JOSLYN HI-VOLTAGE CORP. , J8816 |  |  | 2.2 | 2001-12-11 10:11 | Anjanece | 30 | 600 | N | N
JOSLYN HI-VOLTAGE CORP. | J8816 | Y | JOSLYN HI-VOLTAGE CORP. , J8816 |  |  | 2.27 | 2001-12-11 10:11 | Anjanece | 30 | 600 | N | N
JOSLYN HI-VOLTAGE CORP. | J8816 | Y | JOSLYN HI-VOLTAGE CORP. , J8816 |  |  | 2.32 | 2001-12-11 10:11 | Anjanece | 30 | 600 | N | N
JOSLYN HI-VOLTAGE CORP. | J8816 | Y | JOSLYN HI-VOLTAGE CORP. , J8816 |  |  | 2.34 | 2001-12-11 10:11 | Anjanece | 30 | 600 | N | N
JOSLYN HI-VOLTAGE CORP. | J8816 | Y | JOSLYN HI-VOLTAGE CORP. , J8816 |  |  | 2.36 | 2001-12-11 10:11 | Anjanece | 30 | 600 | N | N
JOSLYN HI-VOLTAGE CORP. | J8816 | Y | JOSLYN HI-VOLTAGE CORP. , J8816 |  |  | 2.45 | 2001-12-11 10:11 | Anjanece | 30 | 600 | N | N
JOSLYN HI-VOLTAGE CORP. | J8816 | Y | JOSLYN HI-VOLTAGE CORP. , J8816 |  |  | 2.59 | 2001-12-11 10:11 | Anjanece | 30 | 600 | N | N
JOSLYN HI-VOLTAGE CORP. | J8816 | Y | JOSLYN HI-VOLTAGE CORP. , J8816 |  |  | 2.95 | 2001-12-11 10:11 | Anjanece | 30 | 600 | N | N
JOSLYN HI-VOLTAGE CORP. | J8816 | Y | JOSLYN HI-VOLTAGE CORP. , J8816 |  |  | 3.44 | 2001-12-11 10:11 | Anjanece | 30 | 600 | N | N
JOSLYN HI-VOLTAGE CORP. | J8816 | Y | JOSLYN HI-VOLTAGE CORP. , J8816 |  | Storm Stores | 0 | 2018-04-16 10:07 | Anjanece | 30 | 600 | N | N
JOSLYN HI-VOLTAGE CORP. | J8816 | Y | JOSLYN HI-VOLTAGE CORP. , J8816 |  |  | 1.53 | 2018-04-16 10:07 | Anjanece | 30 | 600 | N | N
JOSLYN HI-VOLTAGE CORP. | J8816 | Y | JOSLYN HI-VOLTAGE CORP. , J8816 |  |  | 1.59 | 2018-04-16 10:07 | Anjanece | 30 | 600 | N | N
JOSLYN HI-VOLTAGE CORP. | J8816 | Y | JOSLYN HI-VOLTAGE CORP. , J8816 |  |  | 1.73 | 2018-04-16 10:07 | Anjanece | 30 | 600 | N | N
JOSLYN HI-VOLTAGE CORP. | J8816 | Y | JOSLYN HI-VOLTAGE CORP. , J8816 |  |  | 1.75 | 2018-04-16 10:07 | Anjanece | 30 | 600 | N | N
JOSLYN HI-VOLTAGE CORP. | J8816 | Y | JOSLYN HI-VOLTAGE CORP. , J8816 |  |  | 1.82 | 2018-04-16 10:07 | Anjanece | 30 | 600 | N | N
JOSLYN HI-VOLTAGE CORP. | J8816 | Y | JOSLYN HI-VOLTAGE CORP. , J8816 |  |  | 1.99 | 2018-04-16 10:07 | Anjanece | 30 | 600 | N | N
JOSLYN HI-VOLTAGE CORP. | J8816 | Y | JOSLYN HI-VOLTAGE CORP. , J8816 |  |  | 2 | 2018-04-16 10:07 | Anjanece | 30 | 600 | N | N
JOSLYN HI-VOLTAGE CORP. | J8816 | Y | JOSLYN HI-VOLTAGE CORP. , J8816 |  |  | 2.08 | 2018-04-16 10:07 | Anjanece | 30 | 600 | N | N
MC GRAW EDISON | DF3B16 | Y | MC GRAW EDISON , DF3B16 | JEA OVERHEAD DISTRIBUTION | CSC Stores | 1.1 | 2001-12-11 10:11 | Anjanece | 30 | 600 | N | N
MC GRAW EDISON | DF3B16 | Y | MC GRAW EDISON , DF3B16 |  |  | 1.11 | 2001-12-11 10:11 | Anjanece | 30 | 600 | N | N
MC GRAW EDISON | DF3B16 | Y | MC GRAW EDISON , DF3B16 |  |  | 1.13 | 2001-12-11 10:11 | Anjanece | 30 | 600 | N | N
MC GRAW EDISON | DF3B16 | Y | MC GRAW EDISON , DF3B16 |  |  | 1.14 | 2001-12-11 10:11 | Anjanece | 30 | 600 | N | N
MC GRAW EDISON | DF3B16 | Y | MC GRAW EDISON , DF3B16 |  |  | 1.41 | 2001-12-11 10:11 | Anjanece | 30 | 600 | N | N
MC GRAW EDISON | DF3B16 | Y | MC GRAW EDISON , DF3B16 |  |  | 1.46 | 2001-12-11 10:11 | Anjanece | 30 | 600 | N | N
MC GRAW EDISON | DF3B16 | Y | MC GRAW EDISON , DF3B16 |  |  | 1.48 | 2001-12-11 10:11 | Anjanece | 30 | 600 | N | N
MC GRAW EDISON | DF3B16 | Y | MC GRAW EDISON , DF3B16 |  |  | 1.49 | 2001-12-11 10:11 | Anjanece | 30 | 600 | N | N
MC GRAW EDISON | DF3B16 | Y | MC GRAW EDISON , DF3B16 |  |  | 1.5 | 2001-12-11 10:11 | Anjanece | 30 | 600 | N | N
MC GRAW EDISON | DF3B16 | Y | MC GRAW EDISON , DF3B16 |  |  | 1.52 | 2001-12-11 10:11 | Anjanece | 30 | 600 | N | N
MC GRAW EDISON | DF3B16 | Y | MC GRAW EDISON , DF3B16 |  |  | 1.55 | 2001-12-11 10:11 | Anjanece | 30 | 600 | N | N
MC GRAW EDISON | DF3B16 | Y | MC GRAW EDISON , DF3B16 |  |  | 1.58 | 2001-12-11 10:11 | Anjanece | 30 | 600 | N | N
MC GRAW EDISON | DF3B16 | Y | MC GRAW EDISON , DF3B16 |  |  | 1.6 | 2001-12-11 10:11 | Anjanece | 30 | 600 | N | N
MC GRAW EDISON | DF3B16 | Y | MC GRAW EDISON , DF3B16 |  |  | 1.62 | 2001-12-11 10:11 | Anjanece | 30 | 600 | N | N
MC GRAW EDISON | DF3B16 | Y | MC GRAW EDISON , DF3B16 |  |  | 1.66 | 2001-12-11 10:11 | Anjanece | 30 | 600 | N | N
MC GRAW EDISON | DF3B16 | Y | MC GRAW EDISON , DF3B16 |  |  | 1.69 | 2001-12-11 10:11 | Anjanece | 30 | 600 | N | N
MC GRAW EDISON | DF3B16 | Y | MC GRAW EDISON , DF3B16 |  |  | 1.79 | 2001-12-11 10:11 | Anjanece | 30 | 600 | N | N
MC GRAW EDISON | DF3B16 | Y | MC GRAW EDISON , DF3B16 |  |  | 1.82 | 2001-12-11 10:11 | Anjanece | 30 | 600 | N | N
MC GRAW EDISON | DF3B16 | Y | MC GRAW EDISON , DF3B16 |  |  | 1.83 | 2001-12-11 10:11 | Anjanece | 30 | 600 | N | N
MC GRAW EDISON | DF3B16 | Y | MC GRAW EDISON , DF3B16 |  |  | 1.84 | 2001-12-11 10:11 | Anjanece | 30 | 600 | N | N
MC GRAW EDISON | DF3B16 | Y | MC GRAW EDISON , DF3B16 |  |  | 1.89 | 2001-12-11 10:11 | Anjanece | 30 | 600 | N | N
MC GRAW EDISON | DF3B16 | Y | MC GRAW EDISON , DF3B16 |  |  | 2.19 | 2001-12-11 10:11 | Anjanece | 30 | 600 | N | N
MC GRAW EDISON | DF3B16 | Y | MC GRAW EDISON , DF3B16 |  |  | 2.2 | 2001-12-11 10:11 | Anjanece | 30 | 600 | N | N
MC GRAW EDISON | DF3B16 | Y | MC GRAW EDISON , DF3B16 |  |  | 2.27 | 2001-12-11 10:11 | Anjanece | 30 | 600 | N | N
MC GRAW EDISON | DF3B16 | Y | MC GRAW EDISON , DF3B16 |  |  | 2.32 | 2001-12-11 10:11 | Anjanece | 30 | 600 | N | N
MC GRAW EDISON | DF3B16 | Y | MC GRAW EDISON , DF3B16 |  |  | 2.34 | 2001-12-11 10:11 | Anjanece | 30 | 600 | N | N
MC GRAW EDISON | DF3B16 | Y | MC GRAW EDISON , DF3B16 |  |  | 2.36 | 2001-12-11 10:11 | Anjanece | 30 | 600 | N | N
MC GRAW EDISON | DF3B16 | Y | MC GRAW EDISON , DF3B16 |  |  | 2.45 | 2001-12-11 10:11 | Anjanece | 30 | 600 | N | N
MC GRAW EDISON | DF3B16 | Y | MC GRAW EDISON , DF3B16 |  |  | 2.59 | 2001-12-11 10:11 | Anjanece | 30 | 600 | N | N
MC GRAW EDISON | DF3B16 | Y | MC GRAW EDISON , DF3B16 |  |  | 2.95 | 2001-12-11 10:11 | Anjanece | 30 | 600 | N | N
MC GRAW EDISON | DF3B16 | Y | MC GRAW EDISON , DF3B16 |  |  | 3.44 | 2001-12-11 10:11 | Anjanece | 30 | 600 | N | N
MC GRAW EDISON | DF3B16 | Y | MC GRAW EDISON , DF3B16 |  | Storm Stores | 0 | 2018-04-16 10:07 | Anjanece | 30 | 600 | N | N
MC GRAW EDISON | DF3B16 | Y | MC GRAW EDISON , DF3B16 |  |  | 1.53 | 2018-04-16 10:07 | Anjanece | 30 | 600 | N | N
MC GRAW EDISON | DF3B16 | Y | MC GRAW EDISON , DF3B16 |  |  | 1.59 | 2018-04-16 10:07 | Anjanece | 30 | 600 | N | N
MC GRAW EDISON | DF3B16 | Y | MC GRAW EDISON , DF3B16 |  |  | 1.73 | 2018-04-16 10:07 | Anjanece | 30 | 600 | N | N
MC GRAW EDISON | DF3B16 | Y | MC GRAW EDISON , DF3B16 |  |  | 1.75 | 2018-04-16 10:07 | Anjanece | 30 | 600 | N | N
MC GRAW EDISON | DF3B16 | Y | MC GRAW EDISON , DF3B16 |  |  | 1.82 | 2018-04-16 10:07 | Anjanece | 30 | 600 | N | N
MC GRAW EDISON | DF3B16 | Y | MC GRAW EDISON , DF3B16 |  |  | 1.99 | 2018-04-16 10:07 | Anjanece | 30 | 600 | N | N
MC GRAW EDISON | DF3B16 | Y | MC GRAW EDISON , DF3B16 |  |  | 2 | 2018-04-16 10:07 | Anjanece | 30 | 600 | N | N
MC GRAW EDISON | DF3B16 | Y | MC GRAW EDISON , DF3B16 |  |  | 2.08 | 2018-04-16 10:07 | Anjanece | 30 | 600 | N | N
POWERLINE HARDWARE CO. | P8816 | Y | POWERLINE HARDWARE CO. , P8816 | JEA OVERHEAD DISTRIBUTION | CSC Stores | 1.1 | 2001-12-11 10:11 | Anjanece | 30 | 600 | N | N
POWERLINE HARDWARE CO. | P8816 | Y | POWERLINE HARDWARE CO. , P8816 |  |  | 1.11 | 2001-12-11 10:11 | Anjanece | 30 | 600 | N | N
POWERLINE HARDWARE CO. | P8816 | Y | POWERLINE HARDWARE CO. , P8816 |  |  | 1.13 | 2001-12-11 10:11 | Anjanece | 30 | 600 | N | N
POWERLINE HARDWARE CO. | P8816 | Y | POWERLINE HARDWARE CO. , P8816 |  |  | 1.14 | 2001-12-11 10:11 | Anjanece | 30 | 600 | N | N
POWERLINE HARDWARE CO. | P8816 | Y | POWERLINE HARDWARE CO. , P8816 |  |  | 1.41 | 2001-12-11 10:11 | Anjanece | 30 | 600 | N | N
POWERLINE HARDWARE CO. | P8816 | Y | POWERLINE HARDWARE CO. , P8816 |  |  | 1.46 | 2001-12-11 10:11 | Anjanece | 30 | 600 | N | N
POWERLINE HARDWARE CO. | P8816 | Y | POWERLINE HARDWARE CO. , P8816 |  |  | 1.48 | 2001-12-11 10:11 | Anjanece | 30 | 600 | N | N
POWERLINE HARDWARE CO. | P8816 | Y | POWERLINE HARDWARE CO. , P8816 |  |  | 1.49 | 2001-12-11 10:11 | Anjanece | 30 | 600 | N | N
POWERLINE HARDWARE CO. | P8816 | Y | POWERLINE HARDWARE CO. , P8816 |  |  | 1.5 | 2001-12-11 10:11 | Anjanece | 30 | 600 | N | N
POWERLINE HARDWARE CO. | P8816 | Y | POWERLINE HARDWARE CO. , P8816 |  |  | 1.52 | 2001-12-11 10:11 | Anjanece | 30 | 600 | N | N
POWERLINE HARDWARE CO. | P8816 | Y | POWERLINE HARDWARE CO. , P8816 |  |  | 1.55 | 2001-12-11 10:11 | Anjanece | 30 | 600 | N | N
POWERLINE HARDWARE CO. | P8816 | Y | POWERLINE HARDWARE CO. , P8816 |  |  | 1.58 | 2001-12-11 10:11 | Anjanece | 30 | 600 | N | N
POWERLINE HARDWARE CO. | P8816 | Y | POWERLINE HARDWARE CO. , P8816 |  |  | 1.6 | 2001-12-11 10:11 | Anjanece | 30 | 600 | N | N
POWERLINE HARDWARE CO. | P8816 | Y | POWERLINE HARDWARE CO. , P8816 |  |  | 1.62 | 2001-12-11 10:11 | Anjanece | 30 | 600 | N | N
POWERLINE HARDWARE CO. | P8816 | Y | POWERLINE HARDWARE CO. , P8816 |  |  | 1.66 | 2001-12-11 10:11 | Anjanece | 30 | 600 | N | N
POWERLINE HARDWARE CO. | P8816 | Y | POWERLINE HARDWARE CO. , P8816 |  |  | 1.69 | 2001-12-11 10:11 | Anjanece | 30 | 600 | N | N
POWERLINE HARDWARE CO. | P8816 | Y | POWERLINE HARDWARE CO. , P8816 |  |  | 1.79 | 2001-12-11 10:11 | Anjanece | 30 | 600 | N | N
POWERLINE HARDWARE CO. | P8816 | Y | POWERLINE HARDWARE CO. , P8816 |  |  | 1.82 | 2001-12-11 10:11 | Anjanece | 30 | 600 | N | N
POWERLINE HARDWARE CO. | P8816 | Y | POWERLINE HARDWARE CO. , P8816 |  |  | 1.83 | 2001-12-11 10:11 | Anjanece | 30 | 600 | N | N
POWERLINE HARDWARE CO. | P8816 | Y | POWERLINE HARDWARE CO. , P8816 |  |  | 1.84 | 2001-12-11 10:11 | Anjanece | 30 | 600 | N | N
POWERLINE HARDWARE CO. | P8816 | Y | POWERLINE HARDWARE CO. , P8816 |  |  | 1.89 | 2001-12-11 10:11 | Anjanece | 30 | 600 | N | N
POWERLINE HARDWARE CO. | P8816 | Y | POWERLINE HARDWARE CO. , P8816 |  |  | 2.19 | 2001-12-11 10:11 | Anjanece | 30 | 600 | N | N
POWERLINE HARDWARE CO. | P8816 | Y | POWERLINE HARDWARE CO. , P8816 |  |  | 2.2 | 2001-12-11 10:11 | Anjanece | 30 | 600 | N | N
POWERLINE HARDWARE CO. | P8816 | Y | POWERLINE HARDWARE CO. , P8816 |  |  | 2.27 | 2001-12-11 10:11 | Anjanece | 30 | 600 | N | N
POWERLINE HARDWARE CO. | P8816 | Y | POWERLINE HARDWARE CO. , P8816 |  |  | 2.32 | 2001-12-11 10:11 | Anjanece | 30 | 600 | N | N
POWERLINE HARDWARE CO. | P8816 | Y | POWERLINE HARDWARE CO. , P8816 |  |  | 2.34 | 2001-12-11 10:11 | Anjanece | 30 | 600 | N | N
POWERLINE HARDWARE CO. | P8816 | Y | POWERLINE HARDWARE CO. , P8816 |  |  | 2.36 | 2001-12-11 10:11 | Anjanece | 30 | 600 | N | N
POWERLINE HARDWARE CO. | P8816 | Y | POWERLINE HARDWARE CO. , P8816 |  |  | 2.45 | 2001-12-11 10:11 | Anjanece | 30 | 600 | N | N
POWERLINE HARDWARE CO. | P8816 | Y | POWERLINE HARDWARE CO. , P8816 |  |  | 2.59 | 2001-12-11 10:11 | Anjanece | 30 | 600 | N | N
POWERLINE HARDWARE CO. | P8816 | Y | POWERLINE HARDWARE CO. , P8816 |  |  | 2.95 | 2001-12-11 10:11 | Anjanece | 30 | 600 | N | N
POWERLINE HARDWARE CO. | P8816 | Y | POWERLINE HARDWARE CO. , P8816 |  |  | 3.44 | 2001-12-11 10:11 | Anjanece | 30 | 600 | N | N
POWERLINE HARDWARE CO. | P8816 | Y | POWERLINE HARDWARE CO. , P8816 |  | Storm Stores | 0 | 2018-04-16 10:07 | Anjanece | 30 | 600 | N | N
POWERLINE HARDWARE CO. | P8816 | Y | POWERLINE HARDWARE CO. , P8816 |  |  | 1.53 | 2018-04-16 10:07 | Anjanece | 30 | 600 | N | N
POWERLINE HARDWARE CO. | P8816 | Y | POWERLINE HARDWARE CO. , P8816 |  |  | 1.59 | 2018-04-16 10:07 | Anjanece | 30 | 600 | N | N
POWERLINE HARDWARE CO. | P8816 | Y | POWERLINE HARDWARE CO. , P8816 |  |  | 1.73 | 2018-04-16 10:07 | Anjanece | 30 | 600 | N | N
POWERLINE HARDWARE CO. | P8816 | Y | POWERLINE HARDWARE CO. , P8816 |  |  | 1.75 | 2018-04-16 10:07 | Anjanece | 30 | 600 | N | N
POWERLINE HARDWARE CO. | P8816 | Y | POWERLINE HARDWARE CO. , P8816 |  |  | 1.82 | 2018-04-16 10:07 | Anjanece | 30 | 600 | N | N
POWERLINE HARDWARE CO. | P8816 | Y | POWERLINE HARDWARE CO. , P8816 |  |  | 1.99 | 2018-04-16 10:07 | Anjanece | 30 | 600 | N | N
POWERLINE HARDWARE CO. | P8816 | Y | POWERLINE HARDWARE CO. , P8816 |  |  | 2 | 2018-04-16 10:07 | Anjanece | 30 | 600 | N | N
POWERLINE HARDWARE CO. | P8816 | Y | POWERLINE HARDWARE CO. , P8816 |  |  | 2.08 | 2018-04-16 10:07 | Anjanece | 30 | 600 | N | N
STEEL CITY | SC8816BG | Y | STEEL CITY , SC8816BG | JEA OVERHEAD DISTRIBUTION | CSC Stores | 1.1 | 2001-12-11 10:11 | Anjanece | 30 | 600 | N | N
STEEL CITY | SC8816BG | Y | STEEL CITY , SC8816BG |  |  | 1.11 | 2001-12-11 10:11 | Anjanece | 30 | 600 | N | N
STEEL CITY | SC8816BG | Y | STEEL CITY , SC8816BG |  |  | 1.13 | 2001-12-11 10:11 | Anjanece | 30 | 600 | N | N
STEEL CITY | SC8816BG | Y | STEEL CITY , SC8816BG |  |  | 1.14 | 2001-12-11 10:11 | Anjanece | 30 | 600 | N | N
STEEL CITY | SC8816BG | Y | STEEL CITY , SC8816BG |  |  | 1.41 | 2001-12-11 10:11 | Anjanece | 30 | 600 | N | N
STEEL CITY | SC8816BG | Y | STEEL CITY , SC8816BG |  |  | 1.46 | 2001-12-11 10:11 | Anjanece | 30 | 600 | N | N
STEEL CITY | SC8816BG | Y | STEEL CITY , SC8816BG |  |  | 1.48 | 2001-12-11 10:11 | Anjanece | 30 | 600 | N | N
STEEL CITY | SC8816BG | Y | STEEL CITY , SC8816BG |  |  | 1.49 | 2001-12-11 10:11 | Anjanece | 30 | 600 | N | N
STEEL CITY | SC8816BG | Y | STEEL CITY , SC8816BG |  |  | 1.5 | 2001-12-11 10:11 | Anjanece | 30 | 600 | N | N
STEEL CITY | SC8816BG | Y | STEEL CITY , SC8816BG |  |  | 1.52 | 2001-12-11 10:11 | Anjanece | 30 | 600 | N | N
STEEL CITY | SC8816BG | Y | STEEL CITY , SC8816BG |  |  | 1.55 | 2001-12-11 10:11 | Anjanece | 30 | 600 | N | N
STEEL CITY | SC8816BG | Y | STEEL CITY , SC8816BG |  |  | 1.58 | 2001-12-11 10:11 | Anjanece | 30 | 600 | N | N
STEEL CITY | SC8816BG | Y | STEEL CITY , SC8816BG |  |  | 1.6 | 2001-12-11 10:11 | Anjanece | 30 | 600 | N | N
STEEL CITY | SC8816BG | Y | STEEL CITY , SC8816BG |  |  | 1.62 | 2001-12-11 10:11 | Anjanece | 30 | 600 | N | N
STEEL CITY | SC8816BG | Y | STEEL CITY , SC8816BG |  |  | 1.66 | 2001-12-11 10:11 | Anjanece | 30 | 600 | N | N
STEEL CITY | SC8816BG | Y | STEEL CITY , SC8816BG |  |  | 1.69 | 2001-12-11 10:11 | Anjanece | 30 | 600 | N | N
STEEL CITY | SC8816BG | Y | STEEL CITY , SC8816BG |  |  | 1.79 | 2001-12-11 10:11 | Anjanece | 30 | 600 | N | N
STEEL CITY | SC8816BG | Y | STEEL CITY , SC8816BG |  |  | 1.82 | 2001-12-11 10:11 | Anjanece | 30 | 600 | N | N
STEEL CITY | SC8816BG | Y | STEEL CITY , SC8816BG |  |  | 1.83 | 2001-12-11 10:11 | Anjanece | 30 | 600 | N | N
STEEL CITY | SC8816BG | Y | STEEL CITY , SC8816BG |  |  | 1.84 | 2001-12-11 10:11 | Anjanece | 30 | 600 | N | N
STEEL CITY | SC8816BG | Y | STEEL CITY , SC8816BG |  |  | 1.89 | 2001-12-11 10:11 | Anjanece | 30 | 600 | N | N
STEEL CITY | SC8816BG | Y | STEEL CITY , SC8816BG |  |  | 2.19 | 2001-12-11 10:11 | Anjanece | 30 | 600 | N | N
STEEL CITY | SC8816BG | Y | STEEL CITY , SC8816BG |  |  | 2.2 | 2001-12-11 10:11 | Anjanece | 30 | 600 | N | N
STEEL CITY | SC8816BG | Y | STEEL CITY , SC8816BG |  |  | 2.27 | 2001-12-11 10:11 | Anjanece | 30 | 600 | N | N
STEEL CITY | SC8816BG | Y | STEEL CITY , SC8816BG |  |  | 2.32 | 2001-12-11 10:11 | Anjanece | 30 | 600 | N | N
STEEL CITY | SC8816BG | Y | STEEL CITY , SC8816BG |  |  | 2.34 | 2001-12-11 10:11 | Anjanece | 30 | 600 | N | N
STEEL CITY | SC8816BG | Y | STEEL CITY , SC8816BG |  |  | 2.36 | 2001-12-11 10:11 | Anjanece | 30 | 600 | N | N
STEEL CITY | SC8816BG | Y | STEEL CITY , SC8816BG |  |  | 2.45 | 2001-12-11 10:11 | Anjanece | 30 | 600 | N | N
STEEL CITY | SC8816BG | Y | STEEL CITY , SC8816BG |  |  | 2.59 | 2001-12-11 10:11 | Anjanece | 30 | 600 | N | N
STEEL CITY | SC8816BG | Y | STEEL CITY , SC8816BG |  |  | 2.95 | 2001-12-11 10:11 | Anjanece | 30 | 600 | N | N
STEEL CITY | SC8816BG | Y | STEEL CITY , SC8816BG |  |  | 3.44 | 2001-12-11 10:11 | Anjanece | 30 | 600 | N | N
STEEL CITY | SC8816BG | Y | STEEL CITY , SC8816BG |  | Storm Stores | 0 | 2018-04-16 10:07 | Anjanece | 30 | 600 | N | N
STEEL CITY | SC8816BG | Y | STEEL CITY , SC8816BG |  |  | 1.53 | 2018-04-16 10:07 | Anjanece | 30 | 600 | N | N
STEEL CITY | SC8816BG | Y | STEEL CITY , SC8816BG |  |  | 1.59 | 2018-04-16 10:07 | Anjanece | 30 | 600 | N | N
STEEL CITY | SC8816BG | Y | STEEL CITY , SC8816BG |  |  | 1.73 | 2018-04-16 10:07 | Anjanece | 30 | 600 | N | N
STEEL CITY | SC8816BG | Y | STEEL CITY , SC8816BG |  |  | 1.75 | 2018-04-16 10:07 | Anjanece | 30 | 600 | N | N
STEEL CITY | SC8816BG | Y | STEEL CITY , SC8816BG |  |  | 1.82 | 2018-04-16 10:07 | Anjanece | 30 | 600 | N | N
STEEL CITY | SC8816BG | Y | STEEL CITY , SC8816BG |  |  | 1.99 | 2018-04-16 10:07 | Anjanece | 30 | 600 | N | N
STEEL CITY | SC8816BG | Y | STEEL CITY , SC8816BG |  |  | 2 | 2018-04-16 10:07 | Anjanece | 30 | 600 | N | N
STEEL CITY | SC8816BG | Y | STEEL CITY , SC8816BG |  |  | 2.08 | 2018-04-16 10:07 | Anjanece | 30 | 600 | N | N
THREADED FASTENERS INC. | TF8816 | Y | THREADED FASTENERS INC. , TF8816 | JEA OVERHEAD DISTRIBUTION | CSC Stores | 1.1 | 2001-12-11 10:11 | Anjanece | 30 | 600 | N | N
THREADED FASTENERS INC. | TF8816 | Y | THREADED FASTENERS INC. , TF8816 |  |  | 1.11 | 2001-12-11 10:11 | Anjanece | 30 | 600 | N | N
THREADED FASTENERS INC. | TF8816 | Y | THREADED FASTENERS INC. , TF8816 |  |  | 1.13 | 2001-12-11 10:11 | Anjanece | 30 | 600 | N | N
THREADED FASTENERS INC. | TF8816 | Y | THREADED FASTENERS INC. , TF8816 |  |  | 1.14 | 2001-12-11 10:11 | Anjanece | 30 | 600 | N | N
THREADED FASTENERS INC. | TF8816 | Y | THREADED FASTENERS INC. , TF8816 |  |  | 1.41 | 2001-12-11 10:11 | Anjanece | 30 | 600 | N | N
THREADED FASTENERS INC. | TF8816 | Y | THREADED FASTENERS INC. , TF8816 |  |  | 1.46 | 2001-12-11 10:11 | Anjanece | 30 | 600 | N | N
THREADED FASTENERS INC. | TF8816 | Y | THREADED FASTENERS INC. , TF8816 |  |  | 1.48 | 2001-12-11 10:11 | Anjanece | 30 | 600 | N | N
THREADED FASTENERS INC. | TF8816 | Y | THREADED FASTENERS INC. , TF8816 |  |  | 1.49 | 2001-12-11 10:11 | Anjanece | 30 | 600 | N | N
THREADED FASTENERS INC. | TF8816 | Y | THREADED FASTENERS INC. , TF8816 |  |  | 1.5 | 2001-12-11 10:11 | Anjanece | 30 | 600 | N | N
THREADED FASTENERS INC. | TF8816 | Y | THREADED FASTENERS INC. , TF8816 |  |  | 1.52 | 2001-12-11 10:11 | Anjanece | 30 | 600 | N | N
THREADED FASTENERS INC. | TF8816 | Y | THREADED FASTENERS INC. , TF8816 |  |  | 1.55 | 2001-12-11 10:11 | Anjanece | 30 | 600 | N | N
THREADED FASTENERS INC. | TF8816 | Y | THREADED FASTENERS INC. , TF8816 |  |  | 1.58 | 2001-12-11 10:11 | Anjanece | 30 | 600 | N | N
THREADED FASTENERS INC. | TF8816 | Y | THREADED FASTENERS INC. , TF8816 |  |  | 1.6 | 2001-12-11 10:11 | Anjanece | 30 | 600 | N | N
THREADED FASTENERS INC. | TF8816 | Y | THREADED FASTENERS INC. , TF8816 |  |  | 1.62 | 2001-12-11 10:11 | Anjanece | 30 | 600 | N | N
THREADED FASTENERS INC. | TF8816 | Y | THREADED FASTENERS INC. , TF8816 |  |  | 1.66 | 2001-12-11 10:11 | Anjanece | 30 | 600 | N | N
THREADED FASTENERS INC. | TF8816 | Y | THREADED FASTENERS INC. , TF8816 |  |  | 1.69 | 2001-12-11 10:11 | Anjanece | 30 | 600 | N | N
THREADED FASTENERS INC. | TF8816 | Y | THREADED FASTENERS INC. , TF8816 |  |  | 1.79 | 2001-12-11 10:11 | Anjanece | 30 | 600 | N | N
THREADED FASTENERS INC. | TF8816 | Y | THREADED FASTENERS INC. , TF8816 |  |  | 1.82 | 2001-12-11 10:11 | Anjanece | 30 | 600 | N | N
THREADED FASTENERS INC. | TF8816 | Y | THREADED FASTENERS INC. , TF8816 |  |  | 1.83 | 2001-12-11 10:11 | Anjanece | 30 | 600 | N | N
THREADED FASTENERS INC. | TF8816 | Y | THREADED FASTENERS INC. , TF8816 |  |  | 1.84 | 2001-12-11 10:11 | Anjanece | 30 | 600 | N | N
THREADED FASTENERS INC. | TF8816 | Y | THREADED FASTENERS INC. , TF8816 |  |  | 1.89 | 2001-12-11 10:11 | Anjanece | 30 | 600 | N | N
THREADED FASTENERS INC. | TF8816 | Y | THREADED FASTENERS INC. , TF8816 |  |  | 2.19 | 2001-12-11 10:11 | Anjanece | 30 | 600 | N | N
THREADED FASTENERS INC. | TF8816 | Y | THREADED FASTENERS INC. , TF8816 |  |  | 2.2 | 2001-12-11 10:11 | Anjanece | 30 | 600 | N | N
THREADED FASTENERS INC. | TF8816 | Y | THREADED FASTENERS INC. , TF8816 |  |  | 2.27 | 2001-12-11 10:11 | Anjanece | 30 | 600 | N | N
THREADED FASTENERS INC. | TF8816 | Y | THREADED FASTENERS INC. , TF8816 |  |  | 2.32 | 2001-12-11 10:11 | Anjanece | 30 | 600 | N | N
THREADED FASTENERS INC. | TF8816 | Y | THREADED FASTENERS INC. , TF8816 |  |  | 2.34 | 2001-12-11 10:11 | Anjanece | 30 | 600 | N | N
THREADED FASTENERS INC. | TF8816 | Y | THREADED FASTENERS INC. , TF8816 |  |  | 2.36 | 2001-12-11 10:11 | Anjanece | 30 | 600 | N | N
THREADED FASTENERS INC. | TF8816 | Y | THREADED FASTENERS INC. , TF8816 |  |  | 2.45 | 2001-12-11 10:11 | Anjanece | 30 | 600 | N | N
THREADED FASTENERS INC. | TF8816 | Y | THREADED FASTENERS INC. , TF8816 |  |  | 2.59 | 2001-12-11 10:11 | Anjanece | 30 | 600 | N | N
THREADED FASTENERS INC. | TF8816 | Y | THREADED FASTENERS INC. , TF8816 |  |  | 2.95 | 2001-12-11 10:11 | Anjanece | 30 | 600 | N | N
THREADED FASTENERS INC. | TF8816 | Y | THREADED FASTENERS INC. , TF8816 |  |  | 3.44 | 2001-12-11 10:11 | Anjanece | 30 | 600 | N | N
THREADED FASTENERS INC. | TF8816 | Y | THREADED FASTENERS INC. , TF8816 |  | Storm Stores | 0 | 2018-04-16 10:07 | Anjanece | 30 | 600 | N | N
THREADED FASTENERS INC. | TF8816 | Y | THREADED FASTENERS INC. , TF8816 |  |  | 1.53 | 2018-04-16 10:07 | Anjanece | 30 | 600 | N | N
THREADED FASTENERS INC. | TF8816 | Y | THREADED FASTENERS INC. , TF8816 |  |  | 1.59 | 2018-04-16 10:07 | Anjanece | 30 | 600 | N | N
THREADED FASTENERS INC. | TF8816 | Y | THREADED FASTENERS INC. , TF8816 |  |  | 1.73 | 2018-04-16 10:07 | Anjanece | 30 | 600 | N | N
THREADED FASTENERS INC. | TF8816 | Y | THREADED FASTENERS INC. , TF8816 |  |  | 1.75 | 2018-04-16 10:07 | Anjanece | 30 | 600 | N | N
THREADED FASTENERS INC. | TF8816 | Y | THREADED FASTENERS INC. , TF8816 |  |  | 1.82 | 2018-04-16 10:07 | Anjanece | 30 | 600 | N | N
THREADED FASTENERS INC. | TF8816 | Y | THREADED FASTENERS INC. , TF8816 |  |  | 1.99 | 2018-04-16 10:07 | Anjanece | 30 | 600 | N | N
THREADED FASTENERS INC. | TF8816 | Y | THREADED FASTENERS INC. , TF8816 |  |  | 2 | 2018-04-16 10:07 | Anjanece | 30 | 600 | N | N
THREADED FASTENERS INC. | TF8816 | Y | THREADED FASTENERS INC. , TF8816 |  |  | 2.08 | 2018-04-16 10:07 | Anjanece | 30 | 600 | N | N
ALLIED BOLT, INC. | 8230 | Y | ALLIED BOLT, INC. , 8230 | JEA OVERHEAD DISTRIBUTION | CSC Stores | 1.25 | 2001-12-11 10:11 | Anjanece | 25 | 0 | N | N
ALLIED BOLT, INC. | 8230 | Y | ALLIED BOLT, INC. , 8230 |  |  | 1.27 | 2001-12-11 10:11 | Anjanece | 25 | 0 | N | N
ALLIED BOLT, INC. | 8230 | Y | ALLIED BOLT, INC. , 8230 |  |  | 1.44 | 2001-12-11 10:11 | Anjanece | 25 | 0 | N | N
ALLIED BOLT, INC. | 8230 | Y | ALLIED BOLT, INC. , 8230 |  |  | 1.48 | 2001-12-11 10:11 | Anjanece | 25 | 0 | N | N
ALLIED BOLT, INC. | 8230 | Y | ALLIED BOLT, INC. , 8230 |  |  | 1.68 | 2001-12-11 10:11 | Anjanece | 25 | 0 | N | N
ALLIED BOLT, INC. | 8230 | Y | ALLIED BOLT, INC. , 8230 |  |  | 1.7 | 2001-12-11 10:11 | Anjanece | 25 | 0 | N | N
ALLIED BOLT, INC. | 8230 | Y | ALLIED BOLT, INC. , 8230 |  |  | 1.71 | 2001-12-11 10:11 | Anjanece | 25 | 0 | N | N
ALLIED BOLT, INC. | 8230 | Y | ALLIED BOLT, INC. , 8230 |  |  | 1.72 | 2001-12-11 10:11 | Anjanece | 25 | 0 | N | N
ALLIED BOLT, INC. | 8230 | Y | ALLIED BOLT, INC. , 8230 |  |  | 1.73 | 2001-12-11 10:11 | Anjanece | 25 | 0 | N | N
ALLIED BOLT, INC. | 8230 | Y | ALLIED BOLT, INC. , 8230 |  |  | 1.81 | 2001-12-11 10:11 | Anjanece | 25 | 0 | N | N
ALLIED BOLT, INC. | 8230 | Y | ALLIED BOLT, INC. , 8230 |  |  | 1.88 | 2001-12-11 10:11 | Anjanece | 25 | 0 | N | N
ALLIED BOLT, INC. | 8230 | Y | ALLIED BOLT, INC. , 8230 |  |  | 2.09 | 2001-12-11 10:11 | Anjanece | 25 | 0 | N | N
ALLIED BOLT, INC. | 8230 | Y | ALLIED BOLT, INC. , 8230 |  |  | 2.16 | 2001-12-11 10:11 | Anjanece | 25 | 0 | N | N
ALLIED BOLT, INC. | 8230 | Y | ALLIED BOLT, INC. , 8230 |  |  | 2.17 | 2001-12-11 10:11 | Anjanece | 25 | 0 | N | N
ALLIED BOLT, INC. | 8230 | Y | ALLIED BOLT, INC. , 8230 |  |  | 2.22 | 2001-12-11 10:11 | Anjanece | 25 | 0 | N | N
ALLIED BOLT, INC. | 8230 | Y | ALLIED BOLT, INC. , 8230 |  |  | 2.25 | 2001-12-11 10:11 | Anjanece | 25 | 0 | N | N
ALUMA-FORM | AF8818 | Y | ALUMA-FORM , AF8818 | JEA OVERHEAD DISTRIBUTION | CSC Stores | 1.25 | 2001-12-11 10:11 | Anjanece | 25 | 0 | N | N
ALUMA-FORM | AF8818 | Y | ALUMA-FORM , AF8818 |  |  | 1.27 | 2001-12-11 10:11 | Anjanece | 25 | 0 | N | N
ALUMA-FORM | AF8818 | Y | ALUMA-FORM , AF8818 |  |  | 1.44 | 2001-12-11 10:11 | Anjanece | 25 | 0 | N | N
ALUMA-FORM | AF8818 | Y | ALUMA-FORM , AF8818 |  |  | 1.48 | 2001-12-11 10:11 | Anjanece | 25 | 0 | N | N
ALUMA-FORM | AF8818 | Y | ALUMA-FORM , AF8818 |  |  | 1.68 | 2001-12-11 10:11 | Anjanece | 25 | 0 | N | N
ALUMA-FORM | AF8818 | Y | ALUMA-FORM , AF8818 |  |  | 1.7 | 2001-12-11 10:11 | Anjanece | 25 | 0 | N | N
ALUMA-FORM | AF8818 | Y | ALUMA-FORM , AF8818 |  |  | 1.71 | 2001-12-11 10:11 | Anjanece | 25 | 0 | N | N
ALUMA-FORM | AF8818 | Y | ALUMA-FORM , AF8818 |  |  | 1.72 | 2001-12-11 10:11 | Anjanece | 25 | 0 | N | N
ALUMA-FORM | AF8818 | Y | ALUMA-FORM , AF8818 |  |  | 1.73 | 2001-12-11 10:11 | Anjanece | 25 | 0 | N | N
ALUMA-FORM | AF8818 | Y | ALUMA-FORM , AF8818 |  |  | 1.81 | 2001-12-11 10:11 | Anjanece | 25 | 0 | N | N
ALUMA-FORM | AF8818 | Y | ALUMA-FORM , AF8818 |  |  | 1.88 | 2001-12-11 10:11 | Anjanece | 25 | 0 | N | N
ALUMA-FORM | AF8818 | Y | ALUMA-FORM , AF8818 |  |  | 2.09 | 2001-12-11 10:11 | Anjanece | 25 | 0 | N | N
ALUMA-FORM | AF8818 | Y | ALUMA-FORM , AF8818 |  |  | 2.16 | 2001-12-11 10:11 | Anjanece | 25 | 0 | N | N
ALUMA-FORM | AF8818 | Y | ALUMA-FORM , AF8818 |  |  | 2.17 | 2001-12-11 10:11 | Anjanece | 25 | 0 | N | N
ALUMA-FORM | AF8818 | Y | ALUMA-FORM , AF8818 |  |  | 2.22 | 2001-12-11 10:11 | Anjanece | 25 | 0 | N | N
ALUMA-FORM | AF8818 | Y | ALUMA-FORM , AF8818 |  |  | 2.25 | 2001-12-11 10:11 | Anjanece | 25 | 0 | N | N
CHANCE | 8818 | Y | CHANCE , 8818 | JEA OVERHEAD DISTRIBUTION | CSC Stores | 1.25 | 2001-12-11 10:11 | Anjanece | 25 | 0 | N | N
CHANCE | 8818 | Y | CHANCE , 8818 |  |  | 1.27 | 2001-12-11 10:11 | Anjanece | 25 | 0 | N | N
CHANCE | 8818 | Y | CHANCE , 8818 |  |  | 1.44 | 2001-12-11 10:11 | Anjanece | 25 | 0 | N | N
CHANCE | 8818 | Y | CHANCE , 8818 |  |  | 1.48 | 2001-12-11 10:11 | Anjanece | 25 | 0 | N | N
CHANCE | 8818 | Y | CHANCE , 8818 |  |  | 1.68 | 2001-12-11 10:11 | Anjanece | 25 | 0 | N | N
CHANCE | 8818 | Y | CHANCE , 8818 |  |  | 1.7 | 2001-12-11 10:11 | Anjanece | 25 | 0 | N | N
CHANCE | 8818 | Y | CHANCE , 8818 |  |  | 1.71 | 2001-12-11 10:11 | Anjanece | 25 | 0 | N | N
CHANCE | 8818 | Y | CHANCE , 8818 |  |  | 1.72 | 2001-12-11 10:11 | Anjanece | 25 | 0 | N | N
CHANCE | 8818 | Y | CHANCE , 8818 |  |  | 1.73 | 2001-12-11 10:11 | Anjanece | 25 | 0 | N | N
CHANCE | 8818 | Y | CHANCE , 8818 |  |  | 1.81 | 2001-12-11 10:11 | Anjanece | 25 | 0 | N | N
CHANCE | 8818 | Y | CHANCE , 8818 |  |  | 1.88 | 2001-12-11 10:11 | Anjanece | 25 | 0 | N | N
CHANCE | 8818 | Y | CHANCE , 8818 |  |  | 2.09 | 2001-12-11 10:11 | Anjanece | 25 | 0 | N | N
CHANCE | 8818 | Y | CHANCE , 8818 |  |  | 2.16 | 2001-12-11 10:11 | Anjanece | 25 | 0 | N | N
CHANCE | 8818 | Y | CHANCE , 8818 |  |  | 2.17 | 2001-12-11 10:11 | Anjanece | 25 | 0 | N | N
CHANCE | 8818 | Y | CHANCE , 8818 |  |  | 2.22 | 2001-12-11 10:11 | Anjanece | 25 | 0 | N | N
CHANCE | 8818 | Y | CHANCE , 8818 |  |  | 2.25 | 2001-12-11 10:11 | Anjanece | 25 | 0 | N | N
DIXIE ELECTRIC | D8818 | Y | DIXIE ELECTRIC , D8818 | JEA OVERHEAD DISTRIBUTION | CSC Stores | 1.25 | 2001-12-11 10:11 | Anjanece | 25 | 0 | N | N
DIXIE ELECTRIC | D8818 | Y | DIXIE ELECTRIC , D8818 |  |  | 1.27 | 2001-12-11 10:11 | Anjanece | 25 | 0 | N | N
DIXIE ELECTRIC | D8818 | Y | DIXIE ELECTRIC , D8818 |  |  | 1.44 | 2001-12-11 10:11 | Anjanece | 25 | 0 | N | N
DIXIE ELECTRIC | D8818 | Y | DIXIE ELECTRIC , D8818 |  |  | 1.48 | 2001-12-11 10:11 | Anjanece | 25 | 0 | N | N
DIXIE ELECTRIC | D8818 | Y | DIXIE ELECTRIC , D8818 |  |  | 1.68 | 2001-12-11 10:11 | Anjanece | 25 | 0 | N | N
DIXIE ELECTRIC | D8818 | Y | DIXIE ELECTRIC , D8818 |  |  | 1.7 | 2001-12-11 10:11 | Anjanece | 25 | 0 | N | N
DIXIE ELECTRIC | D8818 | Y | DIXIE ELECTRIC , D8818 |  |  | 1.71 | 2001-12-11 10:11 | Anjanece | 25 | 0 | N | N
DIXIE ELECTRIC | D8818 | Y | DIXIE ELECTRIC , D8818 |  |  | 1.72 | 2001-12-11 10:11 | Anjanece | 25 | 0 | N | N
DIXIE ELECTRIC | D8818 | Y | DIXIE ELECTRIC , D8818 |  |  | 1.73 | 2001-12-11 10:11 | Anjanece | 25 | 0 | N | N
DIXIE ELECTRIC | D8818 | Y | DIXIE ELECTRIC , D8818 |  |  | 1.81 | 2001-12-11 10:11 | Anjanece | 25 | 0 | N | N
DIXIE ELECTRIC | D8818 | Y | DIXIE ELECTRIC , D8818 |  |  | 1.88 | 2001-12-11 10:11 | Anjanece | 25 | 0 | N | N
DIXIE ELECTRIC | D8818 | Y | DIXIE ELECTRIC , D8818 |  |  | 2.09 | 2001-12-11 10:11 | Anjanece | 25 | 0 | N | N
DIXIE ELECTRIC | D8818 | Y | DIXIE ELECTRIC , D8818 |  |  | 2.16 | 2001-12-11 10:11 | Anjanece | 25 | 0 | N | N
DIXIE ELECTRIC | D8818 | Y | DIXIE ELECTRIC , D8818 |  |  | 2.17 | 2001-12-11 10:11 | Anjanece | 25 | 0 | N | N
DIXIE ELECTRIC | D8818 | Y | DIXIE ELECTRIC , D8818 |  |  | 2.22 | 2001-12-11 10:11 | Anjanece | 25 | 0 | N | N
DIXIE ELECTRIC | D8818 | Y | DIXIE ELECTRIC , D8818 |  |  | 2.25 | 2001-12-11 10:11 | Anjanece | 25 | 0 | N | N
FLORIDA WIRE AND CABLE | FW8818 | Y | FLORIDA WIRE AND CABLE , FW8818 | JEA OVERHEAD DISTRIBUTION | CSC Stores | 1.25 | 2001-12-11 10:11 | Anjanece | 25 | 0 | N | N
FLORIDA WIRE AND CABLE | FW8818 | Y | FLORIDA WIRE AND CABLE , FW8818 |  |  | 1.27 | 2001-12-11 10:11 | Anjanece | 25 | 0 | N | N
FLORIDA WIRE AND CABLE | FW8818 | Y | FLORIDA WIRE AND CABLE , FW8818 |  |  | 1.44 | 2001-12-11 10:11 | Anjanece | 25 | 0 | N | N
FLORIDA WIRE AND CABLE | FW8818 | Y | FLORIDA WIRE AND CABLE , FW8818 |  |  | 1.48 | 2001-12-11 10:11 | Anjanece | 25 | 0 | N | N
FLORIDA WIRE AND CABLE | FW8818 | Y | FLORIDA WIRE AND CABLE , FW8818 |  |  | 1.68 | 2001-12-11 10:11 | Anjanece | 25 | 0 | N | N
FLORIDA WIRE AND CABLE | FW8818 | Y | FLORIDA WIRE AND CABLE , FW8818 |  |  | 1.7 | 2001-12-11 10:11 | Anjanece | 25 | 0 | N | N
FLORIDA WIRE AND CABLE | FW8818 | Y | FLORIDA WIRE AND CABLE , FW8818 |  |  | 1.71 | 2001-12-11 10:11 | Anjanece | 25 | 0 | N | N
FLORIDA WIRE AND CABLE | FW8818 | Y | FLORIDA WIRE AND CABLE , FW8818 |  |  | 1.72 | 2001-12-11 10:11 | Anjanece | 25 | 0 | N | N
FLORIDA WIRE AND CABLE | FW8818 | Y | FLORIDA WIRE AND CABLE , FW8818 |  |  | 1.73 | 2001-12-11 10:11 | Anjanece | 25 | 0 | N | N
FLORIDA WIRE AND CABLE | FW8818 | Y | FLORIDA WIRE AND CABLE , FW8818 |  |  | 1.81 | 2001-12-11 10:11 | Anjanece | 25 | 0 | N | N
FLORIDA WIRE AND CABLE | FW8818 | Y | FLORIDA WIRE AND CABLE , FW8818 |  |  | 1.88 | 2001-12-11 10:11 | Anjanece | 25 | 0 | N | N
FLORIDA WIRE AND CABLE | FW8818 | Y | FLORIDA WIRE AND CABLE , FW8818 |  |  | 2.09 | 2001-12-11 10:11 | Anjanece | 25 | 0 | N | N
FLORIDA WIRE AND CABLE | FW8818 | Y | FLORIDA WIRE AND CABLE , FW8818 |  |  | 2.16 | 2001-12-11 10:11 | Anjanece | 25 | 0 | N | N
FLORIDA WIRE AND CABLE | FW8818 | Y | FLORIDA WIRE AND CABLE , FW8818 |  |  | 2.17 | 2001-12-11 10:11 | Anjanece | 25 | 0 | N | N
FLORIDA WIRE AND CABLE | FW8818 | Y | FLORIDA WIRE AND CABLE , FW8818 |  |  | 2.22 | 2001-12-11 10:11 | Anjanece | 25 | 0 | N | N
FLORIDA WIRE AND CABLE | FW8818 | Y | FLORIDA WIRE AND CABLE , FW8818 |  |  | 2.25 | 2001-12-11 10:11 | Anjanece | 25 | 0 | N | N
HUGHES | B618-6 | Y | HUGHES , B618-6 | JEA OVERHEAD DISTRIBUTION | CSC Stores | 1.25 | 2001-12-11 10:11 | Anjanece | 25 | 0 | N | N
HUGHES | B618-6 | Y | HUGHES , B618-6 |  |  | 1.27 | 2001-12-11 10:11 | Anjanece | 25 | 0 | N | N
HUGHES | B618-6 | Y | HUGHES , B618-6 |  |  | 1.44 | 2001-12-11 10:11 | Anjanece | 25 | 0 | N | N
HUGHES | B618-6 | Y | HUGHES , B618-6 |  |  | 1.48 | 2001-12-11 10:11 | Anjanece | 25 | 0 | N | N
HUGHES | B618-6 | Y | HUGHES , B618-6 |  |  | 1.68 | 2001-12-11 10:11 | Anjanece | 25 | 0 | N | N
HUGHES | B618-6 | Y | HUGHES , B618-6 |  |  | 1.7 | 2001-12-11 10:11 | Anjanece | 25 | 0 | N | N
HUGHES | B618-6 | Y | HUGHES , B618-6 |  |  | 1.71 | 2001-12-11 10:11 | Anjanece | 25 | 0 | N | N
HUGHES | B618-6 | Y | HUGHES , B618-6 |  |  | 1.72 | 2001-12-11 10:11 | Anjanece | 25 | 0 | N | N
HUGHES | B618-6 | Y | HUGHES , B618-6 |  |  | 1.73 | 2001-12-11 10:11 | Anjanece | 25 | 0 | N | N
HUGHES | B618-6 | Y | HUGHES , B618-6 |  |  | 1.81 | 2001-12-11 10:11 | Anjanece | 25 | 0 | N | N
HUGHES | B618-6 | Y | HUGHES , B618-6 |  |  | 1.88 | 2001-12-11 10:11 | Anjanece | 25 | 0 | N | N
HUGHES | B618-6 | Y | HUGHES , B618-6 |  |  | 2.09 | 2001-12-11 10:11 | Anjanece | 25 | 0 | N | N
HUGHES | B618-6 | Y | HUGHES , B618-6 |  |  | 2.16 | 2001-12-11 10:11 | Anjanece | 25 | 0 | N | N
HUGHES | B618-6 | Y | HUGHES , B618-6 |  |  | 2.17 | 2001-12-11 10:11 | Anjanece | 25 | 0 | N | N
HUGHES | B618-6 | Y | HUGHES , B618-6 |  |  | 2.22 | 2001-12-11 10:11 | Anjanece | 25 | 0 | N | N
HUGHES | B618-6 | Y | HUGHES , B618-6 |  |  | 2.25 | 2001-12-11 10:11 | Anjanece | 25 | 0 | N | N
JOSLYN HI-VOLTAGE CORP. | J8818 | Y | JOSLYN HI-VOLTAGE CORP. , J8818 | JEA OVERHEAD DISTRIBUTION | CSC Stores | 1.25 | 2001-12-11 10:11 | Anjanece | 25 | 0 | N | N
JOSLYN HI-VOLTAGE CORP. | J8818 | Y | JOSLYN HI-VOLTAGE CORP. , J8818 |  |  | 1.27 | 2001-12-11 10:11 | Anjanece | 25 | 0 | N | N
JOSLYN HI-VOLTAGE CORP. | J8818 | Y | JOSLYN HI-VOLTAGE CORP. , J8818 |  |  | 1.44 | 2001-12-11 10:11 | Anjanece | 25 | 0 | N | N
JOSLYN HI-VOLTAGE CORP. | J8818 | Y | JOSLYN HI-VOLTAGE CORP. , J8818 |  |  | 1.48 | 2001-12-11 10:11 | Anjanece | 25 | 0 | N | N
JOSLYN HI-VOLTAGE CORP. | J8818 | Y | JOSLYN HI-VOLTAGE CORP. , J8818 |  |  | 1.68 | 2001-12-11 10:11 | Anjanece | 25 | 0 | N | N
JOSLYN HI-VOLTAGE CORP. | J8818 | Y | JOSLYN HI-VOLTAGE CORP. , J8818 |  |  | 1.7 | 2001-12-11 10:11 | Anjanece | 25 | 0 | N | N
JOSLYN HI-VOLTAGE CORP. | J8818 | Y | JOSLYN HI-VOLTAGE CORP. , J8818 |  |  | 1.71 | 2001-12-11 10:11 | Anjanece | 25 | 0 | N | N
JOSLYN HI-VOLTAGE CORP. | J8818 | Y | JOSLYN HI-VOLTAGE CORP. , J8818 |  |  | 1.72 | 2001-12-11 10:11 | Anjanece | 25 | 0 | N | N
JOSLYN HI-VOLTAGE CORP. | J8818 | Y | JOSLYN HI-VOLTAGE CORP. , J8818 |  |  | 1.73 | 2001-12-11 10:11 | Anjanece | 25 | 0 | N | N
JOSLYN HI-VOLTAGE CORP. | J8818 | Y | JOSLYN HI-VOLTAGE CORP. , J8818 |  |  | 1.81 | 2001-12-11 10:11 | Anjanece | 25 | 0 | N | N
JOSLYN HI-VOLTAGE CORP. | J8818 | Y | JOSLYN HI-VOLTAGE CORP. , J8818 |  |  | 1.88 | 2001-12-11 10:11 | Anjanece | 25 | 0 | N | N
JOSLYN HI-VOLTAGE CORP. | J8818 | Y | JOSLYN HI-VOLTAGE CORP. , J8818 |  |  | 2.09 | 2001-12-11 10:11 | Anjanece | 25 | 0 | N | N
JOSLYN HI-VOLTAGE CORP. | J8818 | Y | JOSLYN HI-VOLTAGE CORP. , J8818 |  |  | 2.16 | 2001-12-11 10:11 | Anjanece | 25 | 0 | N | N
JOSLYN HI-VOLTAGE CORP. | J8818 | Y | JOSLYN HI-VOLTAGE CORP. , J8818 |  |  | 2.17 | 2001-12-11 10:11 | Anjanece | 25 | 0 | N | N
JOSLYN HI-VOLTAGE CORP. | J8818 | Y | JOSLYN HI-VOLTAGE CORP. , J8818 |  |  | 2.22 | 2001-12-11 10:11 | Anjanece | 25 | 0 | N | N
JOSLYN HI-VOLTAGE CORP. | J8818 | Y | JOSLYN HI-VOLTAGE CORP. , J8818 |  |  | 2.25 | 2001-12-11 10:11 | Anjanece | 25 | 0 | N | N
MC GRAW EDISON | DF3B18 | Y | MC GRAW EDISON , DF3B18 | JEA OVERHEAD DISTRIBUTION | CSC Stores | 1.25 | 2001-12-11 10:11 | Anjanece | 25 | 0 | N | N
MC GRAW EDISON | DF3B18 | Y | MC GRAW EDISON , DF3B18 |  |  | 1.27 | 2001-12-11 10:11 | Anjanece | 25 | 0 | N | N
MC GRAW EDISON | DF3B18 | Y | MC GRAW EDISON , DF3B18 |  |  | 1.44 | 2001-12-11 10:11 | Anjanece | 25 | 0 | N | N
MC GRAW EDISON | DF3B18 | Y | MC GRAW EDISON , DF3B18 |  |  | 1.48 | 2001-12-11 10:11 | Anjanece | 25 | 0 | N | N
MC GRAW EDISON | DF3B18 | Y | MC GRAW EDISON , DF3B18 |  |  | 1.68 | 2001-12-11 10:11 | Anjanece | 25 | 0 | N | N
MC GRAW EDISON | DF3B18 | Y | MC GRAW EDISON , DF3B18 |  |  | 1.7 | 2001-12-11 10:11 | Anjanece | 25 | 0 | N | N
MC GRAW EDISON | DF3B18 | Y | MC GRAW EDISON , DF3B18 |  |  | 1.71 | 2001-12-11 10:11 | Anjanece | 25 | 0 | N | N
MC GRAW EDISON | DF3B18 | Y | MC GRAW EDISON , DF3B18 |  |  | 1.72 | 2001-12-11 10:11 | Anjanece | 25 | 0 | N | N
MC GRAW EDISON | DF3B18 | Y | MC GRAW EDISON , DF3B18 |  |  | 1.73 | 2001-12-11 10:11 | Anjanece | 25 | 0 | N | N
MC GRAW EDISON | DF3B18 | Y | MC GRAW EDISON , DF3B18 |  |  | 1.81 | 2001-12-11 10:11 | Anjanece | 25 | 0 | N | N
MC GRAW EDISON | DF3B18 | Y | MC GRAW EDISON , DF3B18 |  |  | 1.88 | 2001-12-11 10:11 | Anjanece | 25 | 0 | N | N
MC GRAW EDISON | DF3B18 | Y | MC GRAW EDISON , DF3B18 |  |  | 2.09 | 2001-12-11 10:11 | Anjanece | 25 | 0 | N | N
MC GRAW EDISON | DF3B18 | Y | MC GRAW EDISON , DF3B18 |  |  | 2.16 | 2001-12-11 10:11 | Anjanece | 25 | 0 | N | N
MC GRAW EDISON | DF3B18 | Y | MC GRAW EDISON , DF3B18 |  |  | 2.17 | 2001-12-11 10:11 | Anjanece | 25 | 0 | N | N
MC GRAW EDISON | DF3B18 | Y | MC GRAW EDISON , DF3B18 |  |  | 2.22 | 2001-12-11 10:11 | Anjanece | 25 | 0 | N | N
MC GRAW EDISON | DF3B18 | Y | MC GRAW EDISON , DF3B18 |  |  | 2.25 | 2001-12-11 10:11 | Anjanece | 25 | 0 | N | N
POWERLINE HARDWARE CO. | P8818 | Y | POWERLINE HARDWARE CO. , P8818 | JEA OVERHEAD DISTRIBUTION | CSC Stores | 1.25 | 2001-12-11 10:11 | Anjanece | 25 | 0 | N | N
POWERLINE HARDWARE CO. | P8818 | Y | POWERLINE HARDWARE CO. , P8818 |  |  | 1.27 | 2001-12-11 10:11 | Anjanece | 25 | 0 | N | N
POWERLINE HARDWARE CO. | P8818 | Y | POWERLINE HARDWARE CO. , P8818 |  |  | 1.44 | 2001-12-11 10:11 | Anjanece | 25 | 0 | N | N
POWERLINE HARDWARE CO. | P8818 | Y | POWERLINE HARDWARE CO. , P8818 |  |  | 1.48 | 2001-12-11 10:11 | Anjanece | 25 | 0 | N | N
POWERLINE HARDWARE CO. | P8818 | Y | POWERLINE HARDWARE CO. , P8818 |  |  | 1.68 | 2001-12-11 10:11 | Anjanece | 25 | 0 | N | N
POWERLINE HARDWARE CO. | P8818 | Y | POWERLINE HARDWARE CO. , P8818 |  |  | 1.7 | 2001-12-11 10:11 | Anjanece | 25 | 0 | N | N
POWERLINE HARDWARE CO. | P8818 | Y | POWERLINE HARDWARE CO. , P8818 |  |  | 1.71 | 2001-12-11 10:11 | Anjanece | 25 | 0 | N | N
POWERLINE HARDWARE CO. | P8818 | Y | POWERLINE HARDWARE CO. , P8818 |  |  | 1.72 | 2001-12-11 10:11 | Anjanece | 25 | 0 | N | N
POWERLINE HARDWARE CO. | P8818 | Y | POWERLINE HARDWARE CO. , P8818 |  |  | 1.73 | 2001-12-11 10:11 | Anjanece | 25 | 0 | N | N
POWERLINE HARDWARE CO. | P8818 | Y | POWERLINE HARDWARE CO. , P8818 |  |  | 1.81 | 2001-12-11 10:11 | Anjanece | 25 | 0 | N | N
POWERLINE HARDWARE CO. | P8818 | Y | POWERLINE HARDWARE CO. , P8818 |  |  | 1.88 | 2001-12-11 10:11 | Anjanece | 25 | 0 | N | N
POWERLINE HARDWARE CO. | P8818 | Y | POWERLINE HARDWARE CO. , P8818 |  |  | 2.09 | 2001-12-11 10:11 | Anjanece | 25 | 0 | N | N
POWERLINE HARDWARE CO. | P8818 | Y | POWERLINE HARDWARE CO. , P8818 |  |  | 2.16 | 2001-12-11 10:11 | Anjanece | 25 | 0 | N | N
POWERLINE HARDWARE CO. | P8818 | Y | POWERLINE HARDWARE CO. , P8818 |  |  | 2.17 | 2001-12-11 10:11 | Anjanece | 25 | 0 | N | N
POWERLINE HARDWARE CO. | P8818 | Y | POWERLINE HARDWARE CO. , P8818 |  |  | 2.22 | 2001-12-11 10:11 | Anjanece | 25 | 0 | N | N
POWERLINE HARDWARE CO. | P8818 | Y | POWERLINE HARDWARE CO. , P8818 |  |  | 2.25 | 2001-12-11 10:11 | Anjanece | 25 | 0 | N | N
STEEL CITY | SC8818BG | Y | STEEL CITY , SC8818BG | JEA OVERHEAD DISTRIBUTION | CSC Stores | 1.25 | 2001-12-11 10:11 | Anjanece | 25 | 0 | N | N
STEEL CITY | SC8818BG | Y | STEEL CITY , SC8818BG |  |  | 1.27 | 2001-12-11 10:11 | Anjanece | 25 | 0 | N | N
STEEL CITY | SC8818BG | Y | STEEL CITY , SC8818BG |  |  | 1.44 | 2001-12-11 10:11 | Anjanece | 25 | 0 | N | N
STEEL CITY | SC8818BG | Y | STEEL CITY , SC8818BG |  |  | 1.48 | 2001-12-11 10:11 | Anjanece | 25 | 0 | N | N
STEEL CITY | SC8818BG | Y | STEEL CITY , SC8818BG |  |  | 1.68 | 2001-12-11 10:11 | Anjanece | 25 | 0 | N | N
STEEL CITY | SC8818BG | Y | STEEL CITY , SC8818BG |  |  | 1.7 | 2001-12-11 10:11 | Anjanece | 25 | 0 | N | N
STEEL CITY | SC8818BG | Y | STEEL CITY , SC8818BG |  |  | 1.71 | 2001-12-11 10:11 | Anjanece | 25 | 0 | N | N
STEEL CITY | SC8818BG | Y | STEEL CITY , SC8818BG |  |  | 1.72 | 2001-12-11 10:11 | Anjanece | 25 | 0 | N | N
STEEL CITY | SC8818BG | Y | STEEL CITY , SC8818BG |  |  | 1.73 | 2001-12-11 10:11 | Anjanece | 25 | 0 | N | N
STEEL CITY | SC8818BG | Y | STEEL CITY , SC8818BG |  |  | 1.81 | 2001-12-11 10:11 | Anjanece | 25 | 0 | N | N
STEEL CITY | SC8818BG | Y | STEEL CITY , SC8818BG |  |  | 1.88 | 2001-12-11 10:11 | Anjanece | 25 | 0 | N | N
STEEL CITY | SC8818BG | Y | STEEL CITY , SC8818BG |  |  | 2.09 | 2001-12-11 10:11 | Anjanece | 25 | 0 | N | N
STEEL CITY | SC8818BG | Y | STEEL CITY , SC8818BG |  |  | 2.16 | 2001-12-11 10:11 | Anjanece | 25 | 0 | N | N
STEEL CITY | SC8818BG | Y | STEEL CITY , SC8818BG |  |  | 2.17 | 2001-12-11 10:11 | Anjanece | 25 | 0 | N | N
STEEL CITY | SC8818BG | Y | STEEL CITY , SC8818BG |  |  | 2.22 | 2001-12-11 10:11 | Anjanece | 25 | 0 | N | N
STEEL CITY | SC8818BG | Y | STEEL CITY , SC8818BG |  |  | 2.25 | 2001-12-11 10:11 | Anjanece | 25 | 0 | N | N
THREADED FASTENERS INC. | TF8818 | Y | THREADED FASTENERS INC. , TF8818 | JEA OVERHEAD DISTRIBUTION | CSC Stores | 1.25 | 2001-12-11 10:11 | Anjanece | 25 | 0 | N | N
THREADED FASTENERS INC. | TF8818 | Y | THREADED FASTENERS INC. , TF8818 |  |  | 1.27 | 2001-12-11 10:11 | Anjanece | 25 | 0 | N | N
THREADED FASTENERS INC. | TF8818 | Y | THREADED FASTENERS INC. , TF8818 |  |  | 1.44 | 2001-12-11 10:11 | Anjanece | 25 | 0 | N | N
THREADED FASTENERS INC. | TF8818 | Y | THREADED FASTENERS INC. , TF8818 |  |  | 1.48 | 2001-12-11 10:11 | Anjanece | 25 | 0 | N | N
THREADED FASTENERS INC. | TF8818 | Y | THREADED FASTENERS INC. , TF8818 |  |  | 1.68 | 2001-12-11 10:11 | Anjanece | 25 | 0 | N | N
THREADED FASTENERS INC. | TF8818 | Y | THREADED FASTENERS INC. , TF8818 |  |  | 1.7 | 2001-12-11 10:11 | Anjanece | 25 | 0 | N | N
THREADED FASTENERS INC. | TF8818 | Y | THREADED FASTENERS INC. , TF8818 |  |  | 1.71 | 2001-12-11 10:11 | Anjanece | 25 | 0 | N | N
THREADED FASTENERS INC. | TF8818 | Y | THREADED FASTENERS INC. , TF8818 |  |  | 1.72 | 2001-12-11 10:11 | Anjanece | 25 | 0 | N | N
THREADED FASTENERS INC. | TF8818 | Y | THREADED FASTENERS INC. , TF8818 |  |  | 1.73 | 2001-12-11 10:11 | Anjanece | 25 | 0 | N | N
THREADED FASTENERS INC. | TF8818 | Y | THREADED FASTENERS INC. , TF8818 |  |  | 1.81 | 2001-12-11 10:11 | Anjanece | 25 | 0 | N | N
THREADED FASTENERS INC. | TF8818 | Y | THREADED FASTENERS INC. , TF8818 |  |  | 1.88 | 2001-12-11 10:11 | Anjanece | 25 | 0 | N | N
THREADED FASTENERS INC. | TF8818 | Y | THREADED FASTENERS INC. , TF8818 |  |  | 2.09 | 2001-12-11 10:11 | Anjanece | 25 | 0 | N | N
THREADED FASTENERS INC. | TF8818 | Y | THREADED FASTENERS INC. , TF8818 |  |  | 2.16 | 2001-12-11 10:11 | Anjanece | 25 | 0 | N | N
THREADED FASTENERS INC. | TF8818 | Y | THREADED FASTENERS INC. , TF8818 |  |  | 2.17 | 2001-12-11 10:11 | Anjanece | 25 | 0 | N | N
THREADED FASTENERS INC. | TF8818 | Y | THREADED FASTENERS INC. , TF8818 |  |  | 2.22 | 2001-12-11 10:11 | Anjanece | 25 | 0 | N | N
THREADED FASTENERS INC. | TF8818 | Y | THREADED FASTENERS INC. , TF8818 |  |  | 2.25 | 2001-12-11 10:11 | Anjanece | 25 | 0 | N | N
ALLIED BOLT, INC. | 8232 | Y | ALLIED BOLT, INC. , 8232 | JEA OVERHEAD DISTRIBUTION | CSC Stores | 1.35 | 2001-12-11 10:12 | Anjanece | 25 | 0 | N | N
ALLIED BOLT, INC. | 8232 | Y | ALLIED BOLT, INC. , 8232 |  |  | 1.44 | 2001-12-11 10:12 | Anjanece | 25 | 0 | N | N
ALLIED BOLT, INC. | 8232 | Y | ALLIED BOLT, INC. , 8232 |  |  | 1.9 | 2001-12-11 10:12 | Anjanece | 25 | 0 | N | N
ALLIED BOLT, INC. | 8232 | Y | ALLIED BOLT, INC. , 8232 |  |  | 2.41 | 2001-12-11 10:12 | Anjanece | 25 | 0 | N | N
ALLIED BOLT, INC. | 8232 | Y | ALLIED BOLT, INC. , 8232 |  |  | 2.5 | 2001-12-11 10:12 | Anjanece | 25 | 0 | N | N
ALLIED BOLT, INC. | 8232 | Y | ALLIED BOLT, INC. , 8232 |  |  | 2.58 | 2001-12-11 10:12 | Anjanece | 25 | 0 | N | N
ALLIED BOLT, INC. | 8232 | Y | ALLIED BOLT, INC. , 8232 |  |  | 2.64 | 2001-12-11 10:12 | Anjanece | 25 | 0 | N | N
ALLIED BOLT, INC. | 8232 | Y | ALLIED BOLT, INC. , 8232 |  |  | 2.73 | 2001-12-11 10:12 | Anjanece | 25 | 0 | N | N
ALLIED BOLT, INC. | 8232 | Y | ALLIED BOLT, INC. , 8232 |  |  | 2.85 | 2001-12-11 10:12 | Anjanece | 25 | 0 | N | N
ALLIED BOLT, INC. | 8232 | Y | ALLIED BOLT, INC. , 8232 |  |  | 2.96 | 2001-12-11 10:12 | Anjanece | 25 | 0 | N | N
ALLIED BOLT, INC. | 8232 | Y | ALLIED BOLT, INC. , 8232 |  |  | 3.04 | 2001-12-11 10:12 | Anjanece | 25 | 0 | N | N
ALLIED BOLT, INC. | 8232 | Y | ALLIED BOLT, INC. , 8232 |  |  | 3.09 | 2001-12-11 10:12 | Anjanece | 25 | 0 | N | N
ALLIED BOLT, INC. | 8232 | Y | ALLIED BOLT, INC. , 8232 |  |  | 3.3 | 2001-12-11 10:12 | Anjanece | 25 | 0 | N | N
ALLIED BOLT, INC. | 8232 | Y | ALLIED BOLT, INC. , 8232 |  |  | 3.43 | 2001-12-11 10:12 | Anjanece | 25 | 0 | N | N
ALUMA-FORM | AF8820 | Y | ALUMA-FORM , AF8820 | JEA OVERHEAD DISTRIBUTION | CSC Stores | 1.35 | 2001-12-11 10:12 | Anjanece | 25 | 0 | N | N
ALUMA-FORM | AF8820 | Y | ALUMA-FORM , AF8820 |  |  | 1.44 | 2001-12-11 10:12 | Anjanece | 25 | 0 | N | N
ALUMA-FORM | AF8820 | Y | ALUMA-FORM , AF8820 |  |  | 1.9 | 2001-12-11 10:12 | Anjanece | 25 | 0 | N | N
ALUMA-FORM | AF8820 | Y | ALUMA-FORM , AF8820 |  |  | 2.41 | 2001-12-11 10:12 | Anjanece | 25 | 0 | N | N
ALUMA-FORM | AF8820 | Y | ALUMA-FORM , AF8820 |  |  | 2.5 | 2001-12-11 10:12 | Anjanece | 25 | 0 | N | N
ALUMA-FORM | AF8820 | Y | ALUMA-FORM , AF8820 |  |  | 2.58 | 2001-12-11 10:12 | Anjanece | 25 | 0 | N | N
ALUMA-FORM | AF8820 | Y | ALUMA-FORM , AF8820 |  |  | 2.64 | 2001-12-11 10:12 | Anjanece | 25 | 0 | N | N
ALUMA-FORM | AF8820 | Y | ALUMA-FORM , AF8820 |  |  | 2.73 | 2001-12-11 10:12 | Anjanece | 25 | 0 | N | N
ALUMA-FORM | AF8820 | Y | ALUMA-FORM , AF8820 |  |  | 2.85 | 2001-12-11 10:12 | Anjanece | 25 | 0 | N | N
ALUMA-FORM | AF8820 | Y | ALUMA-FORM , AF8820 |  |  | 2.96 | 2001-12-11 10:12 | Anjanece | 25 | 0 | N | N
ALUMA-FORM | AF8820 | Y | ALUMA-FORM , AF8820 |  |  | 3.04 | 2001-12-11 10:12 | Anjanece | 25 | 0 | N | N
ALUMA-FORM | AF8820 | Y | ALUMA-FORM , AF8820 |  |  | 3.09 | 2001-12-11 10:12 | Anjanece | 25 | 0 | N | N
ALUMA-FORM | AF8820 | Y | ALUMA-FORM , AF8820 |  |  | 3.3 | 2001-12-11 10:12 | Anjanece | 25 | 0 | N | N
ALUMA-FORM | AF8820 | Y | ALUMA-FORM , AF8820 |  |  | 3.43 | 2001-12-11 10:12 | Anjanece | 25 | 0 | N | N
CHANCE | 8820 | Y | CHANCE , 8820 | JEA OVERHEAD DISTRIBUTION | CSC Stores | 1.35 | 2001-12-11 10:12 | Anjanece | 25 | 0 | N | N
CHANCE | 8820 | Y | CHANCE , 8820 |  |  | 1.44 | 2001-12-11 10:12 | Anjanece | 25 | 0 | N | N
CHANCE | 8820 | Y | CHANCE , 8820 |  |  | 1.9 | 2001-12-11 10:12 | Anjanece | 25 | 0 | N | N
CHANCE | 8820 | Y | CHANCE , 8820 |  |  | 2.41 | 2001-12-11 10:12 | Anjanece | 25 | 0 | N | N
CHANCE | 8820 | Y | CHANCE , 8820 |  |  | 2.5 | 2001-12-11 10:12 | Anjanece | 25 | 0 | N | N
CHANCE | 8820 | Y | CHANCE , 8820 |  |  | 2.58 | 2001-12-11 10:12 | Anjanece | 25 | 0 | N | N
CHANCE | 8820 | Y | CHANCE , 8820 |  |  | 2.64 | 2001-12-11 10:12 | Anjanece | 25 | 0 | N | N
CHANCE | 8820 | Y | CHANCE , 8820 |  |  | 2.73 | 2001-12-11 10:12 | Anjanece | 25 | 0 | N | N
CHANCE | 8820 | Y | CHANCE , 8820 |  |  | 2.85 | 2001-12-11 10:12 | Anjanece | 25 | 0 | N | N
CHANCE | 8820 | Y | CHANCE , 8820 |  |  | 2.96 | 2001-12-11 10:12 | Anjanece | 25 | 0 | N | N
CHANCE | 8820 | Y | CHANCE , 8820 |  |  | 3.04 | 2001-12-11 10:12 | Anjanece | 25 | 0 | N | N
CHANCE | 8820 | Y | CHANCE , 8820 |  |  | 3.09 | 2001-12-11 10:12 | Anjanece | 25 | 0 | N | N
CHANCE | 8820 | Y | CHANCE , 8820 |  |  | 3.3 | 2001-12-11 10:12 | Anjanece | 25 | 0 | N | N
CHANCE | 8820 | Y | CHANCE , 8820 |  |  | 3.43 | 2001-12-11 10:12 | Anjanece | 25 | 0 | N | N
DIXIE ELECTRIC | D8820 | Y | DIXIE ELECTRIC , D8820 | JEA OVERHEAD DISTRIBUTION | CSC Stores | 1.35 | 2001-12-11 10:12 | Anjanece | 25 | 0 | N | N
DIXIE ELECTRIC | D8820 | Y | DIXIE ELECTRIC , D8820 |  |  | 1.44 | 2001-12-11 10:12 | Anjanece | 25 | 0 | N | N
DIXIE ELECTRIC | D8820 | Y | DIXIE ELECTRIC , D8820 |  |  | 1.9 | 2001-12-11 10:12 | Anjanece | 25 | 0 | N | N
DIXIE ELECTRIC | D8820 | Y | DIXIE ELECTRIC , D8820 |  |  | 2.41 | 2001-12-11 10:12 | Anjanece | 25 | 0 | N | N
DIXIE ELECTRIC | D8820 | Y | DIXIE ELECTRIC , D8820 |  |  | 2.5 | 2001-12-11 10:12 | Anjanece | 25 | 0 | N | N
DIXIE ELECTRIC | D8820 | Y | DIXIE ELECTRIC , D8820 |  |  | 2.58 | 2001-12-11 10:12 | Anjanece | 25 | 0 | N | N
DIXIE ELECTRIC | D8820 | Y | DIXIE ELECTRIC , D8820 |  |  | 2.64 | 2001-12-11 10:12 | Anjanece | 25 | 0 | N | N
DIXIE ELECTRIC | D8820 | Y | DIXIE ELECTRIC , D8820 |  |  | 2.73 | 2001-12-11 10:12 | Anjanece | 25 | 0 | N | N
DIXIE ELECTRIC | D8820 | Y | DIXIE ELECTRIC , D8820 |  |  | 2.85 | 2001-12-11 10:12 | Anjanece | 25 | 0 | N | N
DIXIE ELECTRIC | D8820 | Y | DIXIE ELECTRIC , D8820 |  |  | 2.96 | 2001-12-11 10:12 | Anjanece | 25 | 0 | N | N
DIXIE ELECTRIC | D8820 | Y | DIXIE ELECTRIC , D8820 |  |  | 3.04 | 2001-12-11 10:12 | Anjanece | 25 | 0 | N | N
DIXIE ELECTRIC | D8820 | Y | DIXIE ELECTRIC , D8820 |  |  | 3.09 | 2001-12-11 10:12 | Anjanece | 25 | 0 | N | N
DIXIE ELECTRIC | D8820 | Y | DIXIE ELECTRIC , D8820 |  |  | 3.3 | 2001-12-11 10:12 | Anjanece | 25 | 0 | N | N
DIXIE ELECTRIC | D8820 | Y | DIXIE ELECTRIC , D8820 |  |  | 3.43 | 2001-12-11 10:12 | Anjanece | 25 | 0 | N | N
FLORIDA WIRE AND CABLE | FW8820 | Y | FLORIDA WIRE AND CABLE , FW8820 | JEA OVERHEAD DISTRIBUTION | CSC Stores | 1.35 | 2001-12-11 10:12 | Anjanece | 25 | 0 | N | N
FLORIDA WIRE AND CABLE | FW8820 | Y | FLORIDA WIRE AND CABLE , FW8820 |  |  | 1.44 | 2001-12-11 10:12 | Anjanece | 25 | 0 | N | N
FLORIDA WIRE AND CABLE | FW8820 | Y | FLORIDA WIRE AND CABLE , FW8820 |  |  | 1.9 | 2001-12-11 10:12 | Anjanece | 25 | 0 | N | N
FLORIDA WIRE AND CABLE | FW8820 | Y | FLORIDA WIRE AND CABLE , FW8820 |  |  | 2.41 | 2001-12-11 10:12 | Anjanece | 25 | 0 | N | N
FLORIDA WIRE AND CABLE | FW8820 | Y | FLORIDA WIRE AND CABLE , FW8820 |  |  | 2.5 | 2001-12-11 10:12 | Anjanece | 25 | 0 | N | N
FLORIDA WIRE AND CABLE | FW8820 | Y | FLORIDA WIRE AND CABLE , FW8820 |  |  | 2.58 | 2001-12-11 10:12 | Anjanece | 25 | 0 | N | N
FLORIDA WIRE AND CABLE | FW8820 | Y | FLORIDA WIRE AND CABLE , FW8820 |  |  | 2.64 | 2001-12-11 10:12 | Anjanece | 25 | 0 | N | N
FLORIDA WIRE AND CABLE | FW8820 | Y | FLORIDA WIRE AND CABLE , FW8820 |  |  | 2.73 | 2001-12-11 10:12 | Anjanece | 25 | 0 | N | N
FLORIDA WIRE AND CABLE | FW8820 | Y | FLORIDA WIRE AND CABLE , FW8820 |  |  | 2.85 | 2001-12-11 10:12 | Anjanece | 25 | 0 | N | N
FLORIDA WIRE AND CABLE | FW8820 | Y | FLORIDA WIRE AND CABLE , FW8820 |  |  | 2.96 | 2001-12-11 10:12 | Anjanece | 25 | 0 | N | N
FLORIDA WIRE AND CABLE | FW8820 | Y | FLORIDA WIRE AND CABLE , FW8820 |  |  | 3.04 | 2001-12-11 10:12 | Anjanece | 25 | 0 | N | N
FLORIDA WIRE AND CABLE | FW8820 | Y | FLORIDA WIRE AND CABLE , FW8820 |  |  | 3.09 | 2001-12-11 10:12 | Anjanece | 25 | 0 | N | N
FLORIDA WIRE AND CABLE | FW8820 | Y | FLORIDA WIRE AND CABLE , FW8820 |  |  | 3.3 | 2001-12-11 10:12 | Anjanece | 25 | 0 | N | N
FLORIDA WIRE AND CABLE | FW8820 | Y | FLORIDA WIRE AND CABLE , FW8820 |  |  | 3.43 | 2001-12-11 10:12 | Anjanece | 25 | 0 | N | N
HUGHES | B620-6 | Y | HUGHES , B620-6 | JEA OVERHEAD DISTRIBUTION | CSC Stores | 1.35 | 2001-12-11 10:12 | Anjanece | 25 | 0 | N | N
HUGHES | B620-6 | Y | HUGHES , B620-6 |  |  | 1.44 | 2001-12-11 10:12 | Anjanece | 25 | 0 | N | N
HUGHES | B620-6 | Y | HUGHES , B620-6 |  |  | 1.9 | 2001-12-11 10:12 | Anjanece | 25 | 0 | N | N
HUGHES | B620-6 | Y | HUGHES , B620-6 |  |  | 2.41 | 2001-12-11 10:12 | Anjanece | 25 | 0 | N | N
HUGHES | B620-6 | Y | HUGHES , B620-6 |  |  | 2.5 | 2001-12-11 10:12 | Anjanece | 25 | 0 | N | N
HUGHES | B620-6 | Y | HUGHES , B620-6 |  |  | 2.58 | 2001-12-11 10:12 | Anjanece | 25 | 0 | N | N
HUGHES | B620-6 | Y | HUGHES , B620-6 |  |  | 2.64 | 2001-12-11 10:12 | Anjanece | 25 | 0 | N | N
HUGHES | B620-6 | Y | HUGHES , B620-6 |  |  | 2.73 | 2001-12-11 10:12 | Anjanece | 25 | 0 | N | N
HUGHES | B620-6 | Y | HUGHES , B620-6 |  |  | 2.85 | 2001-12-11 10:12 | Anjanece | 25 | 0 | N | N
HUGHES | B620-6 | Y | HUGHES , B620-6 |  |  | 2.96 | 2001-12-11 10:12 | Anjanece | 25 | 0 | N | N
HUGHES | B620-6 | Y | HUGHES , B620-6 |  |  | 3.04 | 2001-12-11 10:12 | Anjanece | 25 | 0 | N | N
HUGHES | B620-6 | Y | HUGHES , B620-6 |  |  | 3.09 | 2001-12-11 10:12 | Anjanece | 25 | 0 | N | N
HUGHES | B620-6 | Y | HUGHES , B620-6 |  |  | 3.3 | 2001-12-11 10:12 | Anjanece | 25 | 0 | N | N
HUGHES | B620-6 | Y | HUGHES , B620-6 |  |  | 3.43 | 2001-12-11 10:12 | Anjanece | 25 | 0 | N | N
JOSLYN HI-VOLTAGE CORP. | J8820 | Y | JOSLYN HI-VOLTAGE CORP. , J8820 | JEA OVERHEAD DISTRIBUTION | CSC Stores | 1.35 | 2001-12-11 10:12 | Anjanece | 25 | 0 | N | N
JOSLYN HI-VOLTAGE CORP. | J8820 | Y | JOSLYN HI-VOLTAGE CORP. , J8820 |  |  | 1.44 | 2001-12-11 10:12 | Anjanece | 25 | 0 | N | N
JOSLYN HI-VOLTAGE CORP. | J8820 | Y | JOSLYN HI-VOLTAGE CORP. , J8820 |  |  | 1.9 | 2001-12-11 10:12 | Anjanece | 25 | 0 | N | N
JOSLYN HI-VOLTAGE CORP. | J8820 | Y | JOSLYN HI-VOLTAGE CORP. , J8820 |  |  | 2.41 | 2001-12-11 10:12 | Anjanece | 25 | 0 | N | N
JOSLYN HI-VOLTAGE CORP. | J8820 | Y | JOSLYN HI-VOLTAGE CORP. , J8820 |  |  | 2.5 | 2001-12-11 10:12 | Anjanece | 25 | 0 | N | N
JOSLYN HI-VOLTAGE CORP. | J8820 | Y | JOSLYN HI-VOLTAGE CORP. , J8820 |  |  | 2.58 | 2001-12-11 10:12 | Anjanece | 25 | 0 | N | N
JOSLYN HI-VOLTAGE CORP. | J8820 | Y | JOSLYN HI-VOLTAGE CORP. , J8820 |  |  | 2.64 | 2001-12-11 10:12 | Anjanece | 25 | 0 | N | N
JOSLYN HI-VOLTAGE CORP. | J8820 | Y | JOSLYN HI-VOLTAGE CORP. , J8820 |  |  | 2.73 | 2001-12-11 10:12 | Anjanece | 25 | 0 | N | N
JOSLYN HI-VOLTAGE CORP. | J8820 | Y | JOSLYN HI-VOLTAGE CORP. , J8820 |  |  | 2.85 | 2001-12-11 10:12 | Anjanece | 25 | 0 | N | N
JOSLYN HI-VOLTAGE CORP. | J8820 | Y | JOSLYN HI-VOLTAGE CORP. , J8820 |  |  | 2.96 | 2001-12-11 10:12 | Anjanece | 25 | 0 | N | N
JOSLYN HI-VOLTAGE CORP. | J8820 | Y | JOSLYN HI-VOLTAGE CORP. , J8820 |  |  | 3.04 | 2001-12-11 10:12 | Anjanece | 25 | 0 | N | N
JOSLYN HI-VOLTAGE CORP. | J8820 | Y | JOSLYN HI-VOLTAGE CORP. , J8820 |  |  | 3.09 | 2001-12-11 10:12 | Anjanece | 25 | 0 | N | N
JOSLYN HI-VOLTAGE CORP. | J8820 | Y | JOSLYN HI-VOLTAGE CORP. , J8820 |  |  | 3.3 | 2001-12-11 10:12 | Anjanece | 25 | 0 | N | N
JOSLYN HI-VOLTAGE CORP. | J8820 | Y | JOSLYN HI-VOLTAGE CORP. , J8820 |  |  | 3.43 | 2001-12-11 10:12 | Anjanece | 25 | 0 | N | N
MC GRAW EDISON | DF3B20 | Y | MC GRAW EDISON , DF3B20 | JEA OVERHEAD DISTRIBUTION | CSC Stores | 1.35 | 2001-12-11 10:12 | Anjanece | 25 | 0 | N | N
MC GRAW EDISON | DF3B20 | Y | MC GRAW EDISON , DF3B20 |  |  | 1.44 | 2001-12-11 10:12 | Anjanece | 25 | 0 | N | N
MC GRAW EDISON | DF3B20 | Y | MC GRAW EDISON , DF3B20 |  |  | 1.9 | 2001-12-11 10:12 | Anjanece | 25 | 0 | N | N
MC GRAW EDISON | DF3B20 | Y | MC GRAW EDISON , DF3B20 |  |  | 2.41 | 2001-12-11 10:12 | Anjanece | 25 | 0 | N | N
MC GRAW EDISON | DF3B20 | Y | MC GRAW EDISON , DF3B20 |  |  | 2.5 | 2001-12-11 10:12 | Anjanece | 25 | 0 | N | N
MC GRAW EDISON | DF3B20 | Y | MC GRAW EDISON , DF3B20 |  |  | 2.58 | 2001-12-11 10:12 | Anjanece | 25 | 0 | N | N
MC GRAW EDISON | DF3B20 | Y | MC GRAW EDISON , DF3B20 |  |  | 2.64 | 2001-12-11 10:12 | Anjanece | 25 | 0 | N | N
MC GRAW EDISON | DF3B20 | Y | MC GRAW EDISON , DF3B20 |  |  | 2.73 | 2001-12-11 10:12 | Anjanece | 25 | 0 | N | N
MC GRAW EDISON | DF3B20 | Y | MC GRAW EDISON , DF3B20 |  |  | 2.85 | 2001-12-11 10:12 | Anjanece | 25 | 0 | N | N
MC GRAW EDISON | DF3B20 | Y | MC GRAW EDISON , DF3B20 |  |  | 2.96 | 2001-12-11 10:12 | Anjanece | 25 | 0 | N | N
MC GRAW EDISON | DF3B20 | Y | MC GRAW EDISON , DF3B20 |  |  | 3.04 | 2001-12-11 10:12 | Anjanece | 25 | 0 | N | N
MC GRAW EDISON | DF3B20 | Y | MC GRAW EDISON , DF3B20 |  |  | 3.09 | 2001-12-11 10:12 | Anjanece | 25 | 0 | N | N
MC GRAW EDISON | DF3B20 | Y | MC GRAW EDISON , DF3B20 |  |  | 3.3 | 2001-12-11 10:12 | Anjanece | 25 | 0 | N | N
MC GRAW EDISON | DF3B20 | Y | MC GRAW EDISON , DF3B20 |  |  | 3.43 | 2001-12-11 10:12 | Anjanece | 25 | 0 | N | N
POWERLINE HARDWARE CO. | P8820 | Y | POWERLINE HARDWARE CO. , P8820 | JEA OVERHEAD DISTRIBUTION | CSC Stores | 1.35 | 2001-12-11 10:12 | Anjanece | 25 | 0 | N | N
POWERLINE HARDWARE CO. | P8820 | Y | POWERLINE HARDWARE CO. , P8820 |  |  | 1.44 | 2001-12-11 10:12 | Anjanece | 25 | 0 | N | N
POWERLINE HARDWARE CO. | P8820 | Y | POWERLINE HARDWARE CO. , P8820 |  |  | 1.9 | 2001-12-11 10:12 | Anjanece | 25 | 0 | N | N
POWERLINE HARDWARE CO. | P8820 | Y | POWERLINE HARDWARE CO. , P8820 |  |  | 2.41 | 2001-12-11 10:12 | Anjanece | 25 | 0 | N | N
POWERLINE HARDWARE CO. | P8820 | Y | POWERLINE HARDWARE CO. , P8820 |  |  | 2.5 | 2001-12-11 10:12 | Anjanece | 25 | 0 | N | N
POWERLINE HARDWARE CO. | P8820 | Y | POWERLINE HARDWARE CO. , P8820 |  |  | 2.58 | 2001-12-11 10:12 | Anjanece | 25 | 0 | N | N
POWERLINE HARDWARE CO. | P8820 | Y | POWERLINE HARDWARE CO. , P8820 |  |  | 2.64 | 2001-12-11 10:12 | Anjanece | 25 | 0 | N | N
POWERLINE HARDWARE CO. | P8820 | Y | POWERLINE HARDWARE CO. , P8820 |  |  | 2.73 | 2001-12-11 10:12 | Anjanece | 25 | 0 | N | N
POWERLINE HARDWARE CO. | P8820 | Y | POWERLINE HARDWARE CO. , P8820 |  |  | 2.85 | 2001-12-11 10:12 | Anjanece | 25 | 0 | N | N
POWERLINE HARDWARE CO. | P8820 | Y | POWERLINE HARDWARE CO. , P8820 |  |  | 2.96 | 2001-12-11 10:12 | Anjanece | 25 | 0 | N | N
POWERLINE HARDWARE CO. | P8820 | Y | POWERLINE HARDWARE CO. , P8820 |  |  | 3.04 | 2001-12-11 10:12 | Anjanece | 25 | 0 | N | N
POWERLINE HARDWARE CO. | P8820 | Y | POWERLINE HARDWARE CO. , P8820 |  |  | 3.09 | 2001-12-11 10:12 | Anjanece | 25 | 0 | N | N
POWERLINE HARDWARE CO. | P8820 | Y | POWERLINE HARDWARE CO. , P8820 |  |  | 3.3 | 2001-12-11 10:12 | Anjanece | 25 | 0 | N | N
POWERLINE HARDWARE CO. | P8820 | Y | POWERLINE HARDWARE CO. , P8820 |  |  | 3.43 | 2001-12-11 10:12 | Anjanece | 25 | 0 | N | N
STEEL CITY | SC8820BG | Y | STEEL CITY , SC8820BG | JEA OVERHEAD DISTRIBUTION | CSC Stores | 1.35 | 2001-12-11 10:12 | Anjanece | 25 | 0 | N | N
STEEL CITY | SC8820BG | Y | STEEL CITY , SC8820BG |  |  | 1.44 | 2001-12-11 10:12 | Anjanece | 25 | 0 | N | N
STEEL CITY | SC8820BG | Y | STEEL CITY , SC8820BG |  |  | 1.9 | 2001-12-11 10:12 | Anjanece | 25 | 0 | N | N
STEEL CITY | SC8820BG | Y | STEEL CITY , SC8820BG |  |  | 2.41 | 2001-12-11 10:12 | Anjanece | 25 | 0 | N | N
STEEL CITY | SC8820BG | Y | STEEL CITY , SC8820BG |  |  | 2.5 | 2001-12-11 10:12 | Anjanece | 25 | 0 | N | N
STEEL CITY | SC8820BG | Y | STEEL CITY , SC8820BG |  |  | 2.58 | 2001-12-11 10:12 | Anjanece | 25 | 0 | N | N
STEEL CITY | SC8820BG | Y | STEEL CITY , SC8820BG |  |  | 2.64 | 2001-12-11 10:12 | Anjanece | 25 | 0 | N | N
STEEL CITY | SC8820BG | Y | STEEL CITY , SC8820BG |  |  | 2.73 | 2001-12-11 10:12 | Anjanece | 25 | 0 | N | N
STEEL CITY | SC8820BG | Y | STEEL CITY , SC8820BG |  |  | 2.85 | 2001-12-11 10:12 | Anjanece | 25 | 0 | N | N
STEEL CITY | SC8820BG | Y | STEEL CITY , SC8820BG |  |  | 2.96 | 2001-12-11 10:12 | Anjanece | 25 | 0 | N | N
STEEL CITY | SC8820BG | Y | STEEL CITY , SC8820BG |  |  | 3.04 | 2001-12-11 10:12 | Anjanece | 25 | 0 | N | N
STEEL CITY | SC8820BG | Y | STEEL CITY , SC8820BG |  |  | 3.09 | 2001-12-11 10:12 | Anjanece | 25 | 0 | N | N
STEEL CITY | SC8820BG | Y | STEEL CITY , SC8820BG |  |  | 3.3 | 2001-12-11 10:12 | Anjanece | 25 | 0 | N | N
STEEL CITY | SC8820BG | Y | STEEL CITY , SC8820BG |  |  | 3.43 | 2001-12-11 10:12 | Anjanece | 25 | 0 | N | N
THREADED FASTENERS INC. | TF8820 | Y | THREADED FASTENERS INC. , TF8820 | JEA OVERHEAD DISTRIBUTION | CSC Stores | 1.35 | 2001-12-11 10:12 | Anjanece | 25 | 0 | N | N
THREADED FASTENERS INC. | TF8820 | Y | THREADED FASTENERS INC. , TF8820 |  |  | 1.44 | 2001-12-11 10:12 | Anjanece | 25 | 0 | N | N
THREADED FASTENERS INC. | TF8820 | Y | THREADED FASTENERS INC. , TF8820 |  |  | 1.9 | 2001-12-11 10:12 | Anjanece | 25 | 0 | N | N
THREADED FASTENERS INC. | TF8820 | Y | THREADED FASTENERS INC. , TF8820 |  |  | 2.41 | 2001-12-11 10:12 | Anjanece | 25 | 0 | N | N
THREADED FASTENERS INC. | TF8820 | Y | THREADED FASTENERS INC. , TF8820 |  |  | 2.5 | 2001-12-11 10:12 | Anjanece | 25 | 0 | N | N
THREADED FASTENERS INC. | TF8820 | Y | THREADED FASTENERS INC. , TF8820 |  |  | 2.58 | 2001-12-11 10:12 | Anjanece | 25 | 0 | N | N
THREADED FASTENERS INC. | TF8820 | Y | THREADED FASTENERS INC. , TF8820 |  |  | 2.64 | 2001-12-11 10:12 | Anjanece | 25 | 0 | N | N
THREADED FASTENERS INC. | TF8820 | Y | THREADED FASTENERS INC. , TF8820 |  |  | 2.73 | 2001-12-11 10:12 | Anjanece | 25 | 0 | N | N
THREADED FASTENERS INC. | TF8820 | Y | THREADED FASTENERS INC. , TF8820 |  |  | 2.85 | 2001-12-11 10:12 | Anjanece | 25 | 0 | N | N
THREADED FASTENERS INC. | TF8820 | Y | THREADED FASTENERS INC. , TF8820 |  |  | 2.96 | 2001-12-11 10:12 | Anjanece | 25 | 0 | N | N
THREADED FASTENERS INC. | TF8820 | Y | THREADED FASTENERS INC. , TF8820 |  |  | 3.04 | 2001-12-11 10:12 | Anjanece | 25 | 0 | N | N
THREADED FASTENERS INC. | TF8820 | Y | THREADED FASTENERS INC. , TF8820 |  |  | 3.09 | 2001-12-11 10:12 | Anjanece | 25 | 0 | N | N
THREADED FASTENERS INC. | TF8820 | Y | THREADED FASTENERS INC. , TF8820 |  |  | 3.3 | 2001-12-11 10:12 | Anjanece | 25 | 0 | N | N
THREADED FASTENERS INC. | TF8820 | Y | THREADED FASTENERS INC. , TF8820 |  |  | 3.43 | 2001-12-11 10:12 | Anjanece | 25 | 0 | N | N
ALLIED BOLT, INC. | 8236 | Y | ALLIED BOLT, INC. , 8236 | JEA GENERATION | CSC Stores | 1.41 | 2001-12-11 10:12 | Anjanece | 25 | 0 | N | N
ALLIED BOLT, INC. | 8236 | Y | ALLIED BOLT, INC. , 8236 |  |  | 2.9 | 2001-12-11 10:12 | Anjanece | 25 | 0 | N | N
ALLIED BOLT, INC. | 8236 | Y | ALLIED BOLT, INC. , 8236 |  |  | 3.26 | 2001-12-11 10:12 | Anjanece | 25 | 0 | N | N
ALLIED BOLT, INC. | 8236 | Y | ALLIED BOLT, INC. , 8236 |  |  | 5.84 | 2001-12-11 10:12 | Anjanece | 25 | 0 | N | N
ALUMA-FORM | AF8824 | Y | ALUMA-FORM , AF8824 | JEA GENERATION | CSC Stores | 1.41 | 2001-12-11 10:12 | Anjanece | 25 | 0 | N | N
ALUMA-FORM | AF8824 | Y | ALUMA-FORM , AF8824 |  |  | 2.9 | 2001-12-11 10:12 | Anjanece | 25 | 0 | N | N
ALUMA-FORM | AF8824 | Y | ALUMA-FORM , AF8824 |  |  | 3.26 | 2001-12-11 10:12 | Anjanece | 25 | 0 | N | N
ALUMA-FORM | AF8824 | Y | ALUMA-FORM , AF8824 |  |  | 5.84 | 2001-12-11 10:12 | Anjanece | 25 | 0 | N | N
CHANCE | 8824 | Y | CHANCE , 8824 | JEA GENERATION | CSC Stores | 1.41 | 2001-12-11 10:12 | Anjanece | 25 | 0 | N | N
CHANCE | 8824 | Y | CHANCE , 8824 |  |  | 2.9 | 2001-12-11 10:12 | Anjanece | 25 | 0 | N | N
CHANCE | 8824 | Y | CHANCE , 8824 |  |  | 3.26 | 2001-12-11 10:12 | Anjanece | 25 | 0 | N | N
CHANCE | 8824 | Y | CHANCE , 8824 |  |  | 5.84 | 2001-12-11 10:12 | Anjanece | 25 | 0 | N | N
DIXIE ELECTRIC | D8824 | Y | DIXIE ELECTRIC , D8824 | JEA GENERATION | CSC Stores | 1.41 | 2001-12-11 10:12 | Anjanece | 25 | 0 | N | N
DIXIE ELECTRIC | D8824 | Y | DIXIE ELECTRIC , D8824 |  |  | 2.9 | 2001-12-11 10:12 | Anjanece | 25 | 0 | N | N
DIXIE ELECTRIC | D8824 | Y | DIXIE ELECTRIC , D8824 |  |  | 3.26 | 2001-12-11 10:12 | Anjanece | 25 | 0 | N | N
DIXIE ELECTRIC | D8824 | Y | DIXIE ELECTRIC , D8824 |  |  | 5.84 | 2001-12-11 10:12 | Anjanece | 25 | 0 | N | N
FLORIDA WIRE AND CABLE | FW8824 | Y | FLORIDA WIRE AND CABLE , FW8824 | JEA GENERATION | CSC Stores | 1.41 | 2001-12-11 10:12 | Anjanece | 25 | 0 | N | N
FLORIDA WIRE AND CABLE | FW8824 | Y | FLORIDA WIRE AND CABLE , FW8824 |  |  | 2.9 | 2001-12-11 10:12 | Anjanece | 25 | 0 | N | N
FLORIDA WIRE AND CABLE | FW8824 | Y | FLORIDA WIRE AND CABLE , FW8824 |  |  | 3.26 | 2001-12-11 10:12 | Anjanece | 25 | 0 | N | N
FLORIDA WIRE AND CABLE | FW8824 | Y | FLORIDA WIRE AND CABLE , FW8824 |  |  | 5.84 | 2001-12-11 10:12 | Anjanece | 25 | 0 | N | N
HUGHES | B624-6 | Y | HUGHES , B624-6 | JEA GENERATION | CSC Stores | 1.41 | 2001-12-11 10:12 | Anjanece | 25 | 0 | N | N
HUGHES | B624-6 | Y | HUGHES , B624-6 |  |  | 2.9 | 2001-12-11 10:12 | Anjanece | 25 | 0 | N | N
HUGHES | B624-6 | Y | HUGHES , B624-6 |  |  | 3.26 | 2001-12-11 10:12 | Anjanece | 25 | 0 | N | N
HUGHES | B624-6 | Y | HUGHES , B624-6 |  |  | 5.84 | 2001-12-11 10:12 | Anjanece | 25 | 0 | N | N
JOSLYN HI-VOLTAGE CORP. | J8824 | Y | JOSLYN HI-VOLTAGE CORP. , J8824 | JEA GENERATION | CSC Stores | 1.41 | 2001-12-11 10:12 | Anjanece | 25 | 0 | N | N
JOSLYN HI-VOLTAGE CORP. | J8824 | Y | JOSLYN HI-VOLTAGE CORP. , J8824 |  |  | 2.9 | 2001-12-11 10:12 | Anjanece | 25 | 0 | N | N
JOSLYN HI-VOLTAGE CORP. | J8824 | Y | JOSLYN HI-VOLTAGE CORP. , J8824 |  |  | 3.26 | 2001-12-11 10:12 | Anjanece | 25 | 0 | N | N
JOSLYN HI-VOLTAGE CORP. | J8824 | Y | JOSLYN HI-VOLTAGE CORP. , J8824 |  |  | 5.84 | 2001-12-11 10:12 | Anjanece | 25 | 0 | N | N
MC GRAW EDISON | DF3B24 | Y | MC GRAW EDISON , DF3B24 | JEA GENERATION | CSC Stores | 1.41 | 2001-12-11 10:12 | Anjanece | 25 | 0 | N | N
MC GRAW EDISON | DF3B24 | Y | MC GRAW EDISON , DF3B24 |  |  | 2.9 | 2001-12-11 10:12 | Anjanece | 25 | 0 | N | N
MC GRAW EDISON | DF3B24 | Y | MC GRAW EDISON , DF3B24 |  |  | 3.26 | 2001-12-11 10:12 | Anjanece | 25 | 0 | N | N
MC GRAW EDISON | DF3B24 | Y | MC GRAW EDISON , DF3B24 |  |  | 5.84 | 2001-12-11 10:12 | Anjanece | 25 | 0 | N | N
STEEL CITY | SC8824BG | Y | STEEL CITY , SC8824BG | JEA GENERATION | CSC Stores | 1.41 | 2001-12-11 10:12 | Anjanece | 25 | 0 | N | N
STEEL CITY | SC8824BG | Y | STEEL CITY , SC8824BG |  |  | 2.9 | 2001-12-11 10:12 | Anjanece | 25 | 0 | N | N
STEEL CITY | SC8824BG | Y | STEEL CITY , SC8824BG |  |  | 3.26 | 2001-12-11 10:12 | Anjanece | 25 | 0 | N | N
STEEL CITY | SC8824BG | Y | STEEL CITY , SC8824BG |  |  | 5.84 | 2001-12-11 10:12 | Anjanece | 25 | 0 | N | N
THREADED FASTENERS INC. | TF8824 | Y | THREADED FASTENERS INC. , TF8824 | JEA GENERATION | CSC Stores | 1.41 | 2001-12-11 10:12 | Anjanece | 25 | 0 | N | N
THREADED FASTENERS INC. | TF8824 | Y | THREADED FASTENERS INC. , TF8824 |  |  | 2.9 | 2001-12-11 10:12 | Anjanece | 25 | 0 | N | N
THREADED FASTENERS INC. | TF8824 | Y | THREADED FASTENERS INC. , TF8824 |  |  | 3.26 | 2001-12-11 10:12 | Anjanece | 25 | 0 | N | N
THREADED FASTENERS INC. | TF8824 | Y | THREADED FASTENERS INC. , TF8824 |  |  | 5.84 | 2001-12-11 10:12 | Anjanece | 25 | 0 | N | N
ALLIED BOLT, INC. | 8150 | Y | ALLIED BOLT, INC. , 8150 | JEA OVERHEAD DISTRIBUTION | CSC Stores | 0.3 | 2001-12-11 10:12 | Anjanece | 100 | 0 | N | N
ALLIED BOLT, INC. | 8150 | Y | ALLIED BOLT, INC. , 8150 |  |  | 0.31 | 2001-12-11 10:12 | Anjanece | 100 | 0 | N | N
ALLIED BOLT, INC. | 8150 | Y | ALLIED BOLT, INC. , 8150 |  |  | 0.96 | 2001-12-11 10:12 | Anjanece | 100 | 0 | N | N
ALLIED BOLT, INC. | 8150 | Y | ALLIED BOLT, INC. , 8150 |  |  | 1.05 | 2001-12-11 10:12 | Anjanece | 100 | 0 | N | N
ALLIED BOLT, INC. | 8150 | Y | ALLIED BOLT, INC. , 8150 |  |  | 1.27 | 2001-12-11 10:12 | Anjanece | 100 | 0 | N | N
ALLIED BOLT, INC. | 8150 | Y | ALLIED BOLT, INC. , 8150 |  |  | 1.32 | 2001-12-11 10:12 | Anjanece | 100 | 0 | N | N
ALLIED BOLT, INC. | 8150 | Y | ALLIED BOLT, INC. , 8150 |  |  | 1.33 | 2001-12-11 10:12 | Anjanece | 100 | 0 | N | N
ALLIED BOLT, INC. | 8150 | Y | ALLIED BOLT, INC. , 8150 |  |  | 1.4 | 2001-12-11 10:12 | Anjanece | 100 | 0 | N | N
ALLIED BOLT, INC. | 8150 | Y | ALLIED BOLT, INC. , 8150 |  |  | 1.49 | 2001-12-11 10:12 | Anjanece | 100 | 0 | N | N
ALLIED BOLT, INC. | 8150 | Y | ALLIED BOLT, INC. , 8150 |  |  | 1.53 | 2001-12-11 10:12 | Anjanece | 100 | 0 | N | N
ALLIED BOLT, INC. | 8150 | Y | ALLIED BOLT, INC. , 8150 |  |  | 1.58 | 2001-12-11 10:12 | Anjanece | 100 | 0 | N | N
ALLIED BOLT, INC. | 8150 | Y | ALLIED BOLT, INC. , 8150 |  |  | 1.59 | 2001-12-11 10:12 | Anjanece | 100 | 0 | N | N
ALLIED BOLT, INC. | 8150 | Y | ALLIED BOLT, INC. , 8150 |  |  | 2.06 | 2001-12-11 10:12 | Anjanece | 100 | 0 | N | N
ALLIED BOLT, INC. | 8150 | Y | ALLIED BOLT, INC. , 8150 |  |  | 2.28 | 2001-12-11 10:12 | Anjanece | 100 | 0 | N | N
ALLIED BOLT, INC. | 8150 | Y | ALLIED BOLT, INC. , 8150 |  |  | 2.3 | 2001-12-11 10:12 | Anjanece | 100 | 0 | N | N
ALLIED BOLT, INC. | 8150 | Y | ALLIED BOLT, INC. , 8150 |  |  | 2.31 | 2001-12-11 10:12 | Anjanece | 100 | 0 | N | N
ALLIED BOLT, INC. | 8150 | Y | ALLIED BOLT, INC. , 8150 |  | Storm Stores | 0 | 2022-09-23 09:23 | Anjanece | 100 | 0 | N | N
ALLIED BOLT, INC. | 8150 | Y | ALLIED BOLT, INC. , 8150 |  |  | 1.4 | 2022-09-23 09:23 | Anjanece | 100 | 0 | N | N
ALLIED BOLT, INC. | 8150 | Y | ALLIED BOLT, INC. , 8150 |  |  | 1.49 | 2022-09-23 09:23 | Anjanece | 100 | 0 | N | N
CHANCE | 8902 | Y | CHANCE , 8902 | JEA OVERHEAD DISTRIBUTION | CSC Stores | 0.3 | 2001-12-11 10:12 | Anjanece | 100 | 0 | N | N
CHANCE | 8902 | Y | CHANCE , 8902 |  |  | 0.31 | 2001-12-11 10:12 | Anjanece | 100 | 0 | N | N
CHANCE | 8902 | Y | CHANCE , 8902 |  |  | 0.96 | 2001-12-11 10:12 | Anjanece | 100 | 0 | N | N
CHANCE | 8902 | Y | CHANCE , 8902 |  |  | 1.05 | 2001-12-11 10:12 | Anjanece | 100 | 0 | N | N
CHANCE | 8902 | Y | CHANCE , 8902 |  |  | 1.27 | 2001-12-11 10:12 | Anjanece | 100 | 0 | N | N
CHANCE | 8902 | Y | CHANCE , 8902 |  |  | 1.32 | 2001-12-11 10:12 | Anjanece | 100 | 0 | N | N
CHANCE | 8902 | Y | CHANCE , 8902 |  |  | 1.33 | 2001-12-11 10:12 | Anjanece | 100 | 0 | N | N
CHANCE | 8902 | Y | CHANCE , 8902 |  |  | 1.4 | 2001-12-11 10:12 | Anjanece | 100 | 0 | N | N
CHANCE | 8902 | Y | CHANCE , 8902 |  |  | 1.49 | 2001-12-11 10:12 | Anjanece | 100 | 0 | N | N
CHANCE | 8902 | Y | CHANCE , 8902 |  |  | 1.53 | 2001-12-11 10:12 | Anjanece | 100 | 0 | N | N
CHANCE | 8902 | Y | CHANCE , 8902 |  |  | 1.58 | 2001-12-11 10:12 | Anjanece | 100 | 0 | N | N
CHANCE | 8902 | Y | CHANCE , 8902 |  |  | 1.59 | 2001-12-11 10:12 | Anjanece | 100 | 0 | N | N
CHANCE | 8902 | Y | CHANCE , 8902 |  |  | 2.06 | 2001-12-11 10:12 | Anjanece | 100 | 0 | N | N
CHANCE | 8902 | Y | CHANCE , 8902 |  |  | 2.28 | 2001-12-11 10:12 | Anjanece | 100 | 0 | N | N
CHANCE | 8902 | Y | CHANCE , 8902 |  |  | 2.3 | 2001-12-11 10:12 | Anjanece | 100 | 0 | N | N
CHANCE | 8902 | Y | CHANCE , 8902 |  |  | 2.31 | 2001-12-11 10:12 | Anjanece | 100 | 0 | N | N
CHANCE | 8902 | Y | CHANCE , 8902 |  | Storm Stores | 0 | 2022-09-23 09:23 | Anjanece | 100 | 0 | N | N
CHANCE | 8902 | Y | CHANCE , 8902 |  |  | 1.4 | 2022-09-23 09:23 | Anjanece | 100 | 0 | N | N
CHANCE | 8902 | Y | CHANCE , 8902 |  |  | 1.49 | 2022-09-23 09:23 | Anjanece | 100 | 0 | N | N
DIXIE ELECTRIC | D8902 | Y | DIXIE ELECTRIC , D8902 | JEA OVERHEAD DISTRIBUTION | CSC Stores | 0.3 | 2001-12-11 10:12 | Anjanece | 100 | 0 | N | N
DIXIE ELECTRIC | D8902 | Y | DIXIE ELECTRIC , D8902 |  |  | 0.31 | 2001-12-11 10:12 | Anjanece | 100 | 0 | N | N
DIXIE ELECTRIC | D8902 | Y | DIXIE ELECTRIC , D8902 |  |  | 0.96 | 2001-12-11 10:12 | Anjanece | 100 | 0 | N | N
DIXIE ELECTRIC | D8902 | Y | DIXIE ELECTRIC , D8902 |  |  | 1.05 | 2001-12-11 10:12 | Anjanece | 100 | 0 | N | N
DIXIE ELECTRIC | D8902 | Y | DIXIE ELECTRIC , D8902 |  |  | 1.27 | 2001-12-11 10:12 | Anjanece | 100 | 0 | N | N
DIXIE ELECTRIC | D8902 | Y | DIXIE ELECTRIC , D8902 |  |  | 1.32 | 2001-12-11 10:12 | Anjanece | 100 | 0 | N | N
DIXIE ELECTRIC | D8902 | Y | DIXIE ELECTRIC , D8902 |  |  | 1.33 | 2001-12-11 10:12 | Anjanece | 100 | 0 | N | N
DIXIE ELECTRIC | D8902 | Y | DIXIE ELECTRIC , D8902 |  |  | 1.4 | 2001-12-11 10:12 | Anjanece | 100 | 0 | N | N
DIXIE ELECTRIC | D8902 | Y | DIXIE ELECTRIC , D8902 |  |  | 1.49 | 2001-12-11 10:12 | Anjanece | 100 | 0 | N | N
DIXIE ELECTRIC | D8902 | Y | DIXIE ELECTRIC , D8902 |  |  | 1.53 | 2001-12-11 10:12 | Anjanece | 100 | 0 | N | N
DIXIE ELECTRIC | D8902 | Y | DIXIE ELECTRIC , D8902 |  |  | 1.58 | 2001-12-11 10:12 | Anjanece | 100 | 0 | N | N
DIXIE ELECTRIC | D8902 | Y | DIXIE ELECTRIC , D8902 |  |  | 1.59 | 2001-12-11 10:12 | Anjanece | 100 | 0 | N | N
DIXIE ELECTRIC | D8902 | Y | DIXIE ELECTRIC , D8902 |  |  | 2.06 | 2001-12-11 10:12 | Anjanece | 100 | 0 | N | N
DIXIE ELECTRIC | D8902 | Y | DIXIE ELECTRIC , D8902 |  |  | 2.28 | 2001-12-11 10:12 | Anjanece | 100 | 0 | N | N
DIXIE ELECTRIC | D8902 | Y | DIXIE ELECTRIC , D8902 |  |  | 2.3 | 2001-12-11 10:12 | Anjanece | 100 | 0 | N | N
DIXIE ELECTRIC | D8902 | Y | DIXIE ELECTRIC , D8902 |  |  | 2.31 | 2001-12-11 10:12 | Anjanece | 100 | 0 | N | N
DIXIE ELECTRIC | D8902 | Y | DIXIE ELECTRIC , D8902 |  | Storm Stores | 0 | 2022-09-23 09:23 | Anjanece | 100 | 0 | N | N
DIXIE ELECTRIC | D8902 | Y | DIXIE ELECTRIC , D8902 |  |  | 1.4 | 2022-09-23 09:23 | Anjanece | 100 | 0 | N | N
DIXIE ELECTRIC | D8902 | Y | DIXIE ELECTRIC , D8902 |  |  | 1.49 | 2022-09-23 09:23 | Anjanece | 100 | 0 | N | N
HUGHES | B72-1-3/4 | Y | HUGHES , B72-1-3/4 | JEA OVERHEAD DISTRIBUTION | CSC Stores | 0.3 | 2001-12-11 10:12 | Anjanece | 100 | 0 | N | N
HUGHES | B72-1-3/4 | Y | HUGHES , B72-1-3/4 |  |  | 0.31 | 2001-12-11 10:12 | Anjanece | 100 | 0 | N | N
HUGHES | B72-1-3/4 | Y | HUGHES , B72-1-3/4 |  |  | 0.96 | 2001-12-11 10:12 | Anjanece | 100 | 0 | N | N
HUGHES | B72-1-3/4 | Y | HUGHES , B72-1-3/4 |  |  | 1.05 | 2001-12-11 10:12 | Anjanece | 100 | 0 | N | N
HUGHES | B72-1-3/4 | Y | HUGHES , B72-1-3/4 |  |  | 1.27 | 2001-12-11 10:12 | Anjanece | 100 | 0 | N | N
HUGHES | B72-1-3/4 | Y | HUGHES , B72-1-3/4 |  |  | 1.32 | 2001-12-11 10:12 | Anjanece | 100 | 0 | N | N
HUGHES | B72-1-3/4 | Y | HUGHES , B72-1-3/4 |  |  | 1.33 | 2001-12-11 10:12 | Anjanece | 100 | 0 | N | N
HUGHES | B72-1-3/4 | Y | HUGHES , B72-1-3/4 |  |  | 1.4 | 2001-12-11 10:12 | Anjanece | 100 | 0 | N | N
HUGHES | B72-1-3/4 | Y | HUGHES , B72-1-3/4 |  |  | 1.49 | 2001-12-11 10:12 | Anjanece | 100 | 0 | N | N
HUGHES | B72-1-3/4 | Y | HUGHES , B72-1-3/4 |  |  | 1.53 | 2001-12-11 10:12 | Anjanece | 100 | 0 | N | N
HUGHES | B72-1-3/4 | Y | HUGHES , B72-1-3/4 |  |  | 1.58 | 2001-12-11 10:12 | Anjanece | 100 | 0 | N | N
HUGHES | B72-1-3/4 | Y | HUGHES , B72-1-3/4 |  |  | 1.59 | 2001-12-11 10:12 | Anjanece | 100 | 0 | N | N
HUGHES | B72-1-3/4 | Y | HUGHES , B72-1-3/4 |  |  | 2.06 | 2001-12-11 10:12 | Anjanece | 100 | 0 | N | N
HUGHES | B72-1-3/4 | Y | HUGHES , B72-1-3/4 |  |  | 2.28 | 2001-12-11 10:12 | Anjanece | 100 | 0 | N | N
HUGHES | B72-1-3/4 | Y | HUGHES , B72-1-3/4 |  |  | 2.3 | 2001-12-11 10:12 | Anjanece | 100 | 0 | N | N
HUGHES | B72-1-3/4 | Y | HUGHES , B72-1-3/4 |  |  | 2.31 | 2001-12-11 10:12 | Anjanece | 100 | 0 | N | N
HUGHES | B72-1-3/4 | Y | HUGHES , B72-1-3/4 |  | Storm Stores | 0 | 2022-09-23 09:23 | Anjanece | 100 | 0 | N | N
HUGHES | B72-1-3/4 | Y | HUGHES , B72-1-3/4 |  |  | 1.4 | 2022-09-23 09:23 | Anjanece | 100 | 0 | N | N
HUGHES | B72-1-3/4 | Y | HUGHES , B72-1-3/4 |  |  | 1.49 | 2022-09-23 09:23 | Anjanece | 100 | 0 | N | N
JOSLYN HI-VOLTAGE CORP. | J8902 | Y | JOSLYN HI-VOLTAGE CORP. , J8902 | JEA OVERHEAD DISTRIBUTION | CSC Stores | 0.3 | 2001-12-11 10:12 | Anjanece | 100 | 0 | N | N
JOSLYN HI-VOLTAGE CORP. | J8902 | Y | JOSLYN HI-VOLTAGE CORP. , J8902 |  |  | 0.31 | 2001-12-11 10:12 | Anjanece | 100 | 0 | N | N
JOSLYN HI-VOLTAGE CORP. | J8902 | Y | JOSLYN HI-VOLTAGE CORP. , J8902 |  |  | 0.96 | 2001-12-11 10:12 | Anjanece | 100 | 0 | N | N
JOSLYN HI-VOLTAGE CORP. | J8902 | Y | JOSLYN HI-VOLTAGE CORP. , J8902 |  |  | 1.05 | 2001-12-11 10:12 | Anjanece | 100 | 0 | N | N
JOSLYN HI-VOLTAGE CORP. | J8902 | Y | JOSLYN HI-VOLTAGE CORP. , J8902 |  |  | 1.27 | 2001-12-11 10:12 | Anjanece | 100 | 0 | N | N
JOSLYN HI-VOLTAGE CORP. | J8902 | Y | JOSLYN HI-VOLTAGE CORP. , J8902 |  |  | 1.32 | 2001-12-11 10:12 | Anjanece | 100 | 0 | N | N
JOSLYN HI-VOLTAGE CORP. | J8902 | Y | JOSLYN HI-VOLTAGE CORP. , J8902 |  |  | 1.33 | 2001-12-11 10:12 | Anjanece | 100 | 0 | N | N
JOSLYN HI-VOLTAGE CORP. | J8902 | Y | JOSLYN HI-VOLTAGE CORP. , J8902 |  |  | 1.4 | 2001-12-11 10:12 | Anjanece | 100 | 0 | N | N
JOSLYN HI-VOLTAGE CORP. | J8902 | Y | JOSLYN HI-VOLTAGE CORP. , J8902 |  |  | 1.49 | 2001-12-11 10:12 | Anjanece | 100 | 0 | N | N
JOSLYN HI-VOLTAGE CORP. | J8902 | Y | JOSLYN HI-VOLTAGE CORP. , J8902 |  |  | 1.53 | 2001-12-11 10:12 | Anjanece | 100 | 0 | N | N
JOSLYN HI-VOLTAGE CORP. | J8902 | Y | JOSLYN HI-VOLTAGE CORP. , J8902 |  |  | 1.58 | 2001-12-11 10:12 | Anjanece | 100 | 0 | N | N
JOSLYN HI-VOLTAGE CORP. | J8902 | Y | JOSLYN HI-VOLTAGE CORP. , J8902 |  |  | 1.59 | 2001-12-11 10:12 | Anjanece | 100 | 0 | N | N
JOSLYN HI-VOLTAGE CORP. | J8902 | Y | JOSLYN HI-VOLTAGE CORP. , J8902 |  |  | 2.06 | 2001-12-11 10:12 | Anjanece | 100 | 0 | N | N
JOSLYN HI-VOLTAGE CORP. | J8902 | Y | JOSLYN HI-VOLTAGE CORP. , J8902 |  |  | 2.28 | 2001-12-11 10:12 | Anjanece | 100 | 0 | N | N
JOSLYN HI-VOLTAGE CORP. | J8902 | Y | JOSLYN HI-VOLTAGE CORP. , J8902 |  |  | 2.3 | 2001-12-11 10:12 | Anjanece | 100 | 0 | N | N
JOSLYN HI-VOLTAGE CORP. | J8902 | Y | JOSLYN HI-VOLTAGE CORP. , J8902 |  |  | 2.31 | 2001-12-11 10:12 | Anjanece | 100 | 0 | N | N
JOSLYN HI-VOLTAGE CORP. | J8902 | Y | JOSLYN HI-VOLTAGE CORP. , J8902 |  | Storm Stores | 0 | 2022-09-23 09:23 | Anjanece | 100 | 0 | N | N
JOSLYN HI-VOLTAGE CORP. | J8902 | Y | JOSLYN HI-VOLTAGE CORP. , J8902 |  |  | 1.4 | 2022-09-23 09:23 | Anjanece | 100 | 0 | N | N
JOSLYN HI-VOLTAGE CORP. | J8902 | Y | JOSLYN HI-VOLTAGE CORP. , J8902 |  |  | 1.49 | 2022-09-23 09:23 | Anjanece | 100 | 0 | N | N
MC GRAW EDISON | DF4B2 | Y | MC GRAW EDISON , DF4B2 | JEA OVERHEAD DISTRIBUTION | CSC Stores | 0.3 | 2001-12-11 10:12 | Anjanece | 100 | 0 | N | N
MC GRAW EDISON | DF4B2 | Y | MC GRAW EDISON , DF4B2 |  |  | 0.31 | 2001-12-11 10:12 | Anjanece | 100 | 0 | N | N
MC GRAW EDISON | DF4B2 | Y | MC GRAW EDISON , DF4B2 |  |  | 0.96 | 2001-12-11 10:12 | Anjanece | 100 | 0 | N | N
MC GRAW EDISON | DF4B2 | Y | MC GRAW EDISON , DF4B2 |  |  | 1.05 | 2001-12-11 10:12 | Anjanece | 100 | 0 | N | N
MC GRAW EDISON | DF4B2 | Y | MC GRAW EDISON , DF4B2 |  |  | 1.27 | 2001-12-11 10:12 | Anjanece | 100 | 0 | N | N
MC GRAW EDISON | DF4B2 | Y | MC GRAW EDISON , DF4B2 |  |  | 1.32 | 2001-12-11 10:12 | Anjanece | 100 | 0 | N | N
MC GRAW EDISON | DF4B2 | Y | MC GRAW EDISON , DF4B2 |  |  | 1.33 | 2001-12-11 10:12 | Anjanece | 100 | 0 | N | N
MC GRAW EDISON | DF4B2 | Y | MC GRAW EDISON , DF4B2 |  |  | 1.4 | 2001-12-11 10:12 | Anjanece | 100 | 0 | N | N
MC GRAW EDISON | DF4B2 | Y | MC GRAW EDISON , DF4B2 |  |  | 1.49 | 2001-12-11 10:12 | Anjanece | 100 | 0 | N | N
MC GRAW EDISON | DF4B2 | Y | MC GRAW EDISON , DF4B2 |  |  | 1.53 | 2001-12-11 10:12 | Anjanece | 100 | 0 | N | N
MC GRAW EDISON | DF4B2 | Y | MC GRAW EDISON , DF4B2 |  |  | 1.58 | 2001-12-11 10:12 | Anjanece | 100 | 0 | N | N
MC GRAW EDISON | DF4B2 | Y | MC GRAW EDISON , DF4B2 |  |  | 1.59 | 2001-12-11 10:12 | Anjanece | 100 | 0 | N | N
MC GRAW EDISON | DF4B2 | Y | MC GRAW EDISON , DF4B2 |  |  | 2.06 | 2001-12-11 10:12 | Anjanece | 100 | 0 | N | N
MC GRAW EDISON | DF4B2 | Y | MC GRAW EDISON , DF4B2 |  |  | 2.28 | 2001-12-11 10:12 | Anjanece | 100 | 0 | N | N
MC GRAW EDISON | DF4B2 | Y | MC GRAW EDISON , DF4B2 |  |  | 2.3 | 2001-12-11 10:12 | Anjanece | 100 | 0 | N | N
MC GRAW EDISON | DF4B2 | Y | MC GRAW EDISON , DF4B2 |  |  | 2.31 | 2001-12-11 10:12 | Anjanece | 100 | 0 | N | N
MC GRAW EDISON | DF4B2 | Y | MC GRAW EDISON , DF4B2 |  | Storm Stores | 0 | 2022-09-23 09:23 | Anjanece | 100 | 0 | N | N
MC GRAW EDISON | DF4B2 | Y | MC GRAW EDISON , DF4B2 |  |  | 1.4 | 2022-09-23 09:23 | Anjanece | 100 | 0 | N | N
MC GRAW EDISON | DF4B2 | Y | MC GRAW EDISON , DF4B2 |  |  | 1.49 | 2022-09-23 09:23 | Anjanece | 100 | 0 | N | N
STEEL CITY | SQG1208N | Y | STEEL CITY , SQG1208N | JEA OVERHEAD DISTRIBUTION | CSC Stores | 0.3 | 2001-12-11 10:12 | Anjanece | 100 | 0 | N | N
STEEL CITY | SQG1208N | Y | STEEL CITY , SQG1208N |  |  | 0.31 | 2001-12-11 10:12 | Anjanece | 100 | 0 | N | N
STEEL CITY | SQG1208N | Y | STEEL CITY , SQG1208N |  |  | 0.96 | 2001-12-11 10:12 | Anjanece | 100 | 0 | N | N
STEEL CITY | SQG1208N | Y | STEEL CITY , SQG1208N |  |  | 1.05 | 2001-12-11 10:12 | Anjanece | 100 | 0 | N | N
STEEL CITY | SQG1208N | Y | STEEL CITY , SQG1208N |  |  | 1.27 | 2001-12-11 10:12 | Anjanece | 100 | 0 | N | N
STEEL CITY | SQG1208N | Y | STEEL CITY , SQG1208N |  |  | 1.32 | 2001-12-11 10:12 | Anjanece | 100 | 0 | N | N
STEEL CITY | SQG1208N | Y | STEEL CITY , SQG1208N |  |  | 1.33 | 2001-12-11 10:12 | Anjanece | 100 | 0 | N | N
STEEL CITY | SQG1208N | Y | STEEL CITY , SQG1208N |  |  | 1.4 | 2001-12-11 10:12 | Anjanece | 100 | 0 | N | N
STEEL CITY | SQG1208N | Y | STEEL CITY , SQG1208N |  |  | 1.49 | 2001-12-11 10:12 | Anjanece | 100 | 0 | N | N
STEEL CITY | SQG1208N | Y | STEEL CITY , SQG1208N |  |  | 1.53 | 2001-12-11 10:12 | Anjanece | 100 | 0 | N | N
STEEL CITY | SQG1208N | Y | STEEL CITY , SQG1208N |  |  | 1.58 | 2001-12-11 10:12 | Anjanece | 100 | 0 | N | N
STEEL CITY | SQG1208N | Y | STEEL CITY , SQG1208N |  |  | 1.59 | 2001-12-11 10:12 | Anjanece | 100 | 0 | N | N
STEEL CITY | SQG1208N | Y | STEEL CITY , SQG1208N |  |  | 2.06 | 2001-12-11 10:12 | Anjanece | 100 | 0 | N | N
STEEL CITY | SQG1208N | Y | STEEL CITY , SQG1208N |  |  | 2.28 | 2001-12-11 10:12 | Anjanece | 100 | 0 | N | N
STEEL CITY | SQG1208N | Y | STEEL CITY , SQG1208N |  |  | 2.3 | 2001-12-11 10:12 | Anjanece | 100 | 0 | N | N
STEEL CITY | SQG1208N | Y | STEEL CITY , SQG1208N |  |  | 2.31 | 2001-12-11 10:12 | Anjanece | 100 | 0 | N | N
STEEL CITY | SQG1208N | Y | STEEL CITY , SQG1208N |  | Storm Stores | 0 | 2022-09-23 09:23 | Anjanece | 100 | 0 | N | N
STEEL CITY | SQG1208N | Y | STEEL CITY , SQG1208N |  |  | 1.4 | 2022-09-23 09:23 | Anjanece | 100 | 0 | N | N
STEEL CITY | SQG1208N | Y | STEEL CITY , SQG1208N |  |  | 1.49 | 2022-09-23 09:23 | Anjanece | 100 | 0 | N | N
THREADED FASTENERS INC. | TF8902 | Y | THREADED FASTENERS INC. , TF8902 | JEA OVERHEAD DISTRIBUTION | CSC Stores | 0.3 | 2001-12-11 10:12 | Anjanece | 100 | 0 | N | N
THREADED FASTENERS INC. | TF8902 | Y | THREADED FASTENERS INC. , TF8902 |  |  | 0.31 | 2001-12-11 10:12 | Anjanece | 100 | 0 | N | N
THREADED FASTENERS INC. | TF8902 | Y | THREADED FASTENERS INC. , TF8902 |  |  | 0.96 | 2001-12-11 10:12 | Anjanece | 100 | 0 | N | N
THREADED FASTENERS INC. | TF8902 | Y | THREADED FASTENERS INC. , TF8902 |  |  | 1.05 | 2001-12-11 10:12 | Anjanece | 100 | 0 | N | N
THREADED FASTENERS INC. | TF8902 | Y | THREADED FASTENERS INC. , TF8902 |  |  | 1.27 | 2001-12-11 10:12 | Anjanece | 100 | 0 | N | N
THREADED FASTENERS INC. | TF8902 | Y | THREADED FASTENERS INC. , TF8902 |  |  | 1.32 | 2001-12-11 10:12 | Anjanece | 100 | 0 | N | N
THREADED FASTENERS INC. | TF8902 | Y | THREADED FASTENERS INC. , TF8902 |  |  | 1.33 | 2001-12-11 10:12 | Anjanece | 100 | 0 | N | N
THREADED FASTENERS INC. | TF8902 | Y | THREADED FASTENERS INC. , TF8902 |  |  | 1.4 | 2001-12-11 10:12 | Anjanece | 100 | 0 | N | N
THREADED FASTENERS INC. | TF8902 | Y | THREADED FASTENERS INC. , TF8902 |  |  | 1.49 | 2001-12-11 10:12 | Anjanece | 100 | 0 | N | N
THREADED FASTENERS INC. | TF8902 | Y | THREADED FASTENERS INC. , TF8902 |  |  | 1.53 | 2001-12-11 10:12 | Anjanece | 100 | 0 | N | N
THREADED FASTENERS INC. | TF8902 | Y | THREADED FASTENERS INC. , TF8902 |  |  | 1.58 | 2001-12-11 10:12 | Anjanece | 100 | 0 | N | N
THREADED FASTENERS INC. | TF8902 | Y | THREADED FASTENERS INC. , TF8902 |  |  | 1.59 | 2001-12-11 10:12 | Anjanece | 100 | 0 | N | N
THREADED FASTENERS INC. | TF8902 | Y | THREADED FASTENERS INC. , TF8902 |  |  | 2.06 | 2001-12-11 10:12 | Anjanece | 100 | 0 | N | N
THREADED FASTENERS INC. | TF8902 | Y | THREADED FASTENERS INC. , TF8902 |  |  | 2.28 | 2001-12-11 10:12 | Anjanece | 100 | 0 | N | N
THREADED FASTENERS INC. | TF8902 | Y | THREADED FASTENERS INC. , TF8902 |  |  | 2.3 | 2001-12-11 10:12 | Anjanece | 100 | 0 | N | N
THREADED FASTENERS INC. | TF8902 | Y | THREADED FASTENERS INC. , TF8902 |  |  | 2.31 | 2001-12-11 10:12 | Anjanece | 100 | 0 | N | N
THREADED FASTENERS INC. | TF8902 | Y | THREADED FASTENERS INC. , TF8902 |  | Storm Stores | 0 | 2022-09-23 09:23 | Anjanece | 100 | 0 | N | N
THREADED FASTENERS INC. | TF8902 | Y | THREADED FASTENERS INC. , TF8902 |  |  | 1.4 | 2022-09-23 09:23 | Anjanece | 100 | 0 | N | N
THREADED FASTENERS INC. | TF8902 | Y | THREADED FASTENERS INC. , TF8902 |  |  | 1.49 | 2022-09-23 09:23 | Anjanece | 100 | 0 | N | N
ALLIED BOLT, INC. | 8151-50 | Y | ALLIED BOLT, INC. , 8151-50 | JEA GENERATION | CSC Stores | 0.51 | 2001-12-11 10:12 | Anjanece | 100 | 0 | N | N
ALLIED BOLT, INC. | 8151-50 | Y | ALLIED BOLT, INC. , 8151-50 |  |  | 0.52 | 2001-12-11 10:12 | Anjanece | 100 | 0 | N | N
ALLIED BOLT, INC. | 8151-50 | Y | ALLIED BOLT, INC. , 8151-50 |  |  | 0.87 | 2001-12-11 10:12 | Anjanece | 100 | 0 | N | N
ALLIED BOLT, INC. | 8151-50 | Y | ALLIED BOLT, INC. , 8151-50 |  |  | 1.09 | 2001-12-11 10:12 | Anjanece | 100 | 0 | N | N
ALLIED BOLT, INC. | 8151-50 | Y | ALLIED BOLT, INC. , 8151-50 |  |  | 1.26 | 2001-12-11 10:12 | Anjanece | 100 | 0 | N | N
ALLIED BOLT, INC. | 8151-50 | Y | ALLIED BOLT, INC. , 8151-50 |  |  | 1.54 | 2001-12-11 10:12 | Anjanece | 100 | 0 | N | N
ALLIED BOLT, INC. | 8151-50 | Y | ALLIED BOLT, INC. , 8151-50 |  |  | 1.78 | 2001-12-11 10:12 | Anjanece | 100 | 0 | N | N
ALLIED BOLT, INC. | 8151-50 | Y | ALLIED BOLT, INC. , 8151-50 |  |  | 2.03 | 2001-12-11 10:12 | Anjanece | 100 | 0 | N | N
ALLIED BOLT, INC. | 8151-50 | Y | ALLIED BOLT, INC. , 8151-50 |  |  | 2.61 | 2001-12-11 10:12 | Anjanece | 100 | 0 | N | N
CHANCE | 8903 | Y | CHANCE , 8903 | JEA GENERATION | CSC Stores | 0.51 | 2001-12-11 10:12 | Anjanece | 100 | 0 | N | N
CHANCE | 8903 | Y | CHANCE , 8903 |  |  | 0.52 | 2001-12-11 10:12 | Anjanece | 100 | 0 | N | N
CHANCE | 8903 | Y | CHANCE , 8903 |  |  | 0.87 | 2001-12-11 10:12 | Anjanece | 100 | 0 | N | N
CHANCE | 8903 | Y | CHANCE , 8903 |  |  | 1.09 | 2001-12-11 10:12 | Anjanece | 100 | 0 | N | N
CHANCE | 8903 | Y | CHANCE , 8903 |  |  | 1.26 | 2001-12-11 10:12 | Anjanece | 100 | 0 | N | N
CHANCE | 8903 | Y | CHANCE , 8903 |  |  | 1.54 | 2001-12-11 10:12 | Anjanece | 100 | 0 | N | N
CHANCE | 8903 | Y | CHANCE , 8903 |  |  | 1.78 | 2001-12-11 10:12 | Anjanece | 100 | 0 | N | N
CHANCE | 8903 | Y | CHANCE , 8903 |  |  | 2.03 | 2001-12-11 10:12 | Anjanece | 100 | 0 | N | N
CHANCE | 8903 | Y | CHANCE , 8903 |  |  | 2.61 | 2001-12-11 10:12 | Anjanece | 100 | 0 | N | N
DIXIE ELECTRIC | D8903 | Y | DIXIE ELECTRIC , D8903 | JEA GENERATION | CSC Stores | 0.51 | 2001-12-11 10:12 | Anjanece | 100 | 0 | N | N
DIXIE ELECTRIC | D8903 | Y | DIXIE ELECTRIC , D8903 |  |  | 0.52 | 2001-12-11 10:12 | Anjanece | 100 | 0 | N | N
DIXIE ELECTRIC | D8903 | Y | DIXIE ELECTRIC , D8903 |  |  | 0.87 | 2001-12-11 10:12 | Anjanece | 100 | 0 | N | N
DIXIE ELECTRIC | D8903 | Y | DIXIE ELECTRIC , D8903 |  |  | 1.09 | 2001-12-11 10:12 | Anjanece | 100 | 0 | N | N
DIXIE ELECTRIC | D8903 | Y | DIXIE ELECTRIC , D8903 |  |  | 1.26 | 2001-12-11 10:12 | Anjanece | 100 | 0 | N | N
DIXIE ELECTRIC | D8903 | Y | DIXIE ELECTRIC , D8903 |  |  | 1.54 | 2001-12-11 10:12 | Anjanece | 100 | 0 | N | N
DIXIE ELECTRIC | D8903 | Y | DIXIE ELECTRIC , D8903 |  |  | 1.78 | 2001-12-11 10:12 | Anjanece | 100 | 0 | N | N
DIXIE ELECTRIC | D8903 | Y | DIXIE ELECTRIC , D8903 |  |  | 2.03 | 2001-12-11 10:12 | Anjanece | 100 | 0 | N | N
DIXIE ELECTRIC | D8903 | Y | DIXIE ELECTRIC , D8903 |  |  | 2.61 | 2001-12-11 10:12 | Anjanece | 100 | 0 | N | N
HUGHES | B73 | Y | HUGHES , B73 | JEA GENERATION | CSC Stores | 0.51 | 2001-12-11 10:12 | Anjanece | 100 | 0 | N | N
HUGHES | B73 | Y | HUGHES , B73 |  |  | 0.52 | 2001-12-11 10:12 | Anjanece | 100 | 0 | N | N
HUGHES | B73 | Y | HUGHES , B73 |  |  | 0.87 | 2001-12-11 10:12 | Anjanece | 100 | 0 | N | N
HUGHES | B73 | Y | HUGHES , B73 |  |  | 1.09 | 2001-12-11 10:12 | Anjanece | 100 | 0 | N | N
HUGHES | B73 | Y | HUGHES , B73 |  |  | 1.26 | 2001-12-11 10:12 | Anjanece | 100 | 0 | N | N
HUGHES | B73 | Y | HUGHES , B73 |  |  | 1.54 | 2001-12-11 10:12 | Anjanece | 100 | 0 | N | N
HUGHES | B73 | Y | HUGHES , B73 |  |  | 1.78 | 2001-12-11 10:12 | Anjanece | 100 | 0 | N | N
HUGHES | B73 | Y | HUGHES , B73 |  |  | 2.03 | 2001-12-11 10:12 | Anjanece | 100 | 0 | N | N
HUGHES | B73 | Y | HUGHES , B73 |  |  | 2.61 | 2001-12-11 10:12 | Anjanece | 100 | 0 | N | N
JOSLYN HI-VOLTAGE CORP. | J8903 | Y | JOSLYN HI-VOLTAGE CORP. , J8903 | JEA GENERATION | CSC Stores | 0.51 | 2001-12-11 10:12 | Anjanece | 100 | 0 | N | N
JOSLYN HI-VOLTAGE CORP. | J8903 | Y | JOSLYN HI-VOLTAGE CORP. , J8903 |  |  | 0.52 | 2001-12-11 10:12 | Anjanece | 100 | 0 | N | N
JOSLYN HI-VOLTAGE CORP. | J8903 | Y | JOSLYN HI-VOLTAGE CORP. , J8903 |  |  | 0.87 | 2001-12-11 10:12 | Anjanece | 100 | 0 | N | N
JOSLYN HI-VOLTAGE CORP. | J8903 | Y | JOSLYN HI-VOLTAGE CORP. , J8903 |  |  | 1.09 | 2001-12-11 10:12 | Anjanece | 100 | 0 | N | N
JOSLYN HI-VOLTAGE CORP. | J8903 | Y | JOSLYN HI-VOLTAGE CORP. , J8903 |  |  | 1.26 | 2001-12-11 10:12 | Anjanece | 100 | 0 | N | N
JOSLYN HI-VOLTAGE CORP. | J8903 | Y | JOSLYN HI-VOLTAGE CORP. , J8903 |  |  | 1.54 | 2001-12-11 10:12 | Anjanece | 100 | 0 | N | N
JOSLYN HI-VOLTAGE CORP. | J8903 | Y | JOSLYN HI-VOLTAGE CORP. , J8903 |  |  | 1.78 | 2001-12-11 10:12 | Anjanece | 100 | 0 | N | N
JOSLYN HI-VOLTAGE CORP. | J8903 | Y | JOSLYN HI-VOLTAGE CORP. , J8903 |  |  | 2.03 | 2001-12-11 10:12 | Anjanece | 100 | 0 | N | N
JOSLYN HI-VOLTAGE CORP. | J8903 | Y | JOSLYN HI-VOLTAGE CORP. , J8903 |  |  | 2.61 | 2001-12-11 10:12 | Anjanece | 100 | 0 | N | N
MC GRAW EDISON | DF4B3 | Y | MC GRAW EDISON , DF4B3 | JEA GENERATION | CSC Stores | 0.51 | 2001-12-11 10:12 | Anjanece | 100 | 0 | N | N
MC GRAW EDISON | DF4B3 | Y | MC GRAW EDISON , DF4B3 |  |  | 0.52 | 2001-12-11 10:12 | Anjanece | 100 | 0 | N | N
MC GRAW EDISON | DF4B3 | Y | MC GRAW EDISON , DF4B3 |  |  | 0.87 | 2001-12-11 10:12 | Anjanece | 100 | 0 | N | N
MC GRAW EDISON | DF4B3 | Y | MC GRAW EDISON , DF4B3 |  |  | 1.09 | 2001-12-11 10:12 | Anjanece | 100 | 0 | N | N
MC GRAW EDISON | DF4B3 | Y | MC GRAW EDISON , DF4B3 |  |  | 1.26 | 2001-12-11 10:12 | Anjanece | 100 | 0 | N | N
MC GRAW EDISON | DF4B3 | Y | MC GRAW EDISON , DF4B3 |  |  | 1.54 | 2001-12-11 10:12 | Anjanece | 100 | 0 | N | N
MC GRAW EDISON | DF4B3 | Y | MC GRAW EDISON , DF4B3 |  |  | 1.78 | 2001-12-11 10:12 | Anjanece | 100 | 0 | N | N
MC GRAW EDISON | DF4B3 | Y | MC GRAW EDISON , DF4B3 |  |  | 2.03 | 2001-12-11 10:12 | Anjanece | 100 | 0 | N | N
MC GRAW EDISON | DF4B3 | Y | MC GRAW EDISON , DF4B3 |  |  | 2.61 | 2001-12-11 10:12 | Anjanece | 100 | 0 | N | N
STEEL CITY | SQG1212N | Y | STEEL CITY , SQG1212N | JEA GENERATION | CSC Stores | 0.51 | 2001-12-11 10:12 | Anjanece | 100 | 0 | N | N
STEEL CITY | SQG1212N | Y | STEEL CITY , SQG1212N |  |  | 0.52 | 2001-12-11 10:12 | Anjanece | 100 | 0 | N | N
STEEL CITY | SQG1212N | Y | STEEL CITY , SQG1212N |  |  | 0.87 | 2001-12-11 10:12 | Anjanece | 100 | 0 | N | N
STEEL CITY | SQG1212N | Y | STEEL CITY , SQG1212N |  |  | 1.09 | 2001-12-11 10:12 | Anjanece | 100 | 0 | N | N
STEEL CITY | SQG1212N | Y | STEEL CITY , SQG1212N |  |  | 1.26 | 2001-12-11 10:12 | Anjanece | 100 | 0 | N | N
STEEL CITY | SQG1212N | Y | STEEL CITY , SQG1212N |  |  | 1.54 | 2001-12-11 10:12 | Anjanece | 100 | 0 | N | N
STEEL CITY | SQG1212N | Y | STEEL CITY , SQG1212N |  |  | 1.78 | 2001-12-11 10:12 | Anjanece | 100 | 0 | N | N
STEEL CITY | SQG1212N | Y | STEEL CITY , SQG1212N |  |  | 2.03 | 2001-12-11 10:12 | Anjanece | 100 | 0 | N | N
STEEL CITY | SQG1212N | Y | STEEL CITY , SQG1212N |  |  | 2.61 | 2001-12-11 10:12 | Anjanece | 100 | 0 | N | N
CHANCE | 8904 | Y | CHANCE , 8904 | JEA GENERATION | CSC Stores | 1.64 | 2001-12-11 10:13 | Anjanece | 50 | 0 | N | N
CHANCE | 8904 | Y | CHANCE , 8904 |  |  | 3.21 | 2001-12-11 10:13 | Anjanece | 50 | 0 | N | N
CHANCE | 8904 | Y | CHANCE , 8904 |  |  | 3.29 | 2001-12-11 10:13 | Anjanece | 50 | 0 | N | N
CHANCE | 8904 | Y | CHANCE , 8904 |  |  | 3.32 | 2001-12-11 10:13 | Anjanece | 50 | 0 | N | N
CHANCE | 8904 | Y | CHANCE , 8904 |  |  | 3.34 | 2001-12-11 10:13 | Anjanece | 50 | 0 | N | N
CHANCE | 8904 | Y | CHANCE , 8904 |  |  | 3.41 | 2001-12-11 10:13 | Anjanece | 50 | 0 | N | N
CHANCE | 8904 | Y | CHANCE , 8904 |  |  | 6.83 | 2001-12-11 10:13 | Anjanece | 50 | 0 | N | N
DIXIE ELECTRIC | D8904 | Y | DIXIE ELECTRIC , D8904 | JEA GENERATION | CSC Stores | 1.64 | 2001-12-11 10:13 | Anjanece | 50 | 0 | N | N
DIXIE ELECTRIC | D8904 | Y | DIXIE ELECTRIC , D8904 |  |  | 3.21 | 2001-12-11 10:13 | Anjanece | 50 | 0 | N | N
DIXIE ELECTRIC | D8904 | Y | DIXIE ELECTRIC , D8904 |  |  | 3.29 | 2001-12-11 10:13 | Anjanece | 50 | 0 | N | N
DIXIE ELECTRIC | D8904 | Y | DIXIE ELECTRIC , D8904 |  |  | 3.32 | 2001-12-11 10:13 | Anjanece | 50 | 0 | N | N
DIXIE ELECTRIC | D8904 | Y | DIXIE ELECTRIC , D8904 |  |  | 3.34 | 2001-12-11 10:13 | Anjanece | 50 | 0 | N | N
DIXIE ELECTRIC | D8904 | Y | DIXIE ELECTRIC , D8904 |  |  | 3.41 | 2001-12-11 10:13 | Anjanece | 50 | 0 | N | N
DIXIE ELECTRIC | D8904 | Y | DIXIE ELECTRIC , D8904 |  |  | 6.83 | 2001-12-11 10:13 | Anjanece | 50 | 0 | N | N
HUGHES | B74 | Y | HUGHES , B74 | JEA GENERATION | CSC Stores | 1.64 | 2001-12-11 10:13 | Anjanece | 50 | 0 | N | N
HUGHES | B74 | Y | HUGHES , B74 |  |  | 3.21 | 2001-12-11 10:13 | Anjanece | 50 | 0 | N | N
HUGHES | B74 | Y | HUGHES , B74 |  |  | 3.29 | 2001-12-11 10:13 | Anjanece | 50 | 0 | N | N
HUGHES | B74 | Y | HUGHES , B74 |  |  | 3.32 | 2001-12-11 10:13 | Anjanece | 50 | 0 | N | N
HUGHES | B74 | Y | HUGHES , B74 |  |  | 3.34 | 2001-12-11 10:13 | Anjanece | 50 | 0 | N | N
HUGHES | B74 | Y | HUGHES , B74 |  |  | 3.41 | 2001-12-11 10:13 | Anjanece | 50 | 0 | N | N
HUGHES | B74 | Y | HUGHES , B74 |  |  | 6.83 | 2001-12-11 10:13 | Anjanece | 50 | 0 | N | N
JOSLYN HI-VOLTAGE CORP. | J8904 | Y | JOSLYN HI-VOLTAGE CORP. , J8904 | JEA GENERATION | CSC Stores | 1.64 | 2001-12-11 10:13 | Anjanece | 50 | 0 | N | N
JOSLYN HI-VOLTAGE CORP. | J8904 | Y | JOSLYN HI-VOLTAGE CORP. , J8904 |  |  | 3.21 | 2001-12-11 10:13 | Anjanece | 50 | 0 | N | N
JOSLYN HI-VOLTAGE CORP. | J8904 | Y | JOSLYN HI-VOLTAGE CORP. , J8904 |  |  | 3.29 | 2001-12-11 10:13 | Anjanece | 50 | 0 | N | N
JOSLYN HI-VOLTAGE CORP. | J8904 | Y | JOSLYN HI-VOLTAGE CORP. , J8904 |  |  | 3.32 | 2001-12-11 10:13 | Anjanece | 50 | 0 | N | N
JOSLYN HI-VOLTAGE CORP. | J8904 | Y | JOSLYN HI-VOLTAGE CORP. , J8904 |  |  | 3.34 | 2001-12-11 10:13 | Anjanece | 50 | 0 | N | N
JOSLYN HI-VOLTAGE CORP. | J8904 | Y | JOSLYN HI-VOLTAGE CORP. , J8904 |  |  | 3.41 | 2001-12-11 10:13 | Anjanece | 50 | 0 | N | N
JOSLYN HI-VOLTAGE CORP. | J8904 | Y | JOSLYN HI-VOLTAGE CORP. , J8904 |  |  | 6.83 | 2001-12-11 10:13 | Anjanece | 50 | 0 | N | N
STEEL CITY | SQG1216N | Y | STEEL CITY , SQG1216N | JEA GENERATION | CSC Stores | 1.64 | 2001-12-11 10:13 | Anjanece | 50 | 0 | N | N
STEEL CITY | SQG1216N | Y | STEEL CITY , SQG1216N |  |  | 3.21 | 2001-12-11 10:13 | Anjanece | 50 | 0 | N | N
STEEL CITY | SQG1216N | Y | STEEL CITY , SQG1216N |  |  | 3.29 | 2001-12-11 10:13 | Anjanece | 50 | 0 | N | N
STEEL CITY | SQG1216N | Y | STEEL CITY , SQG1216N |  |  | 3.32 | 2001-12-11 10:13 | Anjanece | 50 | 0 | N | N
STEEL CITY | SQG1216N | Y | STEEL CITY , SQG1216N |  |  | 3.34 | 2001-12-11 10:13 | Anjanece | 50 | 0 | N | N
STEEL CITY | SQG1216N | Y | STEEL CITY , SQG1216N |  |  | 3.41 | 2001-12-11 10:13 | Anjanece | 50 | 0 | N | N
STEEL CITY | SQG1216N | Y | STEEL CITY , SQG1216N |  |  | 6.83 | 2001-12-11 10:13 | Anjanece | 50 | 0 | N | N
ALLIED BOLT, INC. | 8153 | Y | ALLIED BOLT, INC. , 8153 | JEA OVERHEAD DISTRIBUTION | CSC Stores | 0.86 | 2001-12-11 10:13 | Anjanece | 50 | 0 | N | N
ALLIED BOLT, INC. | 8153 | Y | ALLIED BOLT, INC. , 8153 |  |  | 0.87 | 2001-12-11 10:13 | Anjanece | 50 | 0 | N | N
ALLIED BOLT, INC. | 8153 | Y | ALLIED BOLT, INC. , 8153 |  |  | 0.88 | 2001-12-11 10:13 | Anjanece | 50 | 0 | N | N
ALLIED BOLT, INC. | 8153 | Y | ALLIED BOLT, INC. , 8153 |  |  | 0.89 | 2001-12-11 10:13 | Anjanece | 50 | 0 | N | N
ALLIED BOLT, INC. | 8153 | Y | ALLIED BOLT, INC. , 8153 |  |  | 1.17 | 2001-12-11 10:13 | Anjanece | 50 | 0 | N | N
ALLIED BOLT, INC. | 8153 | Y | ALLIED BOLT, INC. , 8153 |  |  | 1.18 | 2001-12-11 10:13 | Anjanece | 50 | 0 | N | N
ALLIED BOLT, INC. | 8153 | Y | ALLIED BOLT, INC. , 8153 |  |  | 1.26 | 2001-12-11 10:13 | Anjanece | 50 | 0 | N | N
ALLIED BOLT, INC. | 8153 | Y | ALLIED BOLT, INC. , 8153 |  |  | 1.35 | 2001-12-11 10:13 | Anjanece | 50 | 0 | N | N
ALLIED BOLT, INC. | 8153 | Y | ALLIED BOLT, INC. , 8153 |  |  | 1.36 | 2001-12-11 10:13 | Anjanece | 50 | 0 | N | N
ALLIED BOLT, INC. | 8153 | Y | ALLIED BOLT, INC. , 8153 |  |  | 1.59 | 2001-12-11 10:13 | Anjanece | 50 | 0 | N | N
ALLIED BOLT, INC. | 8153 | Y | ALLIED BOLT, INC. , 8153 |  |  | 1.75 | 2001-12-11 10:13 | Anjanece | 50 | 0 | N | N
ALLIED BOLT, INC. | 8153 | Y | ALLIED BOLT, INC. , 8153 |  |  | 1.94 | 2001-12-11 10:13 | Anjanece | 50 | 0 | N | N
ALLIED BOLT, INC. | 8153 | Y | ALLIED BOLT, INC. , 8153 |  |  | 2.01 | 2001-12-11 10:13 | Anjanece | 50 | 0 | N | N
ALLIED BOLT, INC. | 8153 | Y | ALLIED BOLT, INC. , 8153 |  |  | 2.09 | 2001-12-11 10:13 | Anjanece | 50 | 0 | N | N
ALLIED BOLT, INC. | 8153 | Y | ALLIED BOLT, INC. , 8153 |  |  | 2.18 | 2001-12-11 10:13 | Anjanece | 50 | 0 | N | N
ALLIED BOLT, INC. | 8153 | Y | ALLIED BOLT, INC. , 8153 |  |  | 2.26 | 2001-12-11 10:13 | Anjanece | 50 | 0 | N | N
ALLIED BOLT, INC. | 8153 | Y | ALLIED BOLT, INC. , 8153 |  |  | 2.31 | 2001-12-11 10:13 | Anjanece | 50 | 0 | N | N
ALLIED BOLT, INC. | 8153 | Y | ALLIED BOLT, INC. , 8153 |  |  | 2.37 | 2001-12-11 10:13 | Anjanece | 50 | 0 | N | N
ALLIED BOLT, INC. | 8153 | Y | ALLIED BOLT, INC. , 8153 |  |  | 2.38 | 2001-12-11 10:13 | Anjanece | 50 | 0 | N | N
ALLIED BOLT, INC. | 8153 | Y | ALLIED BOLT, INC. , 8153 |  |  | 2.39 | 2001-12-11 10:13 | Anjanece | 50 | 0 | N | N
ALLIED BOLT, INC. | 8153 | Y | ALLIED BOLT, INC. , 8153 |  |  | 2.4 | 2001-12-11 10:13 | Anjanece | 50 | 0 | N | N
ALUMA-FORM | AF8906 | Y | ALUMA-FORM , AF8906 | JEA OVERHEAD DISTRIBUTION | CSC Stores | 0.86 | 2001-12-11 10:13 | Anjanece | 50 | 0 | N | N
ALUMA-FORM | AF8906 | Y | ALUMA-FORM , AF8906 |  |  | 0.87 | 2001-12-11 10:13 | Anjanece | 50 | 0 | N | N
ALUMA-FORM | AF8906 | Y | ALUMA-FORM , AF8906 |  |  | 0.88 | 2001-12-11 10:13 | Anjanece | 50 | 0 | N | N
ALUMA-FORM | AF8906 | Y | ALUMA-FORM , AF8906 |  |  | 0.89 | 2001-12-11 10:13 | Anjanece | 50 | 0 | N | N
ALUMA-FORM | AF8906 | Y | ALUMA-FORM , AF8906 |  |  | 1.17 | 2001-12-11 10:13 | Anjanece | 50 | 0 | N | N
ALUMA-FORM | AF8906 | Y | ALUMA-FORM , AF8906 |  |  | 1.18 | 2001-12-11 10:13 | Anjanece | 50 | 0 | N | N
ALUMA-FORM | AF8906 | Y | ALUMA-FORM , AF8906 |  |  | 1.26 | 2001-12-11 10:13 | Anjanece | 50 | 0 | N | N
ALUMA-FORM | AF8906 | Y | ALUMA-FORM , AF8906 |  |  | 1.35 | 2001-12-11 10:13 | Anjanece | 50 | 0 | N | N
ALUMA-FORM | AF8906 | Y | ALUMA-FORM , AF8906 |  |  | 1.36 | 2001-12-11 10:13 | Anjanece | 50 | 0 | N | N
ALUMA-FORM | AF8906 | Y | ALUMA-FORM , AF8906 |  |  | 1.59 | 2001-12-11 10:13 | Anjanece | 50 | 0 | N | N
ALUMA-FORM | AF8906 | Y | ALUMA-FORM , AF8906 |  |  | 1.75 | 2001-12-11 10:13 | Anjanece | 50 | 0 | N | N
ALUMA-FORM | AF8906 | Y | ALUMA-FORM , AF8906 |  |  | 1.94 | 2001-12-11 10:13 | Anjanece | 50 | 0 | N | N
ALUMA-FORM | AF8906 | Y | ALUMA-FORM , AF8906 |  |  | 2.01 | 2001-12-11 10:13 | Anjanece | 50 | 0 | N | N
ALUMA-FORM | AF8906 | Y | ALUMA-FORM , AF8906 |  |  | 2.09 | 2001-12-11 10:13 | Anjanece | 50 | 0 | N | N
ALUMA-FORM | AF8906 | Y | ALUMA-FORM , AF8906 |  |  | 2.18 | 2001-12-11 10:13 | Anjanece | 50 | 0 | N | N
ALUMA-FORM | AF8906 | Y | ALUMA-FORM , AF8906 |  |  | 2.26 | 2001-12-11 10:13 | Anjanece | 50 | 0 | N | N
ALUMA-FORM | AF8906 | Y | ALUMA-FORM , AF8906 |  |  | 2.31 | 2001-12-11 10:13 | Anjanece | 50 | 0 | N | N
ALUMA-FORM | AF8906 | Y | ALUMA-FORM , AF8906 |  |  | 2.37 | 2001-12-11 10:13 | Anjanece | 50 | 0 | N | N
ALUMA-FORM | AF8906 | Y | ALUMA-FORM , AF8906 |  |  | 2.38 | 2001-12-11 10:13 | Anjanece | 50 | 0 | N | N
ALUMA-FORM | AF8906 | Y | ALUMA-FORM , AF8906 |  |  | 2.39 | 2001-12-11 10:13 | Anjanece | 50 | 0 | N | N
ALUMA-FORM | AF8906 | Y | ALUMA-FORM , AF8906 |  |  | 2.4 | 2001-12-11 10:13 | Anjanece | 50 | 0 | N | N
CHANCE | 8906 | Y | CHANCE , 8906 | JEA OVERHEAD DISTRIBUTION | CSC Stores | 0.86 | 2001-12-11 10:13 | Anjanece | 50 | 0 | N | N
CHANCE | 8906 | Y | CHANCE , 8906 |  |  | 0.87 | 2001-12-11 10:13 | Anjanece | 50 | 0 | N | N
CHANCE | 8906 | Y | CHANCE , 8906 |  |  | 0.88 | 2001-12-11 10:13 | Anjanece | 50 | 0 | N | N
CHANCE | 8906 | Y | CHANCE , 8906 |  |  | 0.89 | 2001-12-11 10:13 | Anjanece | 50 | 0 | N | N
CHANCE | 8906 | Y | CHANCE , 8906 |  |  | 1.17 | 2001-12-11 10:13 | Anjanece | 50 | 0 | N | N
CHANCE | 8906 | Y | CHANCE , 8906 |  |  | 1.18 | 2001-12-11 10:13 | Anjanece | 50 | 0 | N | N
CHANCE | 8906 | Y | CHANCE , 8906 |  |  | 1.26 | 2001-12-11 10:13 | Anjanece | 50 | 0 | N | N
CHANCE | 8906 | Y | CHANCE , 8906 |  |  | 1.35 | 2001-12-11 10:13 | Anjanece | 50 | 0 | N | N
CHANCE | 8906 | Y | CHANCE , 8906 |  |  | 1.36 | 2001-12-11 10:13 | Anjanece | 50 | 0 | N | N
CHANCE | 8906 | Y | CHANCE , 8906 |  |  | 1.59 | 2001-12-11 10:13 | Anjanece | 50 | 0 | N | N
CHANCE | 8906 | Y | CHANCE , 8906 |  |  | 1.75 | 2001-12-11 10:13 | Anjanece | 50 | 0 | N | N
CHANCE | 8906 | Y | CHANCE , 8906 |  |  | 1.94 | 2001-12-11 10:13 | Anjanece | 50 | 0 | N | N
CHANCE | 8906 | Y | CHANCE , 8906 |  |  | 2.01 | 2001-12-11 10:13 | Anjanece | 50 | 0 | N | N
CHANCE | 8906 | Y | CHANCE , 8906 |  |  | 2.09 | 2001-12-11 10:13 | Anjanece | 50 | 0 | N | N
CHANCE | 8906 | Y | CHANCE , 8906 |  |  | 2.18 | 2001-12-11 10:13 | Anjanece | 50 | 0 | N | N
CHANCE | 8906 | Y | CHANCE , 8906 |  |  | 2.26 | 2001-12-11 10:13 | Anjanece | 50 | 0 | N | N
CHANCE | 8906 | Y | CHANCE , 8906 |  |  | 2.31 | 2001-12-11 10:13 | Anjanece | 50 | 0 | N | N
CHANCE | 8906 | Y | CHANCE , 8906 |  |  | 2.37 | 2001-12-11 10:13 | Anjanece | 50 | 0 | N | N
CHANCE | 8906 | Y | CHANCE , 8906 |  |  | 2.38 | 2001-12-11 10:13 | Anjanece | 50 | 0 | N | N
CHANCE | 8906 | Y | CHANCE , 8906 |  |  | 2.39 | 2001-12-11 10:13 | Anjanece | 50 | 0 | N | N
CHANCE | 8906 | Y | CHANCE , 8906 |  |  | 2.4 | 2001-12-11 10:13 | Anjanece | 50 | 0 | N | N
DIXIE ELECTRIC | D8906 | Y | DIXIE ELECTRIC , D8906 | JEA OVERHEAD DISTRIBUTION | CSC Stores | 0.86 | 2001-12-11 10:13 | Anjanece | 50 | 0 | N | N
DIXIE ELECTRIC | D8906 | Y | DIXIE ELECTRIC , D8906 |  |  | 0.87 | 2001-12-11 10:13 | Anjanece | 50 | 0 | N | N
DIXIE ELECTRIC | D8906 | Y | DIXIE ELECTRIC , D8906 |  |  | 0.88 | 2001-12-11 10:13 | Anjanece | 50 | 0 | N | N
DIXIE ELECTRIC | D8906 | Y | DIXIE ELECTRIC , D8906 |  |  | 0.89 | 2001-12-11 10:13 | Anjanece | 50 | 0 | N | N
DIXIE ELECTRIC | D8906 | Y | DIXIE ELECTRIC , D8906 |  |  | 1.17 | 2001-12-11 10:13 | Anjanece | 50 | 0 | N | N
DIXIE ELECTRIC | D8906 | Y | DIXIE ELECTRIC , D8906 |  |  | 1.18 | 2001-12-11 10:13 | Anjanece | 50 | 0 | N | N
DIXIE ELECTRIC | D8906 | Y | DIXIE ELECTRIC , D8906 |  |  | 1.26 | 2001-12-11 10:13 | Anjanece | 50 | 0 | N | N
DIXIE ELECTRIC | D8906 | Y | DIXIE ELECTRIC , D8906 |  |  | 1.35 | 2001-12-11 10:13 | Anjanece | 50 | 0 | N | N
DIXIE ELECTRIC | D8906 | Y | DIXIE ELECTRIC , D8906 |  |  | 1.36 | 2001-12-11 10:13 | Anjanece | 50 | 0 | N | N
DIXIE ELECTRIC | D8906 | Y | DIXIE ELECTRIC , D8906 |  |  | 1.59 | 2001-12-11 10:13 | Anjanece | 50 | 0 | N | N
DIXIE ELECTRIC | D8906 | Y | DIXIE ELECTRIC , D8906 |  |  | 1.75 | 2001-12-11 10:13 | Anjanece | 50 | 0 | N | N
DIXIE ELECTRIC | D8906 | Y | DIXIE ELECTRIC , D8906 |  |  | 1.94 | 2001-12-11 10:13 | Anjanece | 50 | 0 | N | N
DIXIE ELECTRIC | D8906 | Y | DIXIE ELECTRIC , D8906 |  |  | 2.01 | 2001-12-11 10:13 | Anjanece | 50 | 0 | N | N
DIXIE ELECTRIC | D8906 | Y | DIXIE ELECTRIC , D8906 |  |  | 2.09 | 2001-12-11 10:13 | Anjanece | 50 | 0 | N | N
DIXIE ELECTRIC | D8906 | Y | DIXIE ELECTRIC , D8906 |  |  | 2.18 | 2001-12-11 10:13 | Anjanece | 50 | 0 | N | N
DIXIE ELECTRIC | D8906 | Y | DIXIE ELECTRIC , D8906 |  |  | 2.26 | 2001-12-11 10:13 | Anjanece | 50 | 0 | N | N
DIXIE ELECTRIC | D8906 | Y | DIXIE ELECTRIC , D8906 |  |  | 2.31 | 2001-12-11 10:13 | Anjanece | 50 | 0 | N | N
DIXIE ELECTRIC | D8906 | Y | DIXIE ELECTRIC , D8906 |  |  | 2.37 | 2001-12-11 10:13 | Anjanece | 50 | 0 | N | N
DIXIE ELECTRIC | D8906 | Y | DIXIE ELECTRIC , D8906 |  |  | 2.38 | 2001-12-11 10:13 | Anjanece | 50 | 0 | N | N
DIXIE ELECTRIC | D8906 | Y | DIXIE ELECTRIC , D8906 |  |  | 2.39 | 2001-12-11 10:13 | Anjanece | 50 | 0 | N | N
DIXIE ELECTRIC | D8906 | Y | DIXIE ELECTRIC , D8906 |  |  | 2.4 | 2001-12-11 10:13 | Anjanece | 50 | 0 | N | N
HUGHES | B76-3 | Y | HUGHES , B76-3 | JEA OVERHEAD DISTRIBUTION | CSC Stores | 0.86 | 2001-12-11 10:13 | Anjanece | 50 | 0 | N | N
HUGHES | B76-3 | Y | HUGHES , B76-3 |  |  | 0.87 | 2001-12-11 10:13 | Anjanece | 50 | 0 | N | N
HUGHES | B76-3 | Y | HUGHES , B76-3 |  |  | 0.88 | 2001-12-11 10:13 | Anjanece | 50 | 0 | N | N
HUGHES | B76-3 | Y | HUGHES , B76-3 |  |  | 0.89 | 2001-12-11 10:13 | Anjanece | 50 | 0 | N | N
HUGHES | B76-3 | Y | HUGHES , B76-3 |  |  | 1.17 | 2001-12-11 10:13 | Anjanece | 50 | 0 | N | N
HUGHES | B76-3 | Y | HUGHES , B76-3 |  |  | 1.18 | 2001-12-11 10:13 | Anjanece | 50 | 0 | N | N
HUGHES | B76-3 | Y | HUGHES , B76-3 |  |  | 1.26 | 2001-12-11 10:13 | Anjanece | 50 | 0 | N | N
HUGHES | B76-3 | Y | HUGHES , B76-3 |  |  | 1.35 | 2001-12-11 10:13 | Anjanece | 50 | 0 | N | N
HUGHES | B76-3 | Y | HUGHES , B76-3 |  |  | 1.36 | 2001-12-11 10:13 | Anjanece | 50 | 0 | N | N
HUGHES | B76-3 | Y | HUGHES , B76-3 |  |  | 1.59 | 2001-12-11 10:13 | Anjanece | 50 | 0 | N | N
HUGHES | B76-3 | Y | HUGHES , B76-3 |  |  | 1.75 | 2001-12-11 10:13 | Anjanece | 50 | 0 | N | N
HUGHES | B76-3 | Y | HUGHES , B76-3 |  |  | 1.94 | 2001-12-11 10:13 | Anjanece | 50 | 0 | N | N
HUGHES | B76-3 | Y | HUGHES , B76-3 |  |  | 2.01 | 2001-12-11 10:13 | Anjanece | 50 | 0 | N | N
HUGHES | B76-3 | Y | HUGHES , B76-3 |  |  | 2.09 | 2001-12-11 10:13 | Anjanece | 50 | 0 | N | N
HUGHES | B76-3 | Y | HUGHES , B76-3 |  |  | 2.18 | 2001-12-11 10:13 | Anjanece | 50 | 0 | N | N
HUGHES | B76-3 | Y | HUGHES , B76-3 |  |  | 2.26 | 2001-12-11 10:13 | Anjanece | 50 | 0 | N | N
HUGHES | B76-3 | Y | HUGHES , B76-3 |  |  | 2.31 | 2001-12-11 10:13 | Anjanece | 50 | 0 | N | N
HUGHES | B76-3 | Y | HUGHES , B76-3 |  |  | 2.37 | 2001-12-11 10:13 | Anjanece | 50 | 0 | N | N
HUGHES | B76-3 | Y | HUGHES , B76-3 |  |  | 2.38 | 2001-12-11 10:13 | Anjanece | 50 | 0 | N | N
HUGHES | B76-3 | Y | HUGHES , B76-3 |  |  | 2.39 | 2001-12-11 10:13 | Anjanece | 50 | 0 | N | N
HUGHES | B76-3 | Y | HUGHES , B76-3 |  |  | 2.4 | 2001-12-11 10:13 | Anjanece | 50 | 0 | N | N
JOSLYN HI-VOLTAGE CORP. | J8906 | Y | JOSLYN HI-VOLTAGE CORP. , J8906 | JEA OVERHEAD DISTRIBUTION | CSC Stores | 0.86 | 2001-12-11 10:13 | Anjanece | 50 | 0 | N | N
JOSLYN HI-VOLTAGE CORP. | J8906 | Y | JOSLYN HI-VOLTAGE CORP. , J8906 |  |  | 0.87 | 2001-12-11 10:13 | Anjanece | 50 | 0 | N | N
JOSLYN HI-VOLTAGE CORP. | J8906 | Y | JOSLYN HI-VOLTAGE CORP. , J8906 |  |  | 0.88 | 2001-12-11 10:13 | Anjanece | 50 | 0 | N | N
JOSLYN HI-VOLTAGE CORP. | J8906 | Y | JOSLYN HI-VOLTAGE CORP. , J8906 |  |  | 0.89 | 2001-12-11 10:13 | Anjanece | 50 | 0 | N | N
JOSLYN HI-VOLTAGE CORP. | J8906 | Y | JOSLYN HI-VOLTAGE CORP. , J8906 |  |  | 1.17 | 2001-12-11 10:13 | Anjanece | 50 | 0 | N | N
JOSLYN HI-VOLTAGE CORP. | J8906 | Y | JOSLYN HI-VOLTAGE CORP. , J8906 |  |  | 1.18 | 2001-12-11 10:13 | Anjanece | 50 | 0 | N | N
JOSLYN HI-VOLTAGE CORP. | J8906 | Y | JOSLYN HI-VOLTAGE CORP. , J8906 |  |  | 1.26 | 2001-12-11 10:13 | Anjanece | 50 | 0 | N | N
JOSLYN HI-VOLTAGE CORP. | J8906 | Y | JOSLYN HI-VOLTAGE CORP. , J8906 |  |  | 1.35 | 2001-12-11 10:13 | Anjanece | 50 | 0 | N | N
JOSLYN HI-VOLTAGE CORP. | J8906 | Y | JOSLYN HI-VOLTAGE CORP. , J8906 |  |  | 1.36 | 2001-12-11 10:13 | Anjanece | 50 | 0 | N | N
JOSLYN HI-VOLTAGE CORP. | J8906 | Y | JOSLYN HI-VOLTAGE CORP. , J8906 |  |  | 1.59 | 2001-12-11 10:13 | Anjanece | 50 | 0 | N | N
JOSLYN HI-VOLTAGE CORP. | J8906 | Y | JOSLYN HI-VOLTAGE CORP. , J8906 |  |  | 1.75 | 2001-12-11 10:13 | Anjanece | 50 | 0 | N | N
JOSLYN HI-VOLTAGE CORP. | J8906 | Y | JOSLYN HI-VOLTAGE CORP. , J8906 |  |  | 1.94 | 2001-12-11 10:13 | Anjanece | 50 | 0 | N | N
JOSLYN HI-VOLTAGE CORP. | J8906 | Y | JOSLYN HI-VOLTAGE CORP. , J8906 |  |  | 2.01 | 2001-12-11 10:13 | Anjanece | 50 | 0 | N | N
JOSLYN HI-VOLTAGE CORP. | J8906 | Y | JOSLYN HI-VOLTAGE CORP. , J8906 |  |  | 2.09 | 2001-12-11 10:13 | Anjanece | 50 | 0 | N | N
JOSLYN HI-VOLTAGE CORP. | J8906 | Y | JOSLYN HI-VOLTAGE CORP. , J8906 |  |  | 2.18 | 2001-12-11 10:13 | Anjanece | 50 | 0 | N | N
JOSLYN HI-VOLTAGE CORP. | J8906 | Y | JOSLYN HI-VOLTAGE CORP. , J8906 |  |  | 2.26 | 2001-12-11 10:13 | Anjanece | 50 | 0 | N | N
JOSLYN HI-VOLTAGE CORP. | J8906 | Y | JOSLYN HI-VOLTAGE CORP. , J8906 |  |  | 2.31 | 2001-12-11 10:13 | Anjanece | 50 | 0 | N | N
JOSLYN HI-VOLTAGE CORP. | J8906 | Y | JOSLYN HI-VOLTAGE CORP. , J8906 |  |  | 2.37 | 2001-12-11 10:13 | Anjanece | 50 | 0 | N | N
JOSLYN HI-VOLTAGE CORP. | J8906 | Y | JOSLYN HI-VOLTAGE CORP. , J8906 |  |  | 2.38 | 2001-12-11 10:13 | Anjanece | 50 | 0 | N | N
JOSLYN HI-VOLTAGE CORP. | J8906 | Y | JOSLYN HI-VOLTAGE CORP. , J8906 |  |  | 2.39 | 2001-12-11 10:13 | Anjanece | 50 | 0 | N | N
JOSLYN HI-VOLTAGE CORP. | J8906 | Y | JOSLYN HI-VOLTAGE CORP. , J8906 |  |  | 2.4 | 2001-12-11 10:13 | Anjanece | 50 | 0 | N | N
MC GRAW EDISON | DF4B6 | Y | MC GRAW EDISON , DF4B6 | JEA OVERHEAD DISTRIBUTION | CSC Stores | 0.86 | 2001-12-11 10:13 | Anjanece | 50 | 0 | N | N
MC GRAW EDISON | DF4B6 | Y | MC GRAW EDISON , DF4B6 |  |  | 0.87 | 2001-12-11 10:13 | Anjanece | 50 | 0 | N | N
MC GRAW EDISON | DF4B6 | Y | MC GRAW EDISON , DF4B6 |  |  | 0.88 | 2001-12-11 10:13 | Anjanece | 50 | 0 | N | N
MC GRAW EDISON | DF4B6 | Y | MC GRAW EDISON , DF4B6 |  |  | 0.89 | 2001-12-11 10:13 | Anjanece | 50 | 0 | N | N
MC GRAW EDISON | DF4B6 | Y | MC GRAW EDISON , DF4B6 |  |  | 1.17 | 2001-12-11 10:13 | Anjanece | 50 | 0 | N | N
MC GRAW EDISON | DF4B6 | Y | MC GRAW EDISON , DF4B6 |  |  | 1.18 | 2001-12-11 10:13 | Anjanece | 50 | 0 | N | N
MC GRAW EDISON | DF4B6 | Y | MC GRAW EDISON , DF4B6 |  |  | 1.26 | 2001-12-11 10:13 | Anjanece | 50 | 0 | N | N
MC GRAW EDISON | DF4B6 | Y | MC GRAW EDISON , DF4B6 |  |  | 1.35 | 2001-12-11 10:13 | Anjanece | 50 | 0 | N | N
MC GRAW EDISON | DF4B6 | Y | MC GRAW EDISON , DF4B6 |  |  | 1.36 | 2001-12-11 10:13 | Anjanece | 50 | 0 | N | N
MC GRAW EDISON | DF4B6 | Y | MC GRAW EDISON , DF4B6 |  |  | 1.59 | 2001-12-11 10:13 | Anjanece | 50 | 0 | N | N
MC GRAW EDISON | DF4B6 | Y | MC GRAW EDISON , DF4B6 |  |  | 1.75 | 2001-12-11 10:13 | Anjanece | 50 | 0 | N | N
MC GRAW EDISON | DF4B6 | Y | MC GRAW EDISON , DF4B6 |  |  | 1.94 | 2001-12-11 10:13 | Anjanece | 50 | 0 | N | N
MC GRAW EDISON | DF4B6 | Y | MC GRAW EDISON , DF4B6 |  |  | 2.01 | 2001-12-11 10:13 | Anjanece | 50 | 0 | N | N
MC GRAW EDISON | DF4B6 | Y | MC GRAW EDISON , DF4B6 |  |  | 2.09 | 2001-12-11 10:13 | Anjanece | 50 | 0 | N | N
MC GRAW EDISON | DF4B6 | Y | MC GRAW EDISON , DF4B6 |  |  | 2.18 | 2001-12-11 10:13 | Anjanece | 50 | 0 | N | N
MC GRAW EDISON | DF4B6 | Y | MC GRAW EDISON , DF4B6 |  |  | 2.26 | 2001-12-11 10:13 | Anjanece | 50 | 0 | N | N
MC GRAW EDISON | DF4B6 | Y | MC GRAW EDISON , DF4B6 |  |  | 2.31 | 2001-12-11 10:13 | Anjanece | 50 | 0 | N | N
MC GRAW EDISON | DF4B6 | Y | MC GRAW EDISON , DF4B6 |  |  | 2.37 | 2001-12-11 10:13 | Anjanece | 50 | 0 | N | N
MC GRAW EDISON | DF4B6 | Y | MC GRAW EDISON , DF4B6 |  |  | 2.38 | 2001-12-11 10:13 | Anjanece | 50 | 0 | N | N
MC GRAW EDISON | DF4B6 | Y | MC GRAW EDISON , DF4B6 |  |  | 2.39 | 2001-12-11 10:13 | Anjanece | 50 | 0 | N | N
MC GRAW EDISON | DF4B6 | Y | MC GRAW EDISON , DF4B6 |  |  | 2.4 | 2001-12-11 10:13 | Anjanece | 50 | 0 | N | N
POWERLINE HARDWARE CO. | P8906 | Y | POWERLINE HARDWARE CO. , P8906 | JEA OVERHEAD DISTRIBUTION | CSC Stores | 0.86 | 2001-12-11 10:13 | Anjanece | 50 | 0 | N | N
POWERLINE HARDWARE CO. | P8906 | Y | POWERLINE HARDWARE CO. , P8906 |  |  | 0.87 | 2001-12-11 10:13 | Anjanece | 50 | 0 | N | N
POWERLINE HARDWARE CO. | P8906 | Y | POWERLINE HARDWARE CO. , P8906 |  |  | 0.88 | 2001-12-11 10:13 | Anjanece | 50 | 0 | N | N
POWERLINE HARDWARE CO. | P8906 | Y | POWERLINE HARDWARE CO. , P8906 |  |  | 0.89 | 2001-12-11 10:13 | Anjanece | 50 | 0 | N | N
POWERLINE HARDWARE CO. | P8906 | Y | POWERLINE HARDWARE CO. , P8906 |  |  | 1.17 | 2001-12-11 10:13 | Anjanece | 50 | 0 | N | N
POWERLINE HARDWARE CO. | P8906 | Y | POWERLINE HARDWARE CO. , P8906 |  |  | 1.18 | 2001-12-11 10:13 | Anjanece | 50 | 0 | N | N
POWERLINE HARDWARE CO. | P8906 | Y | POWERLINE HARDWARE CO. , P8906 |  |  | 1.26 | 2001-12-11 10:13 | Anjanece | 50 | 0 | N | N
POWERLINE HARDWARE CO. | P8906 | Y | POWERLINE HARDWARE CO. , P8906 |  |  | 1.35 | 2001-12-11 10:13 | Anjanece | 50 | 0 | N | N
POWERLINE HARDWARE CO. | P8906 | Y | POWERLINE HARDWARE CO. , P8906 |  |  | 1.36 | 2001-12-11 10:13 | Anjanece | 50 | 0 | N | N
POWERLINE HARDWARE CO. | P8906 | Y | POWERLINE HARDWARE CO. , P8906 |  |  | 1.59 | 2001-12-11 10:13 | Anjanece | 50 | 0 | N | N
POWERLINE HARDWARE CO. | P8906 | Y | POWERLINE HARDWARE CO. , P8906 |  |  | 1.75 | 2001-12-11 10:13 | Anjanece | 50 | 0 | N | N
POWERLINE HARDWARE CO. | P8906 | Y | POWERLINE HARDWARE CO. , P8906 |  |  | 1.94 | 2001-12-11 10:13 | Anjanece | 50 | 0 | N | N
POWERLINE HARDWARE CO. | P8906 | Y | POWERLINE HARDWARE CO. , P8906 |  |  | 2.01 | 2001-12-11 10:13 | Anjanece | 50 | 0 | N | N
POWERLINE HARDWARE CO. | P8906 | Y | POWERLINE HARDWARE CO. , P8906 |  |  | 2.09 | 2001-12-11 10:13 | Anjanece | 50 | 0 | N | N
POWERLINE HARDWARE CO. | P8906 | Y | POWERLINE HARDWARE CO. , P8906 |  |  | 2.18 | 2001-12-11 10:13 | Anjanece | 50 | 0 | N | N
POWERLINE HARDWARE CO. | P8906 | Y | POWERLINE HARDWARE CO. , P8906 |  |  | 2.26 | 2001-12-11 10:13 | Anjanece | 50 | 0 | N | N
POWERLINE HARDWARE CO. | P8906 | Y | POWERLINE HARDWARE CO. , P8906 |  |  | 2.31 | 2001-12-11 10:13 | Anjanece | 50 | 0 | N | N
POWERLINE HARDWARE CO. | P8906 | Y | POWERLINE HARDWARE CO. , P8906 |  |  | 2.37 | 2001-12-11 10:13 | Anjanece | 50 | 0 | N | N
POWERLINE HARDWARE CO. | P8906 | Y | POWERLINE HARDWARE CO. , P8906 |  |  | 2.38 | 2001-12-11 10:13 | Anjanece | 50 | 0 | N | N
POWERLINE HARDWARE CO. | P8906 | Y | POWERLINE HARDWARE CO. , P8906 |  |  | 2.39 | 2001-12-11 10:13 | Anjanece | 50 | 0 | N | N
POWERLINE HARDWARE CO. | P8906 | Y | POWERLINE HARDWARE CO. , P8906 |  |  | 2.4 | 2001-12-11 10:13 | Anjanece | 50 | 0 | N | N
STEEL CITY | SC8906BG | Y | STEEL CITY , SC8906BG | JEA OVERHEAD DISTRIBUTION | CSC Stores | 0.86 | 2001-12-11 10:13 | Anjanece | 50 | 0 | N | N
STEEL CITY | SC8906BG | Y | STEEL CITY , SC8906BG |  |  | 0.87 | 2001-12-11 10:13 | Anjanece | 50 | 0 | N | N
STEEL CITY | SC8906BG | Y | STEEL CITY , SC8906BG |  |  | 0.88 | 2001-12-11 10:13 | Anjanece | 50 | 0 | N | N
STEEL CITY | SC8906BG | Y | STEEL CITY , SC8906BG |  |  | 0.89 | 2001-12-11 10:13 | Anjanece | 50 | 0 | N | N
STEEL CITY | SC8906BG | Y | STEEL CITY , SC8906BG |  |  | 1.17 | 2001-12-11 10:13 | Anjanece | 50 | 0 | N | N
STEEL CITY | SC8906BG | Y | STEEL CITY , SC8906BG |  |  | 1.18 | 2001-12-11 10:13 | Anjanece | 50 | 0 | N | N
STEEL CITY | SC8906BG | Y | STEEL CITY , SC8906BG |  |  | 1.26 | 2001-12-11 10:13 | Anjanece | 50 | 0 | N | N
STEEL CITY | SC8906BG | Y | STEEL CITY , SC8906BG |  |  | 1.35 | 2001-12-11 10:13 | Anjanece | 50 | 0 | N | N
STEEL CITY | SC8906BG | Y | STEEL CITY , SC8906BG |  |  | 1.36 | 2001-12-11 10:13 | Anjanece | 50 | 0 | N | N
STEEL CITY | SC8906BG | Y | STEEL CITY , SC8906BG |  |  | 1.59 | 2001-12-11 10:13 | Anjanece | 50 | 0 | N | N
STEEL CITY | SC8906BG | Y | STEEL CITY , SC8906BG |  |  | 1.75 | 2001-12-11 10:13 | Anjanece | 50 | 0 | N | N
STEEL CITY | SC8906BG | Y | STEEL CITY , SC8906BG |  |  | 1.94 | 2001-12-11 10:13 | Anjanece | 50 | 0 | N | N
STEEL CITY | SC8906BG | Y | STEEL CITY , SC8906BG |  |  | 2.01 | 2001-12-11 10:13 | Anjanece | 50 | 0 | N | N
STEEL CITY | SC8906BG | Y | STEEL CITY , SC8906BG |  |  | 2.09 | 2001-12-11 10:13 | Anjanece | 50 | 0 | N | N
STEEL CITY | SC8906BG | Y | STEEL CITY , SC8906BG |  |  | 2.18 | 2001-12-11 10:13 | Anjanece | 50 | 0 | N | N
STEEL CITY | SC8906BG | Y | STEEL CITY , SC8906BG |  |  | 2.26 | 2001-12-11 10:13 | Anjanece | 50 | 0 | N | N
STEEL CITY | SC8906BG | Y | STEEL CITY , SC8906BG |  |  | 2.31 | 2001-12-11 10:13 | Anjanece | 50 | 0 | N | N
STEEL CITY | SC8906BG | Y | STEEL CITY , SC8906BG |  |  | 2.37 | 2001-12-11 10:13 | Anjanece | 50 | 0 | N | N
STEEL CITY | SC8906BG | Y | STEEL CITY , SC8906BG |  |  | 2.38 | 2001-12-11 10:13 | Anjanece | 50 | 0 | N | N
STEEL CITY | SC8906BG | Y | STEEL CITY , SC8906BG |  |  | 2.39 | 2001-12-11 10:13 | Anjanece | 50 | 0 | N | N
STEEL CITY | SC8906BG | Y | STEEL CITY , SC8906BG |  |  | 2.4 | 2001-12-11 10:13 | Anjanece | 50 | 0 | N | N
THREADED FASTENERS INC. | TF8906 | Y | THREADED FASTENERS INC. , TF8906 | JEA OVERHEAD DISTRIBUTION | CSC Stores | 0.86 | 2001-12-11 10:13 | Anjanece | 50 | 0 | N | N
THREADED FASTENERS INC. | TF8906 | Y | THREADED FASTENERS INC. , TF8906 |  |  | 0.87 | 2001-12-11 10:13 | Anjanece | 50 | 0 | N | N
THREADED FASTENERS INC. | TF8906 | Y | THREADED FASTENERS INC. , TF8906 |  |  | 0.88 | 2001-12-11 10:13 | Anjanece | 50 | 0 | N | N
THREADED FASTENERS INC. | TF8906 | Y | THREADED FASTENERS INC. , TF8906 |  |  | 0.89 | 2001-12-11 10:13 | Anjanece | 50 | 0 | N | N
THREADED FASTENERS INC. | TF8906 | Y | THREADED FASTENERS INC. , TF8906 |  |  | 1.17 | 2001-12-11 10:13 | Anjanece | 50 | 0 | N | N
THREADED FASTENERS INC. | TF8906 | Y | THREADED FASTENERS INC. , TF8906 |  |  | 1.18 | 2001-12-11 10:13 | Anjanece | 50 | 0 | N | N
THREADED FASTENERS INC. | TF8906 | Y | THREADED FASTENERS INC. , TF8906 |  |  | 1.26 | 2001-12-11 10:13 | Anjanece | 50 | 0 | N | N
THREADED FASTENERS INC. | TF8906 | Y | THREADED FASTENERS INC. , TF8906 |  |  | 1.35 | 2001-12-11 10:13 | Anjanece | 50 | 0 | N | N
THREADED FASTENERS INC. | TF8906 | Y | THREADED FASTENERS INC. , TF8906 |  |  | 1.36 | 2001-12-11 10:13 | Anjanece | 50 | 0 | N | N
THREADED FASTENERS INC. | TF8906 | Y | THREADED FASTENERS INC. , TF8906 |  |  | 1.59 | 2001-12-11 10:13 | Anjanece | 50 | 0 | N | N
THREADED FASTENERS INC. | TF8906 | Y | THREADED FASTENERS INC. , TF8906 |  |  | 1.75 | 2001-12-11 10:13 | Anjanece | 50 | 0 | N | N
THREADED FASTENERS INC. | TF8906 | Y | THREADED FASTENERS INC. , TF8906 |  |  | 1.94 | 2001-12-11 10:13 | Anjanece | 50 | 0 | N | N
THREADED FASTENERS INC. | TF8906 | Y | THREADED FASTENERS INC. , TF8906 |  |  | 2.01 | 2001-12-11 10:13 | Anjanece | 50 | 0 | N | N
THREADED FASTENERS INC. | TF8906 | Y | THREADED FASTENERS INC. , TF8906 |  |  | 2.09 | 2001-12-11 10:13 | Anjanece | 50 | 0 | N | N
THREADED FASTENERS INC. | TF8906 | Y | THREADED FASTENERS INC. , TF8906 |  |  | 2.18 | 2001-12-11 10:13 | Anjanece | 50 | 0 | N | N
THREADED FASTENERS INC. | TF8906 | Y | THREADED FASTENERS INC. , TF8906 |  |  | 2.26 | 2001-12-11 10:13 | Anjanece | 50 | 0 | N | N
THREADED FASTENERS INC. | TF8906 | Y | THREADED FASTENERS INC. , TF8906 |  |  | 2.31 | 2001-12-11 10:13 | Anjanece | 50 | 0 | N | N
THREADED FASTENERS INC. | TF8906 | Y | THREADED FASTENERS INC. , TF8906 |  |  | 2.37 | 2001-12-11 10:13 | Anjanece | 50 | 0 | N | N
THREADED FASTENERS INC. | TF8906 | Y | THREADED FASTENERS INC. , TF8906 |  |  | 2.38 | 2001-12-11 10:13 | Anjanece | 50 | 0 | N | N
THREADED FASTENERS INC. | TF8906 | Y | THREADED FASTENERS INC. , TF8906 |  |  | 2.39 | 2001-12-11 10:13 | Anjanece | 50 | 0 | N | N
THREADED FASTENERS INC. | TF8906 | Y | THREADED FASTENERS INC. , TF8906 |  |  | 2.4 | 2001-12-11 10:13 | Anjanece | 50 | 0 | N | N
ALLIED BOLT, INC. | 8238 | Y | ALLIED BOLT, INC. , 8238 | JEA OVERHEAD DISTRIBUTION | CSC Stores | 1.2 | 2001-12-11 10:13 | Anjanece | 50 | 0 | N | N
ALLIED BOLT, INC. | 8238 | Y | ALLIED BOLT, INC. , 8238 |  |  | 2.14 | 2001-12-11 10:13 | Anjanece | 50 | 0 | N | N
ALUMA-FORM | AF8908 | Y | ALUMA-FORM , AF8908 | JEA OVERHEAD DISTRIBUTION | CSC Stores | 1.2 | 2001-12-11 10:13 | Anjanece | 50 | 0 | N | N
ALUMA-FORM | AF8908 | Y | ALUMA-FORM , AF8908 |  |  | 2.14 | 2001-12-11 10:13 | Anjanece | 50 | 0 | N | N
CHANCE | 8908 | Y | CHANCE , 8908 | JEA OVERHEAD DISTRIBUTION | CSC Stores | 1.2 | 2001-12-11 10:13 | Anjanece | 50 | 0 | N | N
CHANCE | 8908 | Y | CHANCE , 8908 |  |  | 2.14 | 2001-12-11 10:13 | Anjanece | 50 | 0 | N | N
DIXIE ELECTRIC | D8908 | Y | DIXIE ELECTRIC , D8908 | JEA OVERHEAD DISTRIBUTION | CSC Stores | 1.2 | 2001-12-11 10:13 | Anjanece | 50 | 0 | N | N
DIXIE ELECTRIC | D8908 | Y | DIXIE ELECTRIC , D8908 |  |  | 2.14 | 2001-12-11 10:13 | Anjanece | 50 | 0 | N | N
FLORIDA WIRE AND CABLE | FW8908 | Y | FLORIDA WIRE AND CABLE , FW8908 | JEA OVERHEAD DISTRIBUTION | CSC Stores | 1.2 | 2001-12-11 10:13 | Anjanece | 50 | 0 | N | N
FLORIDA WIRE AND CABLE | FW8908 | Y | FLORIDA WIRE AND CABLE , FW8908 |  |  | 2.14 | 2001-12-11 10:13 | Anjanece | 50 | 0 | N | N
HUGHES | B78 | Y | HUGHES , B78 | JEA OVERHEAD DISTRIBUTION | CSC Stores | 1.2 | 2001-12-11 10:13 | Anjanece | 50 | 0 | N | N
HUGHES | B78 | Y | HUGHES , B78 |  |  | 2.14 | 2001-12-11 10:13 | Anjanece | 50 | 0 | N | N
JOSLYN HI-VOLTAGE CORP. | J8908 | Y | JOSLYN HI-VOLTAGE CORP. , J8908 | JEA OVERHEAD DISTRIBUTION | CSC Stores | 1.2 | 2001-12-11 10:13 | Anjanece | 50 | 0 | N | N
JOSLYN HI-VOLTAGE CORP. | J8908 | Y | JOSLYN HI-VOLTAGE CORP. , J8908 |  |  | 2.14 | 2001-12-11 10:13 | Anjanece | 50 | 0 | N | N
MC GRAW EDISON | DF4B8 | Y | MC GRAW EDISON , DF4B8 | JEA OVERHEAD DISTRIBUTION | CSC Stores | 1.2 | 2001-12-11 10:13 | Anjanece | 50 | 0 | N | N
MC GRAW EDISON | DF4B8 | Y | MC GRAW EDISON , DF4B8 |  |  | 2.14 | 2001-12-11 10:13 | Anjanece | 50 | 0 | N | N
POWERLINE HARDWARE CO. | P8908 | Y | POWERLINE HARDWARE CO. , P8908 | JEA OVERHEAD DISTRIBUTION | CSC Stores | 1.2 | 2001-12-11 10:13 | Anjanece | 50 | 0 | N | N
POWERLINE HARDWARE CO. | P8908 | Y | POWERLINE HARDWARE CO. , P8908 |  |  | 2.14 | 2001-12-11 10:13 | Anjanece | 50 | 0 | N | N
STEEL CITY | SC8908BG | Y | STEEL CITY , SC8908BG | JEA OVERHEAD DISTRIBUTION | CSC Stores | 1.2 | 2001-12-11 10:13 | Anjanece | 50 | 0 | N | N
STEEL CITY | SC8908BG | Y | STEEL CITY , SC8908BG |  |  | 2.14 | 2001-12-11 10:13 | Anjanece | 50 | 0 | N | N
ALLIED BOLT, INC. | 8242 | Y | ALLIED BOLT, INC. , 8242 | JEA OVERHEAD DISTRIBUTION | CSC Stores | 1.33 | 2001-12-11 10:13 | Anjanece | 25 | 0 | N | N
ALLIED BOLT, INC. | 8242 | Y | ALLIED BOLT, INC. , 8242 |  |  | 1.34 | 2001-12-11 10:13 | Anjanece | 25 | 0 | N | N
ALLIED BOLT, INC. | 8242 | Y | ALLIED BOLT, INC. , 8242 |  |  | 1.36 | 2001-12-11 10:13 | Anjanece | 25 | 0 | N | N
ALLIED BOLT, INC. | 8242 | Y | ALLIED BOLT, INC. , 8242 |  |  | 1.39 | 2001-12-11 10:13 | Anjanece | 25 | 0 | N | N
ALLIED BOLT, INC. | 8242 | Y | ALLIED BOLT, INC. , 8242 |  |  | 1.44 | 2001-12-11 10:13 | Anjanece | 25 | 0 | N | N
ALLIED BOLT, INC. | 8242 | Y | ALLIED BOLT, INC. , 8242 |  |  | 1.45 | 2001-12-11 10:13 | Anjanece | 25 | 0 | N | N
ALLIED BOLT, INC. | 8242 | Y | ALLIED BOLT, INC. , 8242 |  |  | 1.61 | 2001-12-11 10:13 | Anjanece | 25 | 0 | N | N
ALLIED BOLT, INC. | 8242 | Y | ALLIED BOLT, INC. , 8242 |  |  | 1.72 | 2001-12-11 10:13 | Anjanece | 25 | 0 | N | N
ALLIED BOLT, INC. | 8242 | Y | ALLIED BOLT, INC. , 8242 |  |  | 1.73 | 2001-12-11 10:13 | Anjanece | 25 | 0 | N | N
ALLIED BOLT, INC. | 8242 | Y | ALLIED BOLT, INC. , 8242 |  |  | 1.77 | 2001-12-11 10:13 | Anjanece | 25 | 0 | N | N
ALLIED BOLT, INC. | 8242 | Y | ALLIED BOLT, INC. , 8242 |  |  | 1.86 | 2001-12-11 10:13 | Anjanece | 25 | 0 | N | N
ALLIED BOLT, INC. | 8242 | Y | ALLIED BOLT, INC. , 8242 |  |  | 1.95 | 2001-12-11 10:13 | Anjanece | 25 | 0 | N | N
ALLIED BOLT, INC. | 8242 | Y | ALLIED BOLT, INC. , 8242 |  |  | 2.15 | 2001-12-11 10:13 | Anjanece | 25 | 0 | N | N
ALLIED BOLT, INC. | 8242 | Y | ALLIED BOLT, INC. , 8242 |  |  | 2.19 | 2001-12-11 10:13 | Anjanece | 25 | 0 | N | N
ALLIED BOLT, INC. | 8242 | Y | ALLIED BOLT, INC. , 8242 |  |  | 2.29 | 2001-12-11 10:13 | Anjanece | 25 | 0 | N | N
ALLIED BOLT, INC. | 8242 | Y | ALLIED BOLT, INC. , 8242 |  |  | 2.37 | 2001-12-11 10:13 | Anjanece | 25 | 0 | N | N
ALLIED BOLT, INC. | 8242 | Y | ALLIED BOLT, INC. , 8242 |  |  | 2.39 | 2001-12-11 10:13 | Anjanece | 25 | 0 | N | N
ALLIED BOLT, INC. | 8242 | Y | ALLIED BOLT, INC. , 8242 |  |  | 2.51 | 2001-12-11 10:13 | Anjanece | 25 | 0 | N | N
ALLIED BOLT, INC. | 8242 | Y | ALLIED BOLT, INC. , 8242 |  |  | 2.52 | 2001-12-11 10:13 | Anjanece | 25 | 0 | N | N
ALLIED BOLT, INC. | 8242 | Y | ALLIED BOLT, INC. , 8242 |  |  | 2.55 | 2001-12-11 10:13 | Anjanece | 25 | 0 | N | N
ALLIED BOLT, INC. | 8242 | Y | ALLIED BOLT, INC. , 8242 |  |  | 2.56 | 2001-12-11 10:13 | Anjanece | 25 | 0 | N | N
ALLIED BOLT, INC. | 8242 | Y | ALLIED BOLT, INC. , 8242 |  |  | 2.57 | 2001-12-11 10:13 | Anjanece | 25 | 0 | N | N
ALLIED BOLT, INC. | 8242 | Y | ALLIED BOLT, INC. , 8242 |  |  | 2.58 | 2001-12-11 10:13 | Anjanece | 25 | 0 | N | N
ALLIED BOLT, INC. | 8242 | Y | ALLIED BOLT, INC. , 8242 |  |  | 2.63 | 2001-12-11 10:13 | Anjanece | 25 | 0 | N | N
ALLIED BOLT, INC. | 8242 | Y | ALLIED BOLT, INC. , 8242 |  |  | 2.67 | 2001-12-11 10:13 | Anjanece | 25 | 0 | N | N
ALLIED BOLT, INC. | 8242 | Y | ALLIED BOLT, INC. , 8242 |  |  | 2.69 | 2001-12-11 10:13 | Anjanece | 25 | 0 | N | N
ALLIED BOLT, INC. | 8242 | Y | ALLIED BOLT, INC. , 8242 |  |  | 2.7 | 2001-12-11 10:13 | Anjanece | 25 | 0 | N | N
ALLIED BOLT, INC. | 8242 | Y | ALLIED BOLT, INC. , 8242 |  | Storm Stores | 0 | 2022-09-23 09:34 | Anjanece |  | 0 | N | N
ALLIED BOLT, INC. | 8242 | Y | ALLIED BOLT, INC. , 8242 |  |  | 2.48 | 2022-09-23 09:34 | Anjanece |  | 0 | N | N
ALLIED BOLT, INC. | 8242 | Y | ALLIED BOLT, INC. , 8242 |  |  | 2.91 | 2022-09-23 09:34 | Anjanece |  | 0 | N | N
ALUMA-FORM | AF8912 | Y | ALUMA-FORM , AF8912 | JEA OVERHEAD DISTRIBUTION | CSC Stores | 1.33 | 2001-12-11 10:13 | Anjanece | 25 | 0 | N | N
ALUMA-FORM | AF8912 | Y | ALUMA-FORM , AF8912 |  |  | 1.34 | 2001-12-11 10:13 | Anjanece | 25 | 0 | N | N
ALUMA-FORM | AF8912 | Y | ALUMA-FORM , AF8912 |  |  | 1.36 | 2001-12-11 10:13 | Anjanece | 25 | 0 | N | N
ALUMA-FORM | AF8912 | Y | ALUMA-FORM , AF8912 |  |  | 1.39 | 2001-12-11 10:13 | Anjanece | 25 | 0 | N | N
ALUMA-FORM | AF8912 | Y | ALUMA-FORM , AF8912 |  |  | 1.44 | 2001-12-11 10:13 | Anjanece | 25 | 0 | N | N
ALUMA-FORM | AF8912 | Y | ALUMA-FORM , AF8912 |  |  | 1.45 | 2001-12-11 10:13 | Anjanece | 25 | 0 | N | N
ALUMA-FORM | AF8912 | Y | ALUMA-FORM , AF8912 |  |  | 1.61 | 2001-12-11 10:13 | Anjanece | 25 | 0 | N | N
ALUMA-FORM | AF8912 | Y | ALUMA-FORM , AF8912 |  |  | 1.72 | 2001-12-11 10:13 | Anjanece | 25 | 0 | N | N
ALUMA-FORM | AF8912 | Y | ALUMA-FORM , AF8912 |  |  | 1.73 | 2001-12-11 10:13 | Anjanece | 25 | 0 | N | N
ALUMA-FORM | AF8912 | Y | ALUMA-FORM , AF8912 |  |  | 1.77 | 2001-12-11 10:13 | Anjanece | 25 | 0 | N | N
ALUMA-FORM | AF8912 | Y | ALUMA-FORM , AF8912 |  |  | 1.86 | 2001-12-11 10:13 | Anjanece | 25 | 0 | N | N
ALUMA-FORM | AF8912 | Y | ALUMA-FORM , AF8912 |  |  | 1.95 | 2001-12-11 10:13 | Anjanece | 25 | 0 | N | N
ALUMA-FORM | AF8912 | Y | ALUMA-FORM , AF8912 |  |  | 2.15 | 2001-12-11 10:13 | Anjanece | 25 | 0 | N | N
ALUMA-FORM | AF8912 | Y | ALUMA-FORM , AF8912 |  |  | 2.19 | 2001-12-11 10:13 | Anjanece | 25 | 0 | N | N
ALUMA-FORM | AF8912 | Y | ALUMA-FORM , AF8912 |  |  | 2.29 | 2001-12-11 10:13 | Anjanece | 25 | 0 | N | N
ALUMA-FORM | AF8912 | Y | ALUMA-FORM , AF8912 |  |  | 2.37 | 2001-12-11 10:13 | Anjanece | 25 | 0 | N | N
ALUMA-FORM | AF8912 | Y | ALUMA-FORM , AF8912 |  |  | 2.39 | 2001-12-11 10:13 | Anjanece | 25 | 0 | N | N
ALUMA-FORM | AF8912 | Y | ALUMA-FORM , AF8912 |  |  | 2.51 | 2001-12-11 10:13 | Anjanece | 25 | 0 | N | N
ALUMA-FORM | AF8912 | Y | ALUMA-FORM , AF8912 |  |  | 2.52 | 2001-12-11 10:13 | Anjanece | 25 | 0 | N | N
ALUMA-FORM | AF8912 | Y | ALUMA-FORM , AF8912 |  |  | 2.55 | 2001-12-11 10:13 | Anjanece | 25 | 0 | N | N
ALUMA-FORM | AF8912 | Y | ALUMA-FORM , AF8912 |  |  | 2.56 | 2001-12-11 10:13 | Anjanece | 25 | 0 | N | N
ALUMA-FORM | AF8912 | Y | ALUMA-FORM , AF8912 |  |  | 2.57 | 2001-12-11 10:13 | Anjanece | 25 | 0 | N | N
ALUMA-FORM | AF8912 | Y | ALUMA-FORM , AF8912 |  |  | 2.58 | 2001-12-11 10:13 | Anjanece | 25 | 0 | N | N
ALUMA-FORM | AF8912 | Y | ALUMA-FORM , AF8912 |  |  | 2.63 | 2001-12-11 10:13 | Anjanece | 25 | 0 | N | N
ALUMA-FORM | AF8912 | Y | ALUMA-FORM , AF8912 |  |  | 2.67 | 2001-12-11 10:13 | Anjanece | 25 | 0 | N | N
ALUMA-FORM | AF8912 | Y | ALUMA-FORM , AF8912 |  |  | 2.69 | 2001-12-11 10:13 | Anjanece | 25 | 0 | N | N
ALUMA-FORM | AF8912 | Y | ALUMA-FORM , AF8912 |  |  | 2.7 | 2001-12-11 10:13 | Anjanece | 25 | 0 | N | N
ALUMA-FORM | AF8912 | Y | ALUMA-FORM , AF8912 |  | Storm Stores | 0 | 2022-09-23 09:34 | Anjanece |  | 0 | N | N
ALUMA-FORM | AF8912 | Y | ALUMA-FORM , AF8912 |  |  | 2.48 | 2022-09-23 09:34 | Anjanece |  | 0 | N | N
ALUMA-FORM | AF8912 | Y | ALUMA-FORM , AF8912 |  |  | 2.91 | 2022-09-23 09:34 | Anjanece |  | 0 | N | N
CHANCE | 8912 | Y | CHANCE , 8912 | JEA OVERHEAD DISTRIBUTION | CSC Stores | 1.33 | 2001-12-11 10:13 | Anjanece | 25 | 0 | N | N
CHANCE | 8912 | Y | CHANCE , 8912 |  |  | 1.34 | 2001-12-11 10:13 | Anjanece | 25 | 0 | N | N
CHANCE | 8912 | Y | CHANCE , 8912 |  |  | 1.36 | 2001-12-11 10:13 | Anjanece | 25 | 0 | N | N
CHANCE | 8912 | Y | CHANCE , 8912 |  |  | 1.39 | 2001-12-11 10:13 | Anjanece | 25 | 0 | N | N
CHANCE | 8912 | Y | CHANCE , 8912 |  |  | 1.44 | 2001-12-11 10:13 | Anjanece | 25 | 0 | N | N
CHANCE | 8912 | Y | CHANCE , 8912 |  |  | 1.45 | 2001-12-11 10:13 | Anjanece | 25 | 0 | N | N
CHANCE | 8912 | Y | CHANCE , 8912 |  |  | 1.61 | 2001-12-11 10:13 | Anjanece | 25 | 0 | N | N
CHANCE | 8912 | Y | CHANCE , 8912 |  |  | 1.72 | 2001-12-11 10:13 | Anjanece | 25 | 0 | N | N
CHANCE | 8912 | Y | CHANCE , 8912 |  |  | 1.73 | 2001-12-11 10:13 | Anjanece | 25 | 0 | N | N
CHANCE | 8912 | Y | CHANCE , 8912 |  |  | 1.77 | 2001-12-11 10:13 | Anjanece | 25 | 0 | N | N
CHANCE | 8912 | Y | CHANCE , 8912 |  |  | 1.86 | 2001-12-11 10:13 | Anjanece | 25 | 0 | N | N
CHANCE | 8912 | Y | CHANCE , 8912 |  |  | 1.95 | 2001-12-11 10:13 | Anjanece | 25 | 0 | N | N
CHANCE | 8912 | Y | CHANCE , 8912 |  |  | 2.15 | 2001-12-11 10:13 | Anjanece | 25 | 0 | N | N
CHANCE | 8912 | Y | CHANCE , 8912 |  |  | 2.19 | 2001-12-11 10:13 | Anjanece | 25 | 0 | N | N
CHANCE | 8912 | Y | CHANCE , 8912 |  |  | 2.29 | 2001-12-11 10:13 | Anjanece | 25 | 0 | N | N
CHANCE | 8912 | Y | CHANCE , 8912 |  |  | 2.37 | 2001-12-11 10:13 | Anjanece | 25 | 0 | N | N
CHANCE | 8912 | Y | CHANCE , 8912 |  |  | 2.39 | 2001-12-11 10:13 | Anjanece | 25 | 0 | N | N
CHANCE | 8912 | Y | CHANCE , 8912 |  |  | 2.51 | 2001-12-11 10:13 | Anjanece | 25 | 0 | N | N
CHANCE | 8912 | Y | CHANCE , 8912 |  |  | 2.52 | 2001-12-11 10:13 | Anjanece | 25 | 0 | N | N
CHANCE | 8912 | Y | CHANCE , 8912 |  |  | 2.55 | 2001-12-11 10:13 | Anjanece | 25 | 0 | N | N
CHANCE | 8912 | Y | CHANCE , 8912 |  |  | 2.56 | 2001-12-11 10:13 | Anjanece | 25 | 0 | N | N
CHANCE | 8912 | Y | CHANCE , 8912 |  |  | 2.57 | 2001-12-11 10:13 | Anjanece | 25 | 0 | N | N
CHANCE | 8912 | Y | CHANCE , 8912 |  |  | 2.58 | 2001-12-11 10:13 | Anjanece | 25 | 0 | N | N
CHANCE | 8912 | Y | CHANCE , 8912 |  |  | 2.63 | 2001-12-11 10:13 | Anjanece | 25 | 0 | N | N
CHANCE | 8912 | Y | CHANCE , 8912 |  |  | 2.67 | 2001-12-11 10:13 | Anjanece | 25 | 0 | N | N
CHANCE | 8912 | Y | CHANCE , 8912 |  |  | 2.69 | 2001-12-11 10:13 | Anjanece | 25 | 0 | N | N
CHANCE | 8912 | Y | CHANCE , 8912 |  |  | 2.7 | 2001-12-11 10:13 | Anjanece | 25 | 0 | N | N
CHANCE | 8912 | Y | CHANCE , 8912 |  | Storm Stores | 0 | 2022-09-23 09:34 | Anjanece |  | 0 | N | N
CHANCE | 8912 | Y | CHANCE , 8912 |  |  | 2.48 | 2022-09-23 09:34 | Anjanece |  | 0 | N | N
CHANCE | 8912 | Y | CHANCE , 8912 |  |  | 2.91 | 2022-09-23 09:34 | Anjanece |  | 0 | N | N
DIXIE ELECTRIC | D8912 | Y | DIXIE ELECTRIC , D8912 | JEA OVERHEAD DISTRIBUTION | CSC Stores | 1.33 | 2001-12-11 10:13 | Anjanece | 25 | 0 | N | N
DIXIE ELECTRIC | D8912 | Y | DIXIE ELECTRIC , D8912 |  |  | 1.34 | 2001-12-11 10:13 | Anjanece | 25 | 0 | N | N
DIXIE ELECTRIC | D8912 | Y | DIXIE ELECTRIC , D8912 |  |  | 1.36 | 2001-12-11 10:13 | Anjanece | 25 | 0 | N | N
DIXIE ELECTRIC | D8912 | Y | DIXIE ELECTRIC , D8912 |  |  | 1.39 | 2001-12-11 10:13 | Anjanece | 25 | 0 | N | N
DIXIE ELECTRIC | D8912 | Y | DIXIE ELECTRIC , D8912 |  |  | 1.44 | 2001-12-11 10:13 | Anjanece | 25 | 0 | N | N
DIXIE ELECTRIC | D8912 | Y | DIXIE ELECTRIC , D8912 |  |  | 1.45 | 2001-12-11 10:13 | Anjanece | 25 | 0 | N | N
DIXIE ELECTRIC | D8912 | Y | DIXIE ELECTRIC , D8912 |  |  | 1.61 | 2001-12-11 10:13 | Anjanece | 25 | 0 | N | N
DIXIE ELECTRIC | D8912 | Y | DIXIE ELECTRIC , D8912 |  |  | 1.72 | 2001-12-11 10:13 | Anjanece | 25 | 0 | N | N
DIXIE ELECTRIC | D8912 | Y | DIXIE ELECTRIC , D8912 |  |  | 1.73 | 2001-12-11 10:13 | Anjanece | 25 | 0 | N | N
DIXIE ELECTRIC | D8912 | Y | DIXIE ELECTRIC , D8912 |  |  | 1.77 | 2001-12-11 10:13 | Anjanece | 25 | 0 | N | N
DIXIE ELECTRIC | D8912 | Y | DIXIE ELECTRIC , D8912 |  |  | 1.86 | 2001-12-11 10:13 | Anjanece | 25 | 0 | N | N
DIXIE ELECTRIC | D8912 | Y | DIXIE ELECTRIC , D8912 |  |  | 1.95 | 2001-12-11 10:13 | Anjanece | 25 | 0 | N | N
DIXIE ELECTRIC | D8912 | Y | DIXIE ELECTRIC , D8912 |  |  | 2.15 | 2001-12-11 10:13 | Anjanece | 25 | 0 | N | N
DIXIE ELECTRIC | D8912 | Y | DIXIE ELECTRIC , D8912 |  |  | 2.19 | 2001-12-11 10:13 | Anjanece | 25 | 0 | N | N
DIXIE ELECTRIC | D8912 | Y | DIXIE ELECTRIC , D8912 |  |  | 2.29 | 2001-12-11 10:13 | Anjanece | 25 | 0 | N | N
DIXIE ELECTRIC | D8912 | Y | DIXIE ELECTRIC , D8912 |  |  | 2.37 | 2001-12-11 10:13 | Anjanece | 25 | 0 | N | N
DIXIE ELECTRIC | D8912 | Y | DIXIE ELECTRIC , D8912 |  |  | 2.39 | 2001-12-11 10:13 | Anjanece | 25 | 0 | N | N
DIXIE ELECTRIC | D8912 | Y | DIXIE ELECTRIC , D8912 |  |  | 2.51 | 2001-12-11 10:13 | Anjanece | 25 | 0 | N | N
DIXIE ELECTRIC | D8912 | Y | DIXIE ELECTRIC , D8912 |  |  | 2.52 | 2001-12-11 10:13 | Anjanece | 25 | 0 | N | N
DIXIE ELECTRIC | D8912 | Y | DIXIE ELECTRIC , D8912 |  |  | 2.55 | 2001-12-11 10:13 | Anjanece | 25 | 0 | N | N
DIXIE ELECTRIC | D8912 | Y | DIXIE ELECTRIC , D8912 |  |  | 2.56 | 2001-12-11 10:13 | Anjanece | 25 | 0 | N | N
DIXIE ELECTRIC | D8912 | Y | DIXIE ELECTRIC , D8912 |  |  | 2.57 | 2001-12-11 10:13 | Anjanece | 25 | 0 | N | N
DIXIE ELECTRIC | D8912 | Y | DIXIE ELECTRIC , D8912 |  |  | 2.58 | 2001-12-11 10:13 | Anjanece | 25 | 0 | N | N
DIXIE ELECTRIC | D8912 | Y | DIXIE ELECTRIC , D8912 |  |  | 2.63 | 2001-12-11 10:13 | Anjanece | 25 | 0 | N | N
DIXIE ELECTRIC | D8912 | Y | DIXIE ELECTRIC , D8912 |  |  | 2.67 | 2001-12-11 10:13 | Anjanece | 25 | 0 | N | N
DIXIE ELECTRIC | D8912 | Y | DIXIE ELECTRIC , D8912 |  |  | 2.69 | 2001-12-11 10:13 | Anjanece | 25 | 0 | N | N
DIXIE ELECTRIC | D8912 | Y | DIXIE ELECTRIC , D8912 |  |  | 2.7 | 2001-12-11 10:13 | Anjanece | 25 | 0 | N | N
DIXIE ELECTRIC | D8912 | Y | DIXIE ELECTRIC , D8912 |  | Storm Stores | 0 | 2022-09-23 09:34 | Anjanece |  | 0 | N | N
DIXIE ELECTRIC | D8912 | Y | DIXIE ELECTRIC , D8912 |  |  | 2.48 | 2022-09-23 09:34 | Anjanece |  | 0 | N | N
DIXIE ELECTRIC | D8912 | Y | DIXIE ELECTRIC , D8912 |  |  | 2.91 | 2022-09-23 09:34 | Anjanece |  | 0 | N | N
FLORIDA WIRE AND CABLE | FW8912 | Y | FLORIDA WIRE AND CABLE , FW8912 | JEA OVERHEAD DISTRIBUTION | CSC Stores | 1.33 | 2001-12-11 10:13 | Anjanece | 25 | 0 | N | N
FLORIDA WIRE AND CABLE | FW8912 | Y | FLORIDA WIRE AND CABLE , FW8912 |  |  | 1.34 | 2001-12-11 10:13 | Anjanece | 25 | 0 | N | N
FLORIDA WIRE AND CABLE | FW8912 | Y | FLORIDA WIRE AND CABLE , FW8912 |  |  | 1.36 | 2001-12-11 10:13 | Anjanece | 25 | 0 | N | N
FLORIDA WIRE AND CABLE | FW8912 | Y | FLORIDA WIRE AND CABLE , FW8912 |  |  | 1.39 | 2001-12-11 10:13 | Anjanece | 25 | 0 | N | N
FLORIDA WIRE AND CABLE | FW8912 | Y | FLORIDA WIRE AND CABLE , FW8912 |  |  | 1.44 | 2001-12-11 10:13 | Anjanece | 25 | 0 | N | N
FLORIDA WIRE AND CABLE | FW8912 | Y | FLORIDA WIRE AND CABLE , FW8912 |  |  | 1.45 | 2001-12-11 10:13 | Anjanece | 25 | 0 | N | N
FLORIDA WIRE AND CABLE | FW8912 | Y | FLORIDA WIRE AND CABLE , FW8912 |  |  | 1.61 | 2001-12-11 10:13 | Anjanece | 25 | 0 | N | N
FLORIDA WIRE AND CABLE | FW8912 | Y | FLORIDA WIRE AND CABLE , FW8912 |  |  | 1.72 | 2001-12-11 10:13 | Anjanece | 25 | 0 | N | N
FLORIDA WIRE AND CABLE | FW8912 | Y | FLORIDA WIRE AND CABLE , FW8912 |  |  | 1.73 | 2001-12-11 10:13 | Anjanece | 25 | 0 | N | N
FLORIDA WIRE AND CABLE | FW8912 | Y | FLORIDA WIRE AND CABLE , FW8912 |  |  | 1.77 | 2001-12-11 10:13 | Anjanece | 25 | 0 | N | N
FLORIDA WIRE AND CABLE | FW8912 | Y | FLORIDA WIRE AND CABLE , FW8912 |  |  | 1.86 | 2001-12-11 10:13 | Anjanece | 25 | 0 | N | N
FLORIDA WIRE AND CABLE | FW8912 | Y | FLORIDA WIRE AND CABLE , FW8912 |  |  | 1.95 | 2001-12-11 10:13 | Anjanece | 25 | 0 | N | N
FLORIDA WIRE AND CABLE | FW8912 | Y | FLORIDA WIRE AND CABLE , FW8912 |  |  | 2.15 | 2001-12-11 10:13 | Anjanece | 25 | 0 | N | N
FLORIDA WIRE AND CABLE | FW8912 | Y | FLORIDA WIRE AND CABLE , FW8912 |  |  | 2.19 | 2001-12-11 10:13 | Anjanece | 25 | 0 | N | N
FLORIDA WIRE AND CABLE | FW8912 | Y | FLORIDA WIRE AND CABLE , FW8912 |  |  | 2.29 | 2001-12-11 10:13 | Anjanece | 25 | 0 | N | N
FLORIDA WIRE AND CABLE | FW8912 | Y | FLORIDA WIRE AND CABLE , FW8912 |  |  | 2.37 | 2001-12-11 10:13 | Anjanece | 25 | 0 | N | N
FLORIDA WIRE AND CABLE | FW8912 | Y | FLORIDA WIRE AND CABLE , FW8912 |  |  | 2.39 | 2001-12-11 10:13 | Anjanece | 25 | 0 | N | N
FLORIDA WIRE AND CABLE | FW8912 | Y | FLORIDA WIRE AND CABLE , FW8912 |  |  | 2.51 | 2001-12-11 10:13 | Anjanece | 25 | 0 | N | N
FLORIDA WIRE AND CABLE | FW8912 | Y | FLORIDA WIRE AND CABLE , FW8912 |  |  | 2.52 | 2001-12-11 10:13 | Anjanece | 25 | 0 | N | N
FLORIDA WIRE AND CABLE | FW8912 | Y | FLORIDA WIRE AND CABLE , FW8912 |  |  | 2.55 | 2001-12-11 10:13 | Anjanece | 25 | 0 | N | N
FLORIDA WIRE AND CABLE | FW8912 | Y | FLORIDA WIRE AND CABLE , FW8912 |  |  | 2.56 | 2001-12-11 10:13 | Anjanece | 25 | 0 | N | N
FLORIDA WIRE AND CABLE | FW8912 | Y | FLORIDA WIRE AND CABLE , FW8912 |  |  | 2.57 | 2001-12-11 10:13 | Anjanece | 25 | 0 | N | N
FLORIDA WIRE AND CABLE | FW8912 | Y | FLORIDA WIRE AND CABLE , FW8912 |  |  | 2.58 | 2001-12-11 10:13 | Anjanece | 25 | 0 | N | N
FLORIDA WIRE AND CABLE | FW8912 | Y | FLORIDA WIRE AND CABLE , FW8912 |  |  | 2.63 | 2001-12-11 10:13 | Anjanece | 25 | 0 | N | N
FLORIDA WIRE AND CABLE | FW8912 | Y | FLORIDA WIRE AND CABLE , FW8912 |  |  | 2.67 | 2001-12-11 10:13 | Anjanece | 25 | 0 | N | N
FLORIDA WIRE AND CABLE | FW8912 | Y | FLORIDA WIRE AND CABLE , FW8912 |  |  | 2.69 | 2001-12-11 10:13 | Anjanece | 25 | 0 | N | N
FLORIDA WIRE AND CABLE | FW8912 | Y | FLORIDA WIRE AND CABLE , FW8912 |  |  | 2.7 | 2001-12-11 10:13 | Anjanece | 25 | 0 | N | N
FLORIDA WIRE AND CABLE | FW8912 | Y | FLORIDA WIRE AND CABLE , FW8912 |  | Storm Stores | 0 | 2022-09-23 09:34 | Anjanece |  | 0 | N | N
FLORIDA WIRE AND CABLE | FW8912 | Y | FLORIDA WIRE AND CABLE , FW8912 |  |  | 2.48 | 2022-09-23 09:34 | Anjanece |  | 0 | N | N
FLORIDA WIRE AND CABLE | FW8912 | Y | FLORIDA WIRE AND CABLE , FW8912 |  |  | 2.91 | 2022-09-23 09:34 | Anjanece |  | 0 | N | N
HUGHES | B712-6 | Y | HUGHES , B712-6 | JEA OVERHEAD DISTRIBUTION | CSC Stores | 1.33 | 2001-12-11 10:13 | Anjanece | 25 | 0 | N | N
HUGHES | B712-6 | Y | HUGHES , B712-6 |  |  | 1.34 | 2001-12-11 10:13 | Anjanece | 25 | 0 | N | N
HUGHES | B712-6 | Y | HUGHES , B712-6 |  |  | 1.36 | 2001-12-11 10:13 | Anjanece | 25 | 0 | N | N
HUGHES | B712-6 | Y | HUGHES , B712-6 |  |  | 1.39 | 2001-12-11 10:13 | Anjanece | 25 | 0 | N | N
HUGHES | B712-6 | Y | HUGHES , B712-6 |  |  | 1.44 | 2001-12-11 10:13 | Anjanece | 25 | 0 | N | N
HUGHES | B712-6 | Y | HUGHES , B712-6 |  |  | 1.45 | 2001-12-11 10:13 | Anjanece | 25 | 0 | N | N
HUGHES | B712-6 | Y | HUGHES , B712-6 |  |  | 1.61 | 2001-12-11 10:13 | Anjanece | 25 | 0 | N | N
HUGHES | B712-6 | Y | HUGHES , B712-6 |  |  | 1.72 | 2001-12-11 10:13 | Anjanece | 25 | 0 | N | N
HUGHES | B712-6 | Y | HUGHES , B712-6 |  |  | 1.73 | 2001-12-11 10:13 | Anjanece | 25 | 0 | N | N
HUGHES | B712-6 | Y | HUGHES , B712-6 |  |  | 1.77 | 2001-12-11 10:13 | Anjanece | 25 | 0 | N | N
HUGHES | B712-6 | Y | HUGHES , B712-6 |  |  | 1.86 | 2001-12-11 10:13 | Anjanece | 25 | 0 | N | N
HUGHES | B712-6 | Y | HUGHES , B712-6 |  |  | 1.95 | 2001-12-11 10:13 | Anjanece | 25 | 0 | N | N
HUGHES | B712-6 | Y | HUGHES , B712-6 |  |  | 2.15 | 2001-12-11 10:13 | Anjanece | 25 | 0 | N | N
HUGHES | B712-6 | Y | HUGHES , B712-6 |  |  | 2.19 | 2001-12-11 10:13 | Anjanece | 25 | 0 | N | N
HUGHES | B712-6 | Y | HUGHES , B712-6 |  |  | 2.29 | 2001-12-11 10:13 | Anjanece | 25 | 0 | N | N
HUGHES | B712-6 | Y | HUGHES , B712-6 |  |  | 2.37 | 2001-12-11 10:13 | Anjanece | 25 | 0 | N | N
HUGHES | B712-6 | Y | HUGHES , B712-6 |  |  | 2.39 | 2001-12-11 10:13 | Anjanece | 25 | 0 | N | N
HUGHES | B712-6 | Y | HUGHES , B712-6 |  |  | 2.51 | 2001-12-11 10:13 | Anjanece | 25 | 0 | N | N
HUGHES | B712-6 | Y | HUGHES , B712-6 |  |  | 2.52 | 2001-12-11 10:13 | Anjanece | 25 | 0 | N | N
HUGHES | B712-6 | Y | HUGHES , B712-6 |  |  | 2.55 | 2001-12-11 10:13 | Anjanece | 25 | 0 | N | N
HUGHES | B712-6 | Y | HUGHES , B712-6 |  |  | 2.56 | 2001-12-11 10:13 | Anjanece | 25 | 0 | N | N
HUGHES | B712-6 | Y | HUGHES , B712-6 |  |  | 2.57 | 2001-12-11 10:13 | Anjanece | 25 | 0 | N | N
HUGHES | B712-6 | Y | HUGHES , B712-6 |  |  | 2.58 | 2001-12-11 10:13 | Anjanece | 25 | 0 | N | N
HUGHES | B712-6 | Y | HUGHES , B712-6 |  |  | 2.63 | 2001-12-11 10:13 | Anjanece | 25 | 0 | N | N
HUGHES | B712-6 | Y | HUGHES , B712-6 |  |  | 2.67 | 2001-12-11 10:13 | Anjanece | 25 | 0 | N | N
HUGHES | B712-6 | Y | HUGHES , B712-6 |  |  | 2.69 | 2001-12-11 10:13 | Anjanece | 25 | 0 | N | N
HUGHES | B712-6 | Y | HUGHES , B712-6 |  |  | 2.7 | 2001-12-11 10:13 | Anjanece | 25 | 0 | N | N
HUGHES | B712-6 | Y | HUGHES , B712-6 |  | Storm Stores | 0 | 2022-09-23 09:34 | Anjanece |  | 0 | N | N
HUGHES | B712-6 | Y | HUGHES , B712-6 |  |  | 2.48 | 2022-09-23 09:34 | Anjanece |  | 0 | N | N
HUGHES | B712-6 | Y | HUGHES , B712-6 |  |  | 2.91 | 2022-09-23 09:34 | Anjanece |  | 0 | N | N
JOSLYN HI-VOLTAGE CORP. | J8912 | Y | JOSLYN HI-VOLTAGE CORP. , J8912 | JEA OVERHEAD DISTRIBUTION | CSC Stores | 1.33 | 2001-12-11 10:13 | Anjanece | 25 | 0 | N | N
JOSLYN HI-VOLTAGE CORP. | J8912 | Y | JOSLYN HI-VOLTAGE CORP. , J8912 |  |  | 1.34 | 2001-12-11 10:13 | Anjanece | 25 | 0 | N | N
JOSLYN HI-VOLTAGE CORP. | J8912 | Y | JOSLYN HI-VOLTAGE CORP. , J8912 |  |  | 1.36 | 2001-12-11 10:13 | Anjanece | 25 | 0 | N | N
JOSLYN HI-VOLTAGE CORP. | J8912 | Y | JOSLYN HI-VOLTAGE CORP. , J8912 |  |  | 1.39 | 2001-12-11 10:13 | Anjanece | 25 | 0 | N | N
JOSLYN HI-VOLTAGE CORP. | J8912 | Y | JOSLYN HI-VOLTAGE CORP. , J8912 |  |  | 1.44 | 2001-12-11 10:13 | Anjanece | 25 | 0 | N | N
JOSLYN HI-VOLTAGE CORP. | J8912 | Y | JOSLYN HI-VOLTAGE CORP. , J8912 |  |  | 1.45 | 2001-12-11 10:13 | Anjanece | 25 | 0 | N | N
JOSLYN HI-VOLTAGE CORP. | J8912 | Y | JOSLYN HI-VOLTAGE CORP. , J8912 |  |  | 1.61 | 2001-12-11 10:13 | Anjanece | 25 | 0 | N | N
JOSLYN HI-VOLTAGE CORP. | J8912 | Y | JOSLYN HI-VOLTAGE CORP. , J8912 |  |  | 1.72 | 2001-12-11 10:13 | Anjanece | 25 | 0 | N | N
JOSLYN HI-VOLTAGE CORP. | J8912 | Y | JOSLYN HI-VOLTAGE CORP. , J8912 |  |  | 1.73 | 2001-12-11 10:13 | Anjanece | 25 | 0 | N | N
JOSLYN HI-VOLTAGE CORP. | J8912 | Y | JOSLYN HI-VOLTAGE CORP. , J8912 |  |  | 1.77 | 2001-12-11 10:13 | Anjanece | 25 | 0 | N | N
JOSLYN HI-VOLTAGE CORP. | J8912 | Y | JOSLYN HI-VOLTAGE CORP. , J8912 |  |  | 1.86 | 2001-12-11 10:13 | Anjanece | 25 | 0 | N | N
JOSLYN HI-VOLTAGE CORP. | J8912 | Y | JOSLYN HI-VOLTAGE CORP. , J8912 |  |  | 1.95 | 2001-12-11 10:13 | Anjanece | 25 | 0 | N | N
JOSLYN HI-VOLTAGE CORP. | J8912 | Y | JOSLYN HI-VOLTAGE CORP. , J8912 |  |  | 2.15 | 2001-12-11 10:13 | Anjanece | 25 | 0 | N | N
JOSLYN HI-VOLTAGE CORP. | J8912 | Y | JOSLYN HI-VOLTAGE CORP. , J8912 |  |  | 2.19 | 2001-12-11 10:13 | Anjanece | 25 | 0 | N | N
JOSLYN HI-VOLTAGE CORP. | J8912 | Y | JOSLYN HI-VOLTAGE CORP. , J8912 |  |  | 2.29 | 2001-12-11 10:13 | Anjanece | 25 | 0 | N | N
JOSLYN HI-VOLTAGE CORP. | J8912 | Y | JOSLYN HI-VOLTAGE CORP. , J8912 |  |  | 2.37 | 2001-12-11 10:13 | Anjanece | 25 | 0 | N | N
JOSLYN HI-VOLTAGE CORP. | J8912 | Y | JOSLYN HI-VOLTAGE CORP. , J8912 |  |  | 2.39 | 2001-12-11 10:13 | Anjanece | 25 | 0 | N | N
JOSLYN HI-VOLTAGE CORP. | J8912 | Y | JOSLYN HI-VOLTAGE CORP. , J8912 |  |  | 2.51 | 2001-12-11 10:13 | Anjanece | 25 | 0 | N | N
JOSLYN HI-VOLTAGE CORP. | J8912 | Y | JOSLYN HI-VOLTAGE CORP. , J8912 |  |  | 2.52 | 2001-12-11 10:13 | Anjanece | 25 | 0 | N | N
JOSLYN HI-VOLTAGE CORP. | J8912 | Y | JOSLYN HI-VOLTAGE CORP. , J8912 |  |  | 2.55 | 2001-12-11 10:13 | Anjanece | 25 | 0 | N | N
JOSLYN HI-VOLTAGE CORP. | J8912 | Y | JOSLYN HI-VOLTAGE CORP. , J8912 |  |  | 2.56 | 2001-12-11 10:13 | Anjanece | 25 | 0 | N | N
JOSLYN HI-VOLTAGE CORP. | J8912 | Y | JOSLYN HI-VOLTAGE CORP. , J8912 |  |  | 2.57 | 2001-12-11 10:13 | Anjanece | 25 | 0 | N | N
JOSLYN HI-VOLTAGE CORP. | J8912 | Y | JOSLYN HI-VOLTAGE CORP. , J8912 |  |  | 2.58 | 2001-12-11 10:13 | Anjanece | 25 | 0 | N | N
JOSLYN HI-VOLTAGE CORP. | J8912 | Y | JOSLYN HI-VOLTAGE CORP. , J8912 |  |  | 2.63 | 2001-12-11 10:13 | Anjanece | 25 | 0 | N | N
JOSLYN HI-VOLTAGE CORP. | J8912 | Y | JOSLYN HI-VOLTAGE CORP. , J8912 |  |  | 2.67 | 2001-12-11 10:13 | Anjanece | 25 | 0 | N | N
JOSLYN HI-VOLTAGE CORP. | J8912 | Y | JOSLYN HI-VOLTAGE CORP. , J8912 |  |  | 2.69 | 2001-12-11 10:13 | Anjanece | 25 | 0 | N | N
JOSLYN HI-VOLTAGE CORP. | J8912 | Y | JOSLYN HI-VOLTAGE CORP. , J8912 |  |  | 2.7 | 2001-12-11 10:13 | Anjanece | 25 | 0 | N | N
JOSLYN HI-VOLTAGE CORP. | J8912 | Y | JOSLYN HI-VOLTAGE CORP. , J8912 |  | Storm Stores | 0 | 2022-09-23 09:34 | Anjanece |  | 0 | N | N
JOSLYN HI-VOLTAGE CORP. | J8912 | Y | JOSLYN HI-VOLTAGE CORP. , J8912 |  |  | 2.48 | 2022-09-23 09:34 | Anjanece |  | 0 | N | N
JOSLYN HI-VOLTAGE CORP. | J8912 | Y | JOSLYN HI-VOLTAGE CORP. , J8912 |  |  | 2.91 | 2022-09-23 09:34 | Anjanece |  | 0 | N | N
MC GRAW EDISON | DF4B12 | Y | MC GRAW EDISON , DF4B12 | JEA OVERHEAD DISTRIBUTION | CSC Stores | 1.33 | 2001-12-11 10:13 | Anjanece | 25 | 0 | N | N
MC GRAW EDISON | DF4B12 | Y | MC GRAW EDISON , DF4B12 |  |  | 1.34 | 2001-12-11 10:13 | Anjanece | 25 | 0 | N | N
MC GRAW EDISON | DF4B12 | Y | MC GRAW EDISON , DF4B12 |  |  | 1.36 | 2001-12-11 10:13 | Anjanece | 25 | 0 | N | N
MC GRAW EDISON | DF4B12 | Y | MC GRAW EDISON , DF4B12 |  |  | 1.39 | 2001-12-11 10:13 | Anjanece | 25 | 0 | N | N
MC GRAW EDISON | DF4B12 | Y | MC GRAW EDISON , DF4B12 |  |  | 1.44 | 2001-12-11 10:13 | Anjanece | 25 | 0 | N | N
MC GRAW EDISON | DF4B12 | Y | MC GRAW EDISON , DF4B12 |  |  | 1.45 | 2001-12-11 10:13 | Anjanece | 25 | 0 | N | N
MC GRAW EDISON | DF4B12 | Y | MC GRAW EDISON , DF4B12 |  |  | 1.61 | 2001-12-11 10:13 | Anjanece | 25 | 0 | N | N
MC GRAW EDISON | DF4B12 | Y | MC GRAW EDISON , DF4B12 |  |  | 1.72 | 2001-12-11 10:13 | Anjanece | 25 | 0 | N | N
MC GRAW EDISON | DF4B12 | Y | MC GRAW EDISON , DF4B12 |  |  | 1.73 | 2001-12-11 10:13 | Anjanece | 25 | 0 | N | N
MC GRAW EDISON | DF4B12 | Y | MC GRAW EDISON , DF4B12 |  |  | 1.77 | 2001-12-11 10:13 | Anjanece | 25 | 0 | N | N
MC GRAW EDISON | DF4B12 | Y | MC GRAW EDISON , DF4B12 |  |  | 1.86 | 2001-12-11 10:13 | Anjanece | 25 | 0 | N | N
MC GRAW EDISON | DF4B12 | Y | MC GRAW EDISON , DF4B12 |  |  | 1.95 | 2001-12-11 10:13 | Anjanece | 25 | 0 | N | N
MC GRAW EDISON | DF4B12 | Y | MC GRAW EDISON , DF4B12 |  |  | 2.15 | 2001-12-11 10:13 | Anjanece | 25 | 0 | N | N
MC GRAW EDISON | DF4B12 | Y | MC GRAW EDISON , DF4B12 |  |  | 2.19 | 2001-12-11 10:13 | Anjanece | 25 | 0 | N | N
MC GRAW EDISON | DF4B12 | Y | MC GRAW EDISON , DF4B12 |  |  | 2.29 | 2001-12-11 10:13 | Anjanece | 25 | 0 | N | N
MC GRAW EDISON | DF4B12 | Y | MC GRAW EDISON , DF4B12 |  |  | 2.37 | 2001-12-11 10:13 | Anjanece | 25 | 0 | N | N
MC GRAW EDISON | DF4B12 | Y | MC GRAW EDISON , DF4B12 |  |  | 2.39 | 2001-12-11 10:13 | Anjanece | 25 | 0 | N | N
MC GRAW EDISON | DF4B12 | Y | MC GRAW EDISON , DF4B12 |  |  | 2.51 | 2001-12-11 10:13 | Anjanece | 25 | 0 | N | N
MC GRAW EDISON | DF4B12 | Y | MC GRAW EDISON , DF4B12 |  |  | 2.52 | 2001-12-11 10:13 | Anjanece | 25 | 0 | N | N
MC GRAW EDISON | DF4B12 | Y | MC GRAW EDISON , DF4B12 |  |  | 2.55 | 2001-12-11 10:13 | Anjanece | 25 | 0 | N | N
MC GRAW EDISON | DF4B12 | Y | MC GRAW EDISON , DF4B12 |  |  | 2.56 | 2001-12-11 10:13 | Anjanece | 25 | 0 | N | N
MC GRAW EDISON | DF4B12 | Y | MC GRAW EDISON , DF4B12 |  |  | 2.57 | 2001-12-11 10:13 | Anjanece | 25 | 0 | N | N
MC GRAW EDISON | DF4B12 | Y | MC GRAW EDISON , DF4B12 |  |  | 2.58 | 2001-12-11 10:13 | Anjanece | 25 | 0 | N | N
MC GRAW EDISON | DF4B12 | Y | MC GRAW EDISON , DF4B12 |  |  | 2.63 | 2001-12-11 10:13 | Anjanece | 25 | 0 | N | N
MC GRAW EDISON | DF4B12 | Y | MC GRAW EDISON , DF4B12 |  |  | 2.67 | 2001-12-11 10:13 | Anjanece | 25 | 0 | N | N
MC GRAW EDISON | DF4B12 | Y | MC GRAW EDISON , DF4B12 |  |  | 2.69 | 2001-12-11 10:13 | Anjanece | 25 | 0 | N | N
MC GRAW EDISON | DF4B12 | Y | MC GRAW EDISON , DF4B12 |  |  | 2.7 | 2001-12-11 10:13 | Anjanece | 25 | 0 | N | N
MC GRAW EDISON | DF4B12 | Y | MC GRAW EDISON , DF4B12 |  | Storm Stores | 0 | 2022-09-23 09:34 | Anjanece |  | 0 | N | N
MC GRAW EDISON | DF4B12 | Y | MC GRAW EDISON , DF4B12 |  |  | 2.48 | 2022-09-23 09:34 | Anjanece |  | 0 | N | N
MC GRAW EDISON | DF4B12 | Y | MC GRAW EDISON , DF4B12 |  |  | 2.91 | 2022-09-23 09:34 | Anjanece |  | 0 | N | N
POWERLINE HARDWARE CO. | P8912 | Y | POWERLINE HARDWARE CO. , P8912 | JEA OVERHEAD DISTRIBUTION | CSC Stores | 1.33 | 2001-12-11 10:13 | Anjanece | 25 | 0 | N | N
POWERLINE HARDWARE CO. | P8912 | Y | POWERLINE HARDWARE CO. , P8912 |  |  | 1.34 | 2001-12-11 10:13 | Anjanece | 25 | 0 | N | N
POWERLINE HARDWARE CO. | P8912 | Y | POWERLINE HARDWARE CO. , P8912 |  |  | 1.36 | 2001-12-11 10:13 | Anjanece | 25 | 0 | N | N
POWERLINE HARDWARE CO. | P8912 | Y | POWERLINE HARDWARE CO. , P8912 |  |  | 1.39 | 2001-12-11 10:13 | Anjanece | 25 | 0 | N | N
POWERLINE HARDWARE CO. | P8912 | Y | POWERLINE HARDWARE CO. , P8912 |  |  | 1.44 | 2001-12-11 10:13 | Anjanece | 25 | 0 | N | N
POWERLINE HARDWARE CO. | P8912 | Y | POWERLINE HARDWARE CO. , P8912 |  |  | 1.45 | 2001-12-11 10:13 | Anjanece | 25 | 0 | N | N
POWERLINE HARDWARE CO. | P8912 | Y | POWERLINE HARDWARE CO. , P8912 |  |  | 1.61 | 2001-12-11 10:13 | Anjanece | 25 | 0 | N | N
POWERLINE HARDWARE CO. | P8912 | Y | POWERLINE HARDWARE CO. , P8912 |  |  | 1.72 | 2001-12-11 10:13 | Anjanece | 25 | 0 | N | N
POWERLINE HARDWARE CO. | P8912 | Y | POWERLINE HARDWARE CO. , P8912 |  |  | 1.73 | 2001-12-11 10:13 | Anjanece | 25 | 0 | N | N
POWERLINE HARDWARE CO. | P8912 | Y | POWERLINE HARDWARE CO. , P8912 |  |  | 1.77 | 2001-12-11 10:13 | Anjanece | 25 | 0 | N | N
POWERLINE HARDWARE CO. | P8912 | Y | POWERLINE HARDWARE CO. , P8912 |  |  | 1.86 | 2001-12-11 10:13 | Anjanece | 25 | 0 | N | N
POWERLINE HARDWARE CO. | P8912 | Y | POWERLINE HARDWARE CO. , P8912 |  |  | 1.95 | 2001-12-11 10:13 | Anjanece | 25 | 0 | N | N
POWERLINE HARDWARE CO. | P8912 | Y | POWERLINE HARDWARE CO. , P8912 |  |  | 2.15 | 2001-12-11 10:13 | Anjanece | 25 | 0 | N | N
POWERLINE HARDWARE CO. | P8912 | Y | POWERLINE HARDWARE CO. , P8912 |  |  | 2.19 | 2001-12-11 10:13 | Anjanece | 25 | 0 | N | N
POWERLINE HARDWARE CO. | P8912 | Y | POWERLINE HARDWARE CO. , P8912 |  |  | 2.29 | 2001-12-11 10:13 | Anjanece | 25 | 0 | N | N
POWERLINE HARDWARE CO. | P8912 | Y | POWERLINE HARDWARE CO. , P8912 |  |  | 2.37 | 2001-12-11 10:13 | Anjanece | 25 | 0 | N | N
POWERLINE HARDWARE CO. | P8912 | Y | POWERLINE HARDWARE CO. , P8912 |  |  | 2.39 | 2001-12-11 10:13 | Anjanece | 25 | 0 | N | N
POWERLINE HARDWARE CO. | P8912 | Y | POWERLINE HARDWARE CO. , P8912 |  |  | 2.51 | 2001-12-11 10:13 | Anjanece | 25 | 0 | N | N
POWERLINE HARDWARE CO. | P8912 | Y | POWERLINE HARDWARE CO. , P8912 |  |  | 2.52 | 2001-12-11 10:13 | Anjanece | 25 | 0 | N | N
POWERLINE HARDWARE CO. | P8912 | Y | POWERLINE HARDWARE CO. , P8912 |  |  | 2.55 | 2001-12-11 10:13 | Anjanece | 25 | 0 | N | N
POWERLINE HARDWARE CO. | P8912 | Y | POWERLINE HARDWARE CO. , P8912 |  |  | 2.56 | 2001-12-11 10:13 | Anjanece | 25 | 0 | N | N
POWERLINE HARDWARE CO. | P8912 | Y | POWERLINE HARDWARE CO. , P8912 |  |  | 2.57 | 2001-12-11 10:13 | Anjanece | 25 | 0 | N | N
POWERLINE HARDWARE CO. | P8912 | Y | POWERLINE HARDWARE CO. , P8912 |  |  | 2.58 | 2001-12-11 10:13 | Anjanece | 25 | 0 | N | N
POWERLINE HARDWARE CO. | P8912 | Y | POWERLINE HARDWARE CO. , P8912 |  |  | 2.63 | 2001-12-11 10:13 | Anjanece | 25 | 0 | N | N
POWERLINE HARDWARE CO. | P8912 | Y | POWERLINE HARDWARE CO. , P8912 |  |  | 2.67 | 2001-12-11 10:13 | Anjanece | 25 | 0 | N | N
POWERLINE HARDWARE CO. | P8912 | Y | POWERLINE HARDWARE CO. , P8912 |  |  | 2.69 | 2001-12-11 10:13 | Anjanece | 25 | 0 | N | N
POWERLINE HARDWARE CO. | P8912 | Y | POWERLINE HARDWARE CO. , P8912 |  |  | 2.7 | 2001-12-11 10:13 | Anjanece | 25 | 0 | N | N
POWERLINE HARDWARE CO. | P8912 | Y | POWERLINE HARDWARE CO. , P8912 |  | Storm Stores | 0 | 2022-09-23 09:34 | Anjanece |  | 0 | N | N
POWERLINE HARDWARE CO. | P8912 | Y | POWERLINE HARDWARE CO. , P8912 |  |  | 2.48 | 2022-09-23 09:34 | Anjanece |  | 0 | N | N
POWERLINE HARDWARE CO. | P8912 | Y | POWERLINE HARDWARE CO. , P8912 |  |  | 2.91 | 2022-09-23 09:34 | Anjanece |  | 0 | N | N
STEEL CITY | SC8912BG | Y | STEEL CITY , SC8912BG | JEA OVERHEAD DISTRIBUTION | CSC Stores | 1.33 | 2001-12-11 10:13 | Anjanece | 25 | 0 | N | N
STEEL CITY | SC8912BG | Y | STEEL CITY , SC8912BG |  |  | 1.34 | 2001-12-11 10:13 | Anjanece | 25 | 0 | N | N
STEEL CITY | SC8912BG | Y | STEEL CITY , SC8912BG |  |  | 1.36 | 2001-12-11 10:13 | Anjanece | 25 | 0 | N | N
STEEL CITY | SC8912BG | Y | STEEL CITY , SC8912BG |  |  | 1.39 | 2001-12-11 10:13 | Anjanece | 25 | 0 | N | N
STEEL CITY | SC8912BG | Y | STEEL CITY , SC8912BG |  |  | 1.44 | 2001-12-11 10:13 | Anjanece | 25 | 0 | N | N
STEEL CITY | SC8912BG | Y | STEEL CITY , SC8912BG |  |  | 1.45 | 2001-12-11 10:13 | Anjanece | 25 | 0 | N | N
STEEL CITY | SC8912BG | Y | STEEL CITY , SC8912BG |  |  | 1.61 | 2001-12-11 10:13 | Anjanece | 25 | 0 | N | N
STEEL CITY | SC8912BG | Y | STEEL CITY , SC8912BG |  |  | 1.72 | 2001-12-11 10:13 | Anjanece | 25 | 0 | N | N
STEEL CITY | SC8912BG | Y | STEEL CITY , SC8912BG |  |  | 1.73 | 2001-12-11 10:13 | Anjanece | 25 | 0 | N | N
STEEL CITY | SC8912BG | Y | STEEL CITY , SC8912BG |  |  | 1.77 | 2001-12-11 10:13 | Anjanece | 25 | 0 | N | N
STEEL CITY | SC8912BG | Y | STEEL CITY , SC8912BG |  |  | 1.86 | 2001-12-11 10:13 | Anjanece | 25 | 0 | N | N
STEEL CITY | SC8912BG | Y | STEEL CITY , SC8912BG |  |  | 1.95 | 2001-12-11 10:13 | Anjanece | 25 | 0 | N | N
STEEL CITY | SC8912BG | Y | STEEL CITY , SC8912BG |  |  | 2.15 | 2001-12-11 10:13 | Anjanece | 25 | 0 | N | N
STEEL CITY | SC8912BG | Y | STEEL CITY , SC8912BG |  |  | 2.19 | 2001-12-11 10:13 | Anjanece | 25 | 0 | N | N
STEEL CITY | SC8912BG | Y | STEEL CITY , SC8912BG |  |  | 2.29 | 2001-12-11 10:13 | Anjanece | 25 | 0 | N | N
STEEL CITY | SC8912BG | Y | STEEL CITY , SC8912BG |  |  | 2.37 | 2001-12-11 10:13 | Anjanece | 25 | 0 | N | N
STEEL CITY | SC8912BG | Y | STEEL CITY , SC8912BG |  |  | 2.39 | 2001-12-11 10:13 | Anjanece | 25 | 0 | N | N
STEEL CITY | SC8912BG | Y | STEEL CITY , SC8912BG |  |  | 2.51 | 2001-12-11 10:13 | Anjanece | 25 | 0 | N | N
STEEL CITY | SC8912BG | Y | STEEL CITY , SC8912BG |  |  | 2.52 | 2001-12-11 10:13 | Anjanece | 25 | 0 | N | N
STEEL CITY | SC8912BG | Y | STEEL CITY , SC8912BG |  |  | 2.55 | 2001-12-11 10:13 | Anjanece | 25 | 0 | N | N
STEEL CITY | SC8912BG | Y | STEEL CITY , SC8912BG |  |  | 2.56 | 2001-12-11 10:13 | Anjanece | 25 | 0 | N | N
STEEL CITY | SC8912BG | Y | STEEL CITY , SC8912BG |  |  | 2.57 | 2001-12-11 10:13 | Anjanece | 25 | 0 | N | N
STEEL CITY | SC8912BG | Y | STEEL CITY , SC8912BG |  |  | 2.58 | 2001-12-11 10:13 | Anjanece | 25 | 0 | N | N
STEEL CITY | SC8912BG | Y | STEEL CITY , SC8912BG |  |  | 2.63 | 2001-12-11 10:13 | Anjanece | 25 | 0 | N | N
STEEL CITY | SC8912BG | Y | STEEL CITY , SC8912BG |  |  | 2.67 | 2001-12-11 10:13 | Anjanece | 25 | 0 | N | N
STEEL CITY | SC8912BG | Y | STEEL CITY , SC8912BG |  |  | 2.69 | 2001-12-11 10:13 | Anjanece | 25 | 0 | N | N
STEEL CITY | SC8912BG | Y | STEEL CITY , SC8912BG |  |  | 2.7 | 2001-12-11 10:13 | Anjanece | 25 | 0 | N | N
STEEL CITY | SC8912BG | Y | STEEL CITY , SC8912BG |  | Storm Stores | 0 | 2022-09-23 09:34 | Anjanece |  | 0 | N | N
STEEL CITY | SC8912BG | Y | STEEL CITY , SC8912BG |  |  | 2.48 | 2022-09-23 09:34 | Anjanece |  | 0 | N | N
STEEL CITY | SC8912BG | Y | STEEL CITY , SC8912BG |  |  | 2.91 | 2022-09-23 09:34 | Anjanece |  | 0 | N | N
THREADED FASTENERS INC. | TF8912 | Y | THREADED FASTENERS INC. , TF8912 | JEA OVERHEAD DISTRIBUTION | CSC Stores | 1.33 | 2001-12-11 10:13 | Anjanece | 25 | 0 | N | N
THREADED FASTENERS INC. | TF8912 | Y | THREADED FASTENERS INC. , TF8912 |  |  | 1.34 | 2001-12-11 10:13 | Anjanece | 25 | 0 | N | N
THREADED FASTENERS INC. | TF8912 | Y | THREADED FASTENERS INC. , TF8912 |  |  | 1.36 | 2001-12-11 10:13 | Anjanece | 25 | 0 | N | N
THREADED FASTENERS INC. | TF8912 | Y | THREADED FASTENERS INC. , TF8912 |  |  | 1.39 | 2001-12-11 10:13 | Anjanece | 25 | 0 | N | N
THREADED FASTENERS INC. | TF8912 | Y | THREADED FASTENERS INC. , TF8912 |  |  | 1.44 | 2001-12-11 10:13 | Anjanece | 25 | 0 | N | N
THREADED FASTENERS INC. | TF8912 | Y | THREADED FASTENERS INC. , TF8912 |  |  | 1.45 | 2001-12-11 10:13 | Anjanece | 25 | 0 | N | N
THREADED FASTENERS INC. | TF8912 | Y | THREADED FASTENERS INC. , TF8912 |  |  | 1.61 | 2001-12-11 10:13 | Anjanece | 25 | 0 | N | N
THREADED FASTENERS INC. | TF8912 | Y | THREADED FASTENERS INC. , TF8912 |  |  | 1.72 | 2001-12-11 10:13 | Anjanece | 25 | 0 | N | N
THREADED FASTENERS INC. | TF8912 | Y | THREADED FASTENERS INC. , TF8912 |  |  | 1.73 | 2001-12-11 10:13 | Anjanece | 25 | 0 | N | N
THREADED FASTENERS INC. | TF8912 | Y | THREADED FASTENERS INC. , TF8912 |  |  | 1.77 | 2001-12-11 10:13 | Anjanece | 25 | 0 | N | N
THREADED FASTENERS INC. | TF8912 | Y | THREADED FASTENERS INC. , TF8912 |  |  | 1.86 | 2001-12-11 10:13 | Anjanece | 25 | 0 | N | N
THREADED FASTENERS INC. | TF8912 | Y | THREADED FASTENERS INC. , TF8912 |  |  | 1.95 | 2001-12-11 10:13 | Anjanece | 25 | 0 | N | N
THREADED FASTENERS INC. | TF8912 | Y | THREADED FASTENERS INC. , TF8912 |  |  | 2.15 | 2001-12-11 10:13 | Anjanece | 25 | 0 | N | N
THREADED FASTENERS INC. | TF8912 | Y | THREADED FASTENERS INC. , TF8912 |  |  | 2.19 | 2001-12-11 10:13 | Anjanece | 25 | 0 | N | N
THREADED FASTENERS INC. | TF8912 | Y | THREADED FASTENERS INC. , TF8912 |  |  | 2.29 | 2001-12-11 10:13 | Anjanece | 25 | 0 | N | N
THREADED FASTENERS INC. | TF8912 | Y | THREADED FASTENERS INC. , TF8912 |  |  | 2.37 | 2001-12-11 10:13 | Anjanece | 25 | 0 | N | N
THREADED FASTENERS INC. | TF8912 | Y | THREADED FASTENERS INC. , TF8912 |  |  | 2.39 | 2001-12-11 10:13 | Anjanece | 25 | 0 | N | N
THREADED FASTENERS INC. | TF8912 | Y | THREADED FASTENERS INC. , TF8912 |  |  | 2.51 | 2001-12-11 10:13 | Anjanece | 25 | 0 | N | N
THREADED FASTENERS INC. | TF8912 | Y | THREADED FASTENERS INC. , TF8912 |  |  | 2.52 | 2001-12-11 10:13 | Anjanece | 25 | 0 | N | N
THREADED FASTENERS INC. | TF8912 | Y | THREADED FASTENERS INC. , TF8912 |  |  | 2.55 | 2001-12-11 10:13 | Anjanece | 25 | 0 | N | N
THREADED FASTENERS INC. | TF8912 | Y | THREADED FASTENERS INC. , TF8912 |  |  | 2.56 | 2001-12-11 10:13 | Anjanece | 25 | 0 | N | N
THREADED FASTENERS INC. | TF8912 | Y | THREADED FASTENERS INC. , TF8912 |  |  | 2.57 | 2001-12-11 10:13 | Anjanece | 25 | 0 | N | N
THREADED FASTENERS INC. | TF8912 | Y | THREADED FASTENERS INC. , TF8912 |  |  | 2.58 | 2001-12-11 10:13 | Anjanece | 25 | 0 | N | N
THREADED FASTENERS INC. | TF8912 | Y | THREADED FASTENERS INC. , TF8912 |  |  | 2.63 | 2001-12-11 10:13 | Anjanece | 25 | 0 | N | N
THREADED FASTENERS INC. | TF8912 | Y | THREADED FASTENERS INC. , TF8912 |  |  | 2.67 | 2001-12-11 10:13 | Anjanece | 25 | 0 | N | N
THREADED FASTENERS INC. | TF8912 | Y | THREADED FASTENERS INC. , TF8912 |  |  | 2.69 | 2001-12-11 10:13 | Anjanece | 25 | 0 | N | N
THREADED FASTENERS INC. | TF8912 | Y | THREADED FASTENERS INC. , TF8912 |  |  | 2.7 | 2001-12-11 10:13 | Anjanece | 25 | 0 | N | N
THREADED FASTENERS INC. | TF8912 | Y | THREADED FASTENERS INC. , TF8912 |  | Storm Stores | 0 | 2022-09-23 09:34 | Anjanece |  | 0 | N | N
THREADED FASTENERS INC. | TF8912 | Y | THREADED FASTENERS INC. , TF8912 |  |  | 2.48 | 2022-09-23 09:34 | Anjanece |  | 0 | N | N
THREADED FASTENERS INC. | TF8912 | Y | THREADED FASTENERS INC. , TF8912 |  |  | 2.91 | 2022-09-23 09:34 | Anjanece |  | 0 | N | N
ALLIED BOLT, INC. | 8244 | Y | ALLIED BOLT, INC. , 8244 | JEA OVERHEAD DISTRIBUTION | CSC Stores | 1.42 | 2001-12-11 10:13 | Anjanece | 25 | 4000 | N | N
ALLIED BOLT, INC. | 8244 | Y | ALLIED BOLT, INC. , 8244 |  |  | 1.43 | 2001-12-11 10:13 | Anjanece | 25 | 4000 | N | N
ALLIED BOLT, INC. | 8244 | Y | ALLIED BOLT, INC. , 8244 |  |  | 1.44 | 2001-12-11 10:13 | Anjanece | 25 | 4000 | N | N
ALLIED BOLT, INC. | 8244 | Y | ALLIED BOLT, INC. , 8244 |  |  | 1.45 | 2001-12-11 10:13 | Anjanece | 25 | 4000 | N | N
ALLIED BOLT, INC. | 8244 | Y | ALLIED BOLT, INC. , 8244 |  |  | 1.46 | 2001-12-11 10:13 | Anjanece | 25 | 4000 | N | N
ALLIED BOLT, INC. | 8244 | Y | ALLIED BOLT, INC. , 8244 |  |  | 1.47 | 2001-12-11 10:13 | Anjanece | 25 | 4000 | N | N
ALLIED BOLT, INC. | 8244 | Y | ALLIED BOLT, INC. , 8244 |  |  | 1.55 | 2001-12-11 10:13 | Anjanece | 25 | 4000 | N | N
ALLIED BOLT, INC. | 8244 | Y | ALLIED BOLT, INC. , 8244 |  |  | 1.57 | 2001-12-11 10:13 | Anjanece | 25 | 4000 | N | N
ALLIED BOLT, INC. | 8244 | Y | ALLIED BOLT, INC. , 8244 |  |  | 1.6 | 2001-12-11 10:13 | Anjanece | 25 | 4000 | N | N
ALLIED BOLT, INC. | 8244 | Y | ALLIED BOLT, INC. , 8244 |  |  | 1.67 | 2001-12-11 10:13 | Anjanece | 25 | 4000 | N | N
ALLIED BOLT, INC. | 8244 | Y | ALLIED BOLT, INC. , 8244 |  |  | 1.71 | 2001-12-11 10:13 | Anjanece | 25 | 4000 | N | N
ALLIED BOLT, INC. | 8244 | Y | ALLIED BOLT, INC. , 8244 |  |  | 1.72 | 2001-12-11 10:13 | Anjanece | 25 | 4000 | N | N
ALLIED BOLT, INC. | 8244 | Y | ALLIED BOLT, INC. , 8244 |  |  | 1.75 | 2001-12-11 10:13 | Anjanece | 25 | 4000 | N | N
ALLIED BOLT, INC. | 8244 | Y | ALLIED BOLT, INC. , 8244 |  |  | 1.93 | 2001-12-11 10:13 | Anjanece | 25 | 4000 | N | N
ALLIED BOLT, INC. | 8244 | Y | ALLIED BOLT, INC. , 8244 |  |  | 1.94 | 2001-12-11 10:13 | Anjanece | 25 | 4000 | N | N
ALLIED BOLT, INC. | 8244 | Y | ALLIED BOLT, INC. , 8244 |  |  | 1.95 | 2001-12-11 10:13 | Anjanece | 25 | 4000 | N | N
ALLIED BOLT, INC. | 8244 | Y | ALLIED BOLT, INC. , 8244 |  |  | 1.96 | 2001-12-11 10:13 | Anjanece | 25 | 4000 | N | N
ALLIED BOLT, INC. | 8244 | Y | ALLIED BOLT, INC. , 8244 |  |  | 1.99 | 2001-12-11 10:13 | Anjanece | 25 | 4000 | N | N
ALLIED BOLT, INC. | 8244 | Y | ALLIED BOLT, INC. , 8244 |  |  | 2.01 | 2001-12-11 10:13 | Anjanece | 25 | 4000 | N | N
ALLIED BOLT, INC. | 8244 | Y | ALLIED BOLT, INC. , 8244 |  |  | 2.06 | 2001-12-11 10:13 | Anjanece | 25 | 4000 | N | N
ALLIED BOLT, INC. | 8244 | Y | ALLIED BOLT, INC. , 8244 |  |  | 2.09 | 2001-12-11 10:13 | Anjanece | 25 | 4000 | N | N
ALLIED BOLT, INC. | 8244 | Y | ALLIED BOLT, INC. , 8244 |  |  | 2.1 | 2001-12-11 10:13 | Anjanece | 25 | 4000 | N | N
ALLIED BOLT, INC. | 8244 | Y | ALLIED BOLT, INC. , 8244 |  |  | 2.31 | 2001-12-11 10:13 | Anjanece | 25 | 4000 | N | N
ALLIED BOLT, INC. | 8244 | Y | ALLIED BOLT, INC. , 8244 |  |  | 2.45 | 2001-12-11 10:13 | Anjanece | 25 | 4000 | N | N
ALLIED BOLT, INC. | 8244 | Y | ALLIED BOLT, INC. , 8244 |  |  | 2.49 | 2001-12-11 10:13 | Anjanece | 25 | 4000 | N | N
ALLIED BOLT, INC. | 8244 | Y | ALLIED BOLT, INC. , 8244 |  |  | 2.51 | 2001-12-11 10:13 | Anjanece | 25 | 4000 | N | N
ALLIED BOLT, INC. | 8244 | Y | ALLIED BOLT, INC. , 8244 |  |  | 2.83 | 2001-12-11 10:13 | Anjanece | 25 | 4000 | N | N
ALLIED BOLT, INC. | 8244 | Y | ALLIED BOLT, INC. , 8244 |  |  | 2.84 | 2001-12-11 10:13 | Anjanece | 25 | 4000 | N | N
ALLIED BOLT, INC. | 8244 | Y | ALLIED BOLT, INC. , 8244 |  |  | 2.85 | 2001-12-11 10:13 | Anjanece | 25 | 4000 | N | N
ALLIED BOLT, INC. | 8244 | Y | ALLIED BOLT, INC. , 8244 |  |  | 2.87 | 2001-12-11 10:13 | Anjanece | 25 | 4000 | N | N
ALLIED BOLT, INC. | 8244 | Y | ALLIED BOLT, INC. , 8244 |  |  | 2.88 | 2001-12-11 10:13 | Anjanece | 25 | 4000 | N | N
ALLIED BOLT, INC. | 8244 | Y | ALLIED BOLT, INC. , 8244 |  |  | 2.89 | 2001-12-11 10:13 | Anjanece | 25 | 4000 | N | N
ALLIED BOLT, INC. | 8244 | Y | ALLIED BOLT, INC. , 8244 |  |  | 2.9 | 2001-12-11 10:13 | Anjanece | 25 | 4000 | N | N
ALLIED BOLT, INC. | 8244 | Y | ALLIED BOLT, INC. , 8244 |  |  | 2.91 | 2001-12-11 10:13 | Anjanece | 25 | 4000 | N | N
ALLIED BOLT, INC. | 8244 | Y | ALLIED BOLT, INC. , 8244 |  |  | 2.92 | 2001-12-11 10:13 | Anjanece | 25 | 4000 | N | N
ALLIED BOLT, INC. | 8244 | Y | ALLIED BOLT, INC. , 8244 |  |  | 2.93 | 2001-12-11 10:13 | Anjanece | 25 | 4000 | N | N
ALLIED BOLT, INC. | 8244 | Y | ALLIED BOLT, INC. , 8244 |  |  | 2.94 | 2001-12-11 10:13 | Anjanece | 25 | 4000 | N | N
ALLIED BOLT, INC. | 8244 | Y | ALLIED BOLT, INC. , 8244 |  |  | 2.97 | 2001-12-11 10:13 | Anjanece | 25 | 4000 | N | N
ALLIED BOLT, INC. | 8244 | Y | ALLIED BOLT, INC. , 8244 |  |  | 2.98 | 2001-12-11 10:13 | Anjanece | 25 | 4000 | N | N
ALLIED BOLT, INC. | 8244 | Y | ALLIED BOLT, INC. , 8244 |  |  | 3.06 | 2001-12-11 10:13 | Anjanece | 25 | 4000 | N | N
ALLIED BOLT, INC. | 8244 | Y | ALLIED BOLT, INC. , 8244 |  |  | 3.17 | 2001-12-11 10:13 | Anjanece | 25 | 4000 | N | N
ALLIED BOLT, INC. | 8244 | Y | ALLIED BOLT, INC. , 8244 |  |  | 3.2 | 2001-12-11 10:13 | Anjanece | 25 | 4000 | N | N
ALLIED BOLT, INC. | 8244 | Y | ALLIED BOLT, INC. , 8244 |  |  | 3.21 | 2001-12-11 10:13 | Anjanece | 25 | 4000 | N | N
ALLIED BOLT, INC. | 8244 | Y | ALLIED BOLT, INC. , 8244 |  |  | 3.33 | 2001-12-11 10:13 | Anjanece | 25 | 4000 | N | N
ALLIED BOLT, INC. | 8244 | Y | ALLIED BOLT, INC. , 8244 |  |  | 3.4 | 2001-12-11 10:13 | Anjanece | 25 | 4000 | N | N
ALLIED BOLT, INC. | 8244 | Y | ALLIED BOLT, INC. , 8244 |  |  | 3.42 | 2001-12-11 10:13 | Anjanece | 25 | 4000 | N | N
ALLIED BOLT, INC. | 8244 | Y | ALLIED BOLT, INC. , 8244 |  |  | 3.46 | 2001-12-11 10:13 | Anjanece | 25 | 4000 | N | N
ALLIED BOLT, INC. | 8244 | Y | ALLIED BOLT, INC. , 8244 |  |  | 3.48 | 2001-12-11 10:13 | Anjanece | 25 | 4000 | N | N
ALLIED BOLT, INC. | 8244 | Y | ALLIED BOLT, INC. , 8244 |  |  | 3.5 | 2001-12-11 10:13 | Anjanece | 25 | 4000 | N | N
ALLIED BOLT, INC. | 8244 | Y | ALLIED BOLT, INC. , 8244 |  | Storm Stores | 0 | 2018-04-16 10:08 | Anjanece |  | 4000 | N | N
ALLIED BOLT, INC. | 8244 | Y | ALLIED BOLT, INC. , 8244 |  |  | 1.79 | 2018-04-16 10:08 | Anjanece |  | 4000 | N | N
ALLIED BOLT, INC. | 8244 | Y | ALLIED BOLT, INC. , 8244 |  |  | 1.93 | 2018-04-16 10:08 | Anjanece |  | 4000 | N | N
ALLIED BOLT, INC. | 8244 | Y | ALLIED BOLT, INC. , 8244 |  |  | 2.36 | 2018-04-16 10:08 | Anjanece |  | 4000 | N | N
ALLIED BOLT, INC. | 8244 | Y | ALLIED BOLT, INC. , 8244 |  |  | 2.45 | 2018-04-16 10:08 | Anjanece |  | 4000 | N | N
ALLIED BOLT, INC. | 8244 | Y | ALLIED BOLT, INC. , 8244 |  |  | 2.47 | 2018-04-16 10:08 | Anjanece |  | 4000 | N | N
ALLIED BOLT, INC. | 8244 | Y | ALLIED BOLT, INC. , 8244 |  |  | 2.93 | 2018-04-16 10:08 | Anjanece |  | 4000 | N | N
ALLIED BOLT, INC. | 8244 | Y | ALLIED BOLT, INC. , 8244 |  |  | 3.12 | 2018-04-16 10:08 | Anjanece |  | 4000 | N | N
ALUMA FORM | AF8914 | Y | ALUMA FORM , AF8914 | JEA OVERHEAD DISTRIBUTION | CSC Stores | 1.42 | 2001-12-11 10:13 | Anjanece | 25 | 4000 | N | N
ALUMA FORM | AF8914 | Y | ALUMA FORM , AF8914 |  |  | 1.43 | 2001-12-11 10:13 | Anjanece | 25 | 4000 | N | N
ALUMA FORM | AF8914 | Y | ALUMA FORM , AF8914 |  |  | 1.44 | 2001-12-11 10:13 | Anjanece | 25 | 4000 | N | N
ALUMA FORM | AF8914 | Y | ALUMA FORM , AF8914 |  |  | 1.45 | 2001-12-11 10:13 | Anjanece | 25 | 4000 | N | N
ALUMA FORM | AF8914 | Y | ALUMA FORM , AF8914 |  |  | 1.46 | 2001-12-11 10:13 | Anjanece | 25 | 4000 | N | N
ALUMA FORM | AF8914 | Y | ALUMA FORM , AF8914 |  |  | 1.47 | 2001-12-11 10:13 | Anjanece | 25 | 4000 | N | N
ALUMA FORM | AF8914 | Y | ALUMA FORM , AF8914 |  |  | 1.55 | 2001-12-11 10:13 | Anjanece | 25 | 4000 | N | N
ALUMA FORM | AF8914 | Y | ALUMA FORM , AF8914 |  |  | 1.57 | 2001-12-11 10:13 | Anjanece | 25 | 4000 | N | N
ALUMA FORM | AF8914 | Y | ALUMA FORM , AF8914 |  |  | 1.6 | 2001-12-11 10:13 | Anjanece | 25 | 4000 | N | N
ALUMA FORM | AF8914 | Y | ALUMA FORM , AF8914 |  |  | 1.67 | 2001-12-11 10:13 | Anjanece | 25 | 4000 | N | N
ALUMA FORM | AF8914 | Y | ALUMA FORM , AF8914 |  |  | 1.71 | 2001-12-11 10:13 | Anjanece | 25 | 4000 | N | N
ALUMA FORM | AF8914 | Y | ALUMA FORM , AF8914 |  |  | 1.72 | 2001-12-11 10:13 | Anjanece | 25 | 4000 | N | N
ALUMA FORM | AF8914 | Y | ALUMA FORM , AF8914 |  |  | 1.75 | 2001-12-11 10:13 | Anjanece | 25 | 4000 | N | N
ALUMA FORM | AF8914 | Y | ALUMA FORM , AF8914 |  |  | 1.93 | 2001-12-11 10:13 | Anjanece | 25 | 4000 | N | N
ALUMA FORM | AF8914 | Y | ALUMA FORM , AF8914 |  |  | 1.94 | 2001-12-11 10:13 | Anjanece | 25 | 4000 | N | N
ALUMA FORM | AF8914 | Y | ALUMA FORM , AF8914 |  |  | 1.95 | 2001-12-11 10:13 | Anjanece | 25 | 4000 | N | N
ALUMA FORM | AF8914 | Y | ALUMA FORM , AF8914 |  |  | 1.96 | 2001-12-11 10:13 | Anjanece | 25 | 4000 | N | N
ALUMA FORM | AF8914 | Y | ALUMA FORM , AF8914 |  |  | 1.99 | 2001-12-11 10:13 | Anjanece | 25 | 4000 | N | N
ALUMA FORM | AF8914 | Y | ALUMA FORM , AF8914 |  |  | 2.01 | 2001-12-11 10:13 | Anjanece | 25 | 4000 | N | N
ALUMA FORM | AF8914 | Y | ALUMA FORM , AF8914 |  |  | 2.06 | 2001-12-11 10:13 | Anjanece | 25 | 4000 | N | N
ALUMA FORM | AF8914 | Y | ALUMA FORM , AF8914 |  |  | 2.09 | 2001-12-11 10:13 | Anjanece | 25 | 4000 | N | N
ALUMA FORM | AF8914 | Y | ALUMA FORM , AF8914 |  |  | 2.1 | 2001-12-11 10:13 | Anjanece | 25 | 4000 | N | N
ALUMA FORM | AF8914 | Y | ALUMA FORM , AF8914 |  |  | 2.31 | 2001-12-11 10:13 | Anjanece | 25 | 4000 | N | N
ALUMA FORM | AF8914 | Y | ALUMA FORM , AF8914 |  |  | 2.45 | 2001-12-11 10:13 | Anjanece | 25 | 4000 | N | N
ALUMA FORM | AF8914 | Y | ALUMA FORM , AF8914 |  |  | 2.49 | 2001-12-11 10:13 | Anjanece | 25 | 4000 | N | N
ALUMA FORM | AF8914 | Y | ALUMA FORM , AF8914 |  |  | 2.51 | 2001-12-11 10:13 | Anjanece | 25 | 4000 | N | N
ALUMA FORM | AF8914 | Y | ALUMA FORM , AF8914 |  |  | 2.83 | 2001-12-11 10:13 | Anjanece | 25 | 4000 | N | N
ALUMA FORM | AF8914 | Y | ALUMA FORM , AF8914 |  |  | 2.84 | 2001-12-11 10:13 | Anjanece | 25 | 4000 | N | N
ALUMA FORM | AF8914 | Y | ALUMA FORM , AF8914 |  |  | 2.85 | 2001-12-11 10:13 | Anjanece | 25 | 4000 | N | N
ALUMA FORM | AF8914 | Y | ALUMA FORM , AF8914 |  |  | 2.87 | 2001-12-11 10:13 | Anjanece | 25 | 4000 | N | N
ALUMA FORM | AF8914 | Y | ALUMA FORM , AF8914 |  |  | 2.88 | 2001-12-11 10:13 | Anjanece | 25 | 4000 | N | N
ALUMA FORM | AF8914 | Y | ALUMA FORM , AF8914 |  |  | 2.89 | 2001-12-11 10:13 | Anjanece | 25 | 4000 | N | N
ALUMA FORM | AF8914 | Y | ALUMA FORM , AF8914 |  |  | 2.9 | 2001-12-11 10:13 | Anjanece | 25 | 4000 | N | N
ALUMA FORM | AF8914 | Y | ALUMA FORM , AF8914 |  |  | 2.91 | 2001-12-11 10:13 | Anjanece | 25 | 4000 | N | N
ALUMA FORM | AF8914 | Y | ALUMA FORM , AF8914 |  |  | 2.92 | 2001-12-11 10:13 | Anjanece | 25 | 4000 | N | N
ALUMA FORM | AF8914 | Y | ALUMA FORM , AF8914 |  |  | 2.93 | 2001-12-11 10:13 | Anjanece | 25 | 4000 | N | N
ALUMA FORM | AF8914 | Y | ALUMA FORM , AF8914 |  |  | 2.94 | 2001-12-11 10:13 | Anjanece | 25 | 4000 | N | N
ALUMA FORM | AF8914 | Y | ALUMA FORM , AF8914 |  |  | 2.97 | 2001-12-11 10:13 | Anjanece | 25 | 4000 | N | N
ALUMA FORM | AF8914 | Y | ALUMA FORM , AF8914 |  |  | 2.98 | 2001-12-11 10:13 | Anjanece | 25 | 4000 | N | N
ALUMA FORM | AF8914 | Y | ALUMA FORM , AF8914 |  |  | 3.06 | 2001-12-11 10:13 | Anjanece | 25 | 4000 | N | N
ALUMA FORM | AF8914 | Y | ALUMA FORM , AF8914 |  |  | 3.17 | 2001-12-11 10:13 | Anjanece | 25 | 4000 | N | N
ALUMA FORM | AF8914 | Y | ALUMA FORM , AF8914 |  |  | 3.2 | 2001-12-11 10:13 | Anjanece | 25 | 4000 | N | N
ALUMA FORM | AF8914 | Y | ALUMA FORM , AF8914 |  |  | 3.21 | 2001-12-11 10:13 | Anjanece | 25 | 4000 | N | N
ALUMA FORM | AF8914 | Y | ALUMA FORM , AF8914 |  |  | 3.33 | 2001-12-11 10:13 | Anjanece | 25 | 4000 | N | N
ALUMA FORM | AF8914 | Y | ALUMA FORM , AF8914 |  |  | 3.4 | 2001-12-11 10:13 | Anjanece | 25 | 4000 | N | N
ALUMA FORM | AF8914 | Y | ALUMA FORM , AF8914 |  |  | 3.42 | 2001-12-11 10:13 | Anjanece | 25 | 4000 | N | N
ALUMA FORM | AF8914 | Y | ALUMA FORM , AF8914 |  |  | 3.46 | 2001-12-11 10:13 | Anjanece | 25 | 4000 | N | N
ALUMA FORM | AF8914 | Y | ALUMA FORM , AF8914 |  |  | 3.48 | 2001-12-11 10:13 | Anjanece | 25 | 4000 | N | N
ALUMA FORM | AF8914 | Y | ALUMA FORM , AF8914 |  |  | 3.5 | 2001-12-11 10:13 | Anjanece | 25 | 4000 | N | N
ALUMA FORM | AF8914 | Y | ALUMA FORM , AF8914 |  | Storm Stores | 0 | 2018-04-16 10:08 | Anjanece |  | 4000 | N | N
ALUMA FORM | AF8914 | Y | ALUMA FORM , AF8914 |  |  | 1.79 | 2018-04-16 10:08 | Anjanece |  | 4000 | N | N
ALUMA FORM | AF8914 | Y | ALUMA FORM , AF8914 |  |  | 1.93 | 2018-04-16 10:08 | Anjanece |  | 4000 | N | N
ALUMA FORM | AF8914 | Y | ALUMA FORM , AF8914 |  |  | 2.36 | 2018-04-16 10:08 | Anjanece |  | 4000 | N | N
ALUMA FORM | AF8914 | Y | ALUMA FORM , AF8914 |  |  | 2.45 | 2018-04-16 10:08 | Anjanece |  | 4000 | N | N
ALUMA FORM | AF8914 | Y | ALUMA FORM , AF8914 |  |  | 2.47 | 2018-04-16 10:08 | Anjanece |  | 4000 | N | N
ALUMA FORM | AF8914 | Y | ALUMA FORM , AF8914 |  |  | 2.93 | 2018-04-16 10:08 | Anjanece |  | 4000 | N | N
ALUMA FORM | AF8914 | Y | ALUMA FORM , AF8914 |  |  | 3.12 | 2018-04-16 10:08 | Anjanece |  | 4000 | N | N
CHANCE | 8914 | Y | CHANCE , 8914 | JEA OVERHEAD DISTRIBUTION | CSC Stores | 1.42 | 2001-12-11 10:13 | Anjanece | 25 | 4000 | N | N
CHANCE | 8914 | Y | CHANCE , 8914 |  |  | 1.43 | 2001-12-11 10:13 | Anjanece | 25 | 4000 | N | N
CHANCE | 8914 | Y | CHANCE , 8914 |  |  | 1.44 | 2001-12-11 10:13 | Anjanece | 25 | 4000 | N | N
CHANCE | 8914 | Y | CHANCE , 8914 |  |  | 1.45 | 2001-12-11 10:13 | Anjanece | 25 | 4000 | N | N
CHANCE | 8914 | Y | CHANCE , 8914 |  |  | 1.46 | 2001-12-11 10:13 | Anjanece | 25 | 4000 | N | N
CHANCE | 8914 | Y | CHANCE , 8914 |  |  | 1.47 | 2001-12-11 10:13 | Anjanece | 25 | 4000 | N | N
CHANCE | 8914 | Y | CHANCE , 8914 |  |  | 1.55 | 2001-12-11 10:13 | Anjanece | 25 | 4000 | N | N
CHANCE | 8914 | Y | CHANCE , 8914 |  |  | 1.57 | 2001-12-11 10:13 | Anjanece | 25 | 4000 | N | N
CHANCE | 8914 | Y | CHANCE , 8914 |  |  | 1.6 | 2001-12-11 10:13 | Anjanece | 25 | 4000 | N | N
CHANCE | 8914 | Y | CHANCE , 8914 |  |  | 1.67 | 2001-12-11 10:13 | Anjanece | 25 | 4000 | N | N
CHANCE | 8914 | Y | CHANCE , 8914 |  |  | 1.71 | 2001-12-11 10:13 | Anjanece | 25 | 4000 | N | N
CHANCE | 8914 | Y | CHANCE , 8914 |  |  | 1.72 | 2001-12-11 10:13 | Anjanece | 25 | 4000 | N | N
CHANCE | 8914 | Y | CHANCE , 8914 |  |  | 1.75 | 2001-12-11 10:13 | Anjanece | 25 | 4000 | N | N
CHANCE | 8914 | Y | CHANCE , 8914 |  |  | 1.93 | 2001-12-11 10:13 | Anjanece | 25 | 4000 | N | N
CHANCE | 8914 | Y | CHANCE , 8914 |  |  | 1.94 | 2001-12-11 10:13 | Anjanece | 25 | 4000 | N | N
CHANCE | 8914 | Y | CHANCE , 8914 |  |  | 1.95 | 2001-12-11 10:13 | Anjanece | 25 | 4000 | N | N
CHANCE | 8914 | Y | CHANCE , 8914 |  |  | 1.96 | 2001-12-11 10:13 | Anjanece | 25 | 4000 | N | N
CHANCE | 8914 | Y | CHANCE , 8914 |  |  | 1.99 | 2001-12-11 10:13 | Anjanece | 25 | 4000 | N | N
CHANCE | 8914 | Y | CHANCE , 8914 |  |  | 2.01 | 2001-12-11 10:13 | Anjanece | 25 | 4000 | N | N
CHANCE | 8914 | Y | CHANCE , 8914 |  |  | 2.06 | 2001-12-11 10:13 | Anjanece | 25 | 4000 | N | N
CHANCE | 8914 | Y | CHANCE , 8914 |  |  | 2.09 | 2001-12-11 10:13 | Anjanece | 25 | 4000 | N | N
CHANCE | 8914 | Y | CHANCE , 8914 |  |  | 2.1 | 2001-12-11 10:13 | Anjanece | 25 | 4000 | N | N
CHANCE | 8914 | Y | CHANCE , 8914 |  |  | 2.31 | 2001-12-11 10:13 | Anjanece | 25 | 4000 | N | N
CHANCE | 8914 | Y | CHANCE , 8914 |  |  | 2.45 | 2001-12-11 10:13 | Anjanece | 25 | 4000 | N | N
CHANCE | 8914 | Y | CHANCE , 8914 |  |  | 2.49 | 2001-12-11 10:13 | Anjanece | 25 | 4000 | N | N
CHANCE | 8914 | Y | CHANCE , 8914 |  |  | 2.51 | 2001-12-11 10:13 | Anjanece | 25 | 4000 | N | N
CHANCE | 8914 | Y | CHANCE , 8914 |  |  | 2.83 | 2001-12-11 10:13 | Anjanece | 25 | 4000 | N | N
CHANCE | 8914 | Y | CHANCE , 8914 |  |  | 2.84 | 2001-12-11 10:13 | Anjanece | 25 | 4000 | N | N
CHANCE | 8914 | Y | CHANCE , 8914 |  |  | 2.85 | 2001-12-11 10:13 | Anjanece | 25 | 4000 | N | N
CHANCE | 8914 | Y | CHANCE , 8914 |  |  | 2.87 | 2001-12-11 10:13 | Anjanece | 25 | 4000 | N | N
CHANCE | 8914 | Y | CHANCE , 8914 |  |  | 2.88 | 2001-12-11 10:13 | Anjanece | 25 | 4000 | N | N
CHANCE | 8914 | Y | CHANCE , 8914 |  |  | 2.89 | 2001-12-11 10:13 | Anjanece | 25 | 4000 | N | N
CHANCE | 8914 | Y | CHANCE , 8914 |  |  | 2.9 | 2001-12-11 10:13 | Anjanece | 25 | 4000 | N | N
CHANCE | 8914 | Y | CHANCE , 8914 |  |  | 2.91 | 2001-12-11 10:13 | Anjanece | 25 | 4000 | N | N
CHANCE | 8914 | Y | CHANCE , 8914 |  |  | 2.92 | 2001-12-11 10:13 | Anjanece | 25 | 4000 | N | N
CHANCE | 8914 | Y | CHANCE , 8914 |  |  | 2.93 | 2001-12-11 10:13 | Anjanece | 25 | 4000 | N | N
CHANCE | 8914 | Y | CHANCE , 8914 |  |  | 2.94 | 2001-12-11 10:13 | Anjanece | 25 | 4000 | N | N
CHANCE | 8914 | Y | CHANCE , 8914 |  |  | 2.97 | 2001-12-11 10:13 | Anjanece | 25 | 4000 | N | N
CHANCE | 8914 | Y | CHANCE , 8914 |  |  | 2.98 | 2001-12-11 10:13 | Anjanece | 25 | 4000 | N | N
CHANCE | 8914 | Y | CHANCE , 8914 |  |  | 3.06 | 2001-12-11 10:13 | Anjanece | 25 | 4000 | N | N
CHANCE | 8914 | Y | CHANCE , 8914 |  |  | 3.17 | 2001-12-11 10:13 | Anjanece | 25 | 4000 | N | N
CHANCE | 8914 | Y | CHANCE , 8914 |  |  | 3.2 | 2001-12-11 10:13 | Anjanece | 25 | 4000 | N | N
CHANCE | 8914 | Y | CHANCE , 8914 |  |  | 3.21 | 2001-12-11 10:13 | Anjanece | 25 | 4000 | N | N
CHANCE | 8914 | Y | CHANCE , 8914 |  |  | 3.33 | 2001-12-11 10:13 | Anjanece | 25 | 4000 | N | N
CHANCE | 8914 | Y | CHANCE , 8914 |  |  | 3.4 | 2001-12-11 10:13 | Anjanece | 25 | 4000 | N | N
CHANCE | 8914 | Y | CHANCE , 8914 |  |  | 3.42 | 2001-12-11 10:13 | Anjanece | 25 | 4000 | N | N
CHANCE | 8914 | Y | CHANCE , 8914 |  |  | 3.46 | 2001-12-11 10:13 | Anjanece | 25 | 4000 | N | N
CHANCE | 8914 | Y | CHANCE , 8914 |  |  | 3.48 | 2001-12-11 10:13 | Anjanece | 25 | 4000 | N | N
CHANCE | 8914 | Y | CHANCE , 8914 |  |  | 3.5 | 2001-12-11 10:13 | Anjanece | 25 | 4000 | N | N
CHANCE | 8914 | Y | CHANCE , 8914 |  | Storm Stores | 0 | 2018-04-16 10:08 | Anjanece |  | 4000 | N | N
CHANCE | 8914 | Y | CHANCE , 8914 |  |  | 1.79 | 2018-04-16 10:08 | Anjanece |  | 4000 | N | N
CHANCE | 8914 | Y | CHANCE , 8914 |  |  | 1.93 | 2018-04-16 10:08 | Anjanece |  | 4000 | N | N
CHANCE | 8914 | Y | CHANCE , 8914 |  |  | 2.36 | 2018-04-16 10:08 | Anjanece |  | 4000 | N | N
CHANCE | 8914 | Y | CHANCE , 8914 |  |  | 2.45 | 2018-04-16 10:08 | Anjanece |  | 4000 | N | N
CHANCE | 8914 | Y | CHANCE , 8914 |  |  | 2.47 | 2018-04-16 10:08 | Anjanece |  | 4000 | N | N
CHANCE | 8914 | Y | CHANCE , 8914 |  |  | 2.93 | 2018-04-16 10:08 | Anjanece |  | 4000 | N | N
CHANCE | 8914 | Y | CHANCE , 8914 |  |  | 3.12 | 2018-04-16 10:08 | Anjanece |  | 4000 | N | N
DIXIE ELECTRIC | D8914 | Y | DIXIE ELECTRIC , D8914 | JEA OVERHEAD DISTRIBUTION | CSC Stores | 1.42 | 2001-12-11 10:13 | Anjanece | 25 | 4000 | N | N
DIXIE ELECTRIC | D8914 | Y | DIXIE ELECTRIC , D8914 |  |  | 1.43 | 2001-12-11 10:13 | Anjanece | 25 | 4000 | N | N
DIXIE ELECTRIC | D8914 | Y | DIXIE ELECTRIC , D8914 |  |  | 1.44 | 2001-12-11 10:13 | Anjanece | 25 | 4000 | N | N
DIXIE ELECTRIC | D8914 | Y | DIXIE ELECTRIC , D8914 |  |  | 1.45 | 2001-12-11 10:13 | Anjanece | 25 | 4000 | N | N
DIXIE ELECTRIC | D8914 | Y | DIXIE ELECTRIC , D8914 |  |  | 1.46 | 2001-12-11 10:13 | Anjanece | 25 | 4000 | N | N
DIXIE ELECTRIC | D8914 | Y | DIXIE ELECTRIC , D8914 |  |  | 1.47 | 2001-12-11 10:13 | Anjanece | 25 | 4000 | N | N
DIXIE ELECTRIC | D8914 | Y | DIXIE ELECTRIC , D8914 |  |  | 1.55 | 2001-12-11 10:13 | Anjanece | 25 | 4000 | N | N
DIXIE ELECTRIC | D8914 | Y | DIXIE ELECTRIC , D8914 |  |  | 1.57 | 2001-12-11 10:13 | Anjanece | 25 | 4000 | N | N
DIXIE ELECTRIC | D8914 | Y | DIXIE ELECTRIC , D8914 |  |  | 1.6 | 2001-12-11 10:13 | Anjanece | 25 | 4000 | N | N
DIXIE ELECTRIC | D8914 | Y | DIXIE ELECTRIC , D8914 |  |  | 1.67 | 2001-12-11 10:13 | Anjanece | 25 | 4000 | N | N
DIXIE ELECTRIC | D8914 | Y | DIXIE ELECTRIC , D8914 |  |  | 1.71 | 2001-12-11 10:13 | Anjanece | 25 | 4000 | N | N
DIXIE ELECTRIC | D8914 | Y | DIXIE ELECTRIC , D8914 |  |  | 1.72 | 2001-12-11 10:13 | Anjanece | 25 | 4000 | N | N
DIXIE ELECTRIC | D8914 | Y | DIXIE ELECTRIC , D8914 |  |  | 1.75 | 2001-12-11 10:13 | Anjanece | 25 | 4000 | N | N
DIXIE ELECTRIC | D8914 | Y | DIXIE ELECTRIC , D8914 |  |  | 1.93 | 2001-12-11 10:13 | Anjanece | 25 | 4000 | N | N
DIXIE ELECTRIC | D8914 | Y | DIXIE ELECTRIC , D8914 |  |  | 1.94 | 2001-12-11 10:13 | Anjanece | 25 | 4000 | N | N
DIXIE ELECTRIC | D8914 | Y | DIXIE ELECTRIC , D8914 |  |  | 1.95 | 2001-12-11 10:13 | Anjanece | 25 | 4000 | N | N
DIXIE ELECTRIC | D8914 | Y | DIXIE ELECTRIC , D8914 |  |  | 1.96 | 2001-12-11 10:13 | Anjanece | 25 | 4000 | N | N
DIXIE ELECTRIC | D8914 | Y | DIXIE ELECTRIC , D8914 |  |  | 1.99 | 2001-12-11 10:13 | Anjanece | 25 | 4000 | N | N
DIXIE ELECTRIC | D8914 | Y | DIXIE ELECTRIC , D8914 |  |  | 2.01 | 2001-12-11 10:13 | Anjanece | 25 | 4000 | N | N
DIXIE ELECTRIC | D8914 | Y | DIXIE ELECTRIC , D8914 |  |  | 2.06 | 2001-12-11 10:13 | Anjanece | 25 | 4000 | N | N
DIXIE ELECTRIC | D8914 | Y | DIXIE ELECTRIC , D8914 |  |  | 2.09 | 2001-12-11 10:13 | Anjanece | 25 | 4000 | N | N
DIXIE ELECTRIC | D8914 | Y | DIXIE ELECTRIC , D8914 |  |  | 2.1 | 2001-12-11 10:13 | Anjanece | 25 | 4000 | N | N
DIXIE ELECTRIC | D8914 | Y | DIXIE ELECTRIC , D8914 |  |  | 2.31 | 2001-12-11 10:13 | Anjanece | 25 | 4000 | N | N
DIXIE ELECTRIC | D8914 | Y | DIXIE ELECTRIC , D8914 |  |  | 2.45 | 2001-12-11 10:13 | Anjanece | 25 | 4000 | N | N
DIXIE ELECTRIC | D8914 | Y | DIXIE ELECTRIC , D8914 |  |  | 2.49 | 2001-12-11 10:13 | Anjanece | 25 | 4000 | N | N
DIXIE ELECTRIC | D8914 | Y | DIXIE ELECTRIC , D8914 |  |  | 2.51 | 2001-12-11 10:13 | Anjanece | 25 | 4000 | N | N
DIXIE ELECTRIC | D8914 | Y | DIXIE ELECTRIC , D8914 |  |  | 2.83 | 2001-12-11 10:13 | Anjanece | 25 | 4000 | N | N
DIXIE ELECTRIC | D8914 | Y | DIXIE ELECTRIC , D8914 |  |  | 2.84 | 2001-12-11 10:13 | Anjanece | 25 | 4000 | N | N
DIXIE ELECTRIC | D8914 | Y | DIXIE ELECTRIC , D8914 |  |  | 2.85 | 2001-12-11 10:13 | Anjanece | 25 | 4000 | N | N
DIXIE ELECTRIC | D8914 | Y | DIXIE ELECTRIC , D8914 |  |  | 2.87 | 2001-12-11 10:13 | Anjanece | 25 | 4000 | N | N
DIXIE ELECTRIC | D8914 | Y | DIXIE ELECTRIC , D8914 |  |  | 2.88 | 2001-12-11 10:13 | Anjanece | 25 | 4000 | N | N
DIXIE ELECTRIC | D8914 | Y | DIXIE ELECTRIC , D8914 |  |  | 2.89 | 2001-12-11 10:13 | Anjanece | 25 | 4000 | N | N
DIXIE ELECTRIC | D8914 | Y | DIXIE ELECTRIC , D8914 |  |  | 2.9 | 2001-12-11 10:13 | Anjanece | 25 | 4000 | N | N
DIXIE ELECTRIC | D8914 | Y | DIXIE ELECTRIC , D8914 |  |  | 2.91 | 2001-12-11 10:13 | Anjanece | 25 | 4000 | N | N
DIXIE ELECTRIC | D8914 | Y | DIXIE ELECTRIC , D8914 |  |  | 2.92 | 2001-12-11 10:13 | Anjanece | 25 | 4000 | N | N
DIXIE ELECTRIC | D8914 | Y | DIXIE ELECTRIC , D8914 |  |  | 2.93 | 2001-12-11 10:13 | Anjanece | 25 | 4000 | N | N
DIXIE ELECTRIC | D8914 | Y | DIXIE ELECTRIC , D8914 |  |  | 2.94 | 2001-12-11 10:13 | Anjanece | 25 | 4000 | N | N
DIXIE ELECTRIC | D8914 | Y | DIXIE ELECTRIC , D8914 |  |  | 2.97 | 2001-12-11 10:13 | Anjanece | 25 | 4000 | N | N
DIXIE ELECTRIC | D8914 | Y | DIXIE ELECTRIC , D8914 |  |  | 2.98 | 2001-12-11 10:13 | Anjanece | 25 | 4000 | N | N
DIXIE ELECTRIC | D8914 | Y | DIXIE ELECTRIC , D8914 |  |  | 3.06 | 2001-12-11 10:13 | Anjanece | 25 | 4000 | N | N
DIXIE ELECTRIC | D8914 | Y | DIXIE ELECTRIC , D8914 |  |  | 3.17 | 2001-12-11 10:13 | Anjanece | 25 | 4000 | N | N
DIXIE ELECTRIC | D8914 | Y | DIXIE ELECTRIC , D8914 |  |  | 3.2 | 2001-12-11 10:13 | Anjanece | 25 | 4000 | N | N
DIXIE ELECTRIC | D8914 | Y | DIXIE ELECTRIC , D8914 |  |  | 3.21 | 2001-12-11 10:13 | Anjanece | 25 | 4000 | N | N
DIXIE ELECTRIC | D8914 | Y | DIXIE ELECTRIC , D8914 |  |  | 3.33 | 2001-12-11 10:13 | Anjanece | 25 | 4000 | N | N
DIXIE ELECTRIC | D8914 | Y | DIXIE ELECTRIC , D8914 |  |  | 3.4 | 2001-12-11 10:13 | Anjanece | 25 | 4000 | N | N
DIXIE ELECTRIC | D8914 | Y | DIXIE ELECTRIC , D8914 |  |  | 3.42 | 2001-12-11 10:13 | Anjanece | 25 | 4000 | N | N
DIXIE ELECTRIC | D8914 | Y | DIXIE ELECTRIC , D8914 |  |  | 3.46 | 2001-12-11 10:13 | Anjanece | 25 | 4000 | N | N
DIXIE ELECTRIC | D8914 | Y | DIXIE ELECTRIC , D8914 |  |  | 3.48 | 2001-12-11 10:13 | Anjanece | 25 | 4000 | N | N
DIXIE ELECTRIC | D8914 | Y | DIXIE ELECTRIC , D8914 |  |  | 3.5 | 2001-12-11 10:13 | Anjanece | 25 | 4000 | N | N
DIXIE ELECTRIC | D8914 | Y | DIXIE ELECTRIC , D8914 |  | Storm Stores | 0 | 2018-04-16 10:08 | Anjanece |  | 4000 | N | N
DIXIE ELECTRIC | D8914 | Y | DIXIE ELECTRIC , D8914 |  |  | 1.79 | 2018-04-16 10:08 | Anjanece |  | 4000 | N | N
DIXIE ELECTRIC | D8914 | Y | DIXIE ELECTRIC , D8914 |  |  | 1.93 | 2018-04-16 10:08 | Anjanece |  | 4000 | N | N
DIXIE ELECTRIC | D8914 | Y | DIXIE ELECTRIC , D8914 |  |  | 2.36 | 2018-04-16 10:08 | Anjanece |  | 4000 | N | N
DIXIE ELECTRIC | D8914 | Y | DIXIE ELECTRIC , D8914 |  |  | 2.45 | 2018-04-16 10:08 | Anjanece |  | 4000 | N | N
DIXIE ELECTRIC | D8914 | Y | DIXIE ELECTRIC , D8914 |  |  | 2.47 | 2018-04-16 10:08 | Anjanece |  | 4000 | N | N
DIXIE ELECTRIC | D8914 | Y | DIXIE ELECTRIC , D8914 |  |  | 2.93 | 2018-04-16 10:08 | Anjanece |  | 4000 | N | N
DIXIE ELECTRIC | D8914 | Y | DIXIE ELECTRIC , D8914 |  |  | 3.12 | 2018-04-16 10:08 | Anjanece |  | 4000 | N | N
FLORIDA WIRE AND CABLE | FW8914 | Y | FLORIDA WIRE AND CABLE , FW8914 | JEA OVERHEAD DISTRIBUTION | CSC Stores | 1.42 | 2001-12-11 10:13 | Anjanece | 25 | 4000 | N | N
FLORIDA WIRE AND CABLE | FW8914 | Y | FLORIDA WIRE AND CABLE , FW8914 |  |  | 1.43 | 2001-12-11 10:13 | Anjanece | 25 | 4000 | N | N
FLORIDA WIRE AND CABLE | FW8914 | Y | FLORIDA WIRE AND CABLE , FW8914 |  |  | 1.44 | 2001-12-11 10:13 | Anjanece | 25 | 4000 | N | N
FLORIDA WIRE AND CABLE | FW8914 | Y | FLORIDA WIRE AND CABLE , FW8914 |  |  | 1.45 | 2001-12-11 10:13 | Anjanece | 25 | 4000 | N | N
FLORIDA WIRE AND CABLE | FW8914 | Y | FLORIDA WIRE AND CABLE , FW8914 |  |  | 1.46 | 2001-12-11 10:13 | Anjanece | 25 | 4000 | N | N
FLORIDA WIRE AND CABLE | FW8914 | Y | FLORIDA WIRE AND CABLE , FW8914 |  |  | 1.47 | 2001-12-11 10:13 | Anjanece | 25 | 4000 | N | N
FLORIDA WIRE AND CABLE | FW8914 | Y | FLORIDA WIRE AND CABLE , FW8914 |  |  | 1.55 | 2001-12-11 10:13 | Anjanece | 25 | 4000 | N | N
FLORIDA WIRE AND CABLE | FW8914 | Y | FLORIDA WIRE AND CABLE , FW8914 |  |  | 1.57 | 2001-12-11 10:13 | Anjanece | 25 | 4000 | N | N
FLORIDA WIRE AND CABLE | FW8914 | Y | FLORIDA WIRE AND CABLE , FW8914 |  |  | 1.6 | 2001-12-11 10:13 | Anjanece | 25 | 4000 | N | N
FLORIDA WIRE AND CABLE | FW8914 | Y | FLORIDA WIRE AND CABLE , FW8914 |  |  | 1.67 | 2001-12-11 10:13 | Anjanece | 25 | 4000 | N | N
FLORIDA WIRE AND CABLE | FW8914 | Y | FLORIDA WIRE AND CABLE , FW8914 |  |  | 1.71 | 2001-12-11 10:13 | Anjanece | 25 | 4000 | N | N
FLORIDA WIRE AND CABLE | FW8914 | Y | FLORIDA WIRE AND CABLE , FW8914 |  |  | 1.72 | 2001-12-11 10:13 | Anjanece | 25 | 4000 | N | N
FLORIDA WIRE AND CABLE | FW8914 | Y | FLORIDA WIRE AND CABLE , FW8914 |  |  | 1.75 | 2001-12-11 10:13 | Anjanece | 25 | 4000 | N | N
FLORIDA WIRE AND CABLE | FW8914 | Y | FLORIDA WIRE AND CABLE , FW8914 |  |  | 1.93 | 2001-12-11 10:13 | Anjanece | 25 | 4000 | N | N
FLORIDA WIRE AND CABLE | FW8914 | Y | FLORIDA WIRE AND CABLE , FW8914 |  |  | 1.94 | 2001-12-11 10:13 | Anjanece | 25 | 4000 | N | N
FLORIDA WIRE AND CABLE | FW8914 | Y | FLORIDA WIRE AND CABLE , FW8914 |  |  | 1.95 | 2001-12-11 10:13 | Anjanece | 25 | 4000 | N | N
FLORIDA WIRE AND CABLE | FW8914 | Y | FLORIDA WIRE AND CABLE , FW8914 |  |  | 1.96 | 2001-12-11 10:13 | Anjanece | 25 | 4000 | N | N
FLORIDA WIRE AND CABLE | FW8914 | Y | FLORIDA WIRE AND CABLE , FW8914 |  |  | 1.99 | 2001-12-11 10:13 | Anjanece | 25 | 4000 | N | N
FLORIDA WIRE AND CABLE | FW8914 | Y | FLORIDA WIRE AND CABLE , FW8914 |  |  | 2.01 | 2001-12-11 10:13 | Anjanece | 25 | 4000 | N | N
FLORIDA WIRE AND CABLE | FW8914 | Y | FLORIDA WIRE AND CABLE , FW8914 |  |  | 2.06 | 2001-12-11 10:13 | Anjanece | 25 | 4000 | N | N
FLORIDA WIRE AND CABLE | FW8914 | Y | FLORIDA WIRE AND CABLE , FW8914 |  |  | 2.09 | 2001-12-11 10:13 | Anjanece | 25 | 4000 | N | N
FLORIDA WIRE AND CABLE | FW8914 | Y | FLORIDA WIRE AND CABLE , FW8914 |  |  | 2.1 | 2001-12-11 10:13 | Anjanece | 25 | 4000 | N | N
FLORIDA WIRE AND CABLE | FW8914 | Y | FLORIDA WIRE AND CABLE , FW8914 |  |  | 2.31 | 2001-12-11 10:13 | Anjanece | 25 | 4000 | N | N
FLORIDA WIRE AND CABLE | FW8914 | Y | FLORIDA WIRE AND CABLE , FW8914 |  |  | 2.45 | 2001-12-11 10:13 | Anjanece | 25 | 4000 | N | N
FLORIDA WIRE AND CABLE | FW8914 | Y | FLORIDA WIRE AND CABLE , FW8914 |  |  | 2.49 | 2001-12-11 10:13 | Anjanece | 25 | 4000 | N | N
FLORIDA WIRE AND CABLE | FW8914 | Y | FLORIDA WIRE AND CABLE , FW8914 |  |  | 2.51 | 2001-12-11 10:13 | Anjanece | 25 | 4000 | N | N
FLORIDA WIRE AND CABLE | FW8914 | Y | FLORIDA WIRE AND CABLE , FW8914 |  |  | 2.83 | 2001-12-11 10:13 | Anjanece | 25 | 4000 | N | N
FLORIDA WIRE AND CABLE | FW8914 | Y | FLORIDA WIRE AND CABLE , FW8914 |  |  | 2.84 | 2001-12-11 10:13 | Anjanece | 25 | 4000 | N | N
FLORIDA WIRE AND CABLE | FW8914 | Y | FLORIDA WIRE AND CABLE , FW8914 |  |  | 2.85 | 2001-12-11 10:13 | Anjanece | 25 | 4000 | N | N
FLORIDA WIRE AND CABLE | FW8914 | Y | FLORIDA WIRE AND CABLE , FW8914 |  |  | 2.87 | 2001-12-11 10:13 | Anjanece | 25 | 4000 | N | N
FLORIDA WIRE AND CABLE | FW8914 | Y | FLORIDA WIRE AND CABLE , FW8914 |  |  | 2.88 | 2001-12-11 10:13 | Anjanece | 25 | 4000 | N | N
FLORIDA WIRE AND CABLE | FW8914 | Y | FLORIDA WIRE AND CABLE , FW8914 |  |  | 2.89 | 2001-12-11 10:13 | Anjanece | 25 | 4000 | N | N
FLORIDA WIRE AND CABLE | FW8914 | Y | FLORIDA WIRE AND CABLE , FW8914 |  |  | 2.9 | 2001-12-11 10:13 | Anjanece | 25 | 4000 | N | N
FLORIDA WIRE AND CABLE | FW8914 | Y | FLORIDA WIRE AND CABLE , FW8914 |  |  | 2.91 | 2001-12-11 10:13 | Anjanece | 25 | 4000 | N | N
FLORIDA WIRE AND CABLE | FW8914 | Y | FLORIDA WIRE AND CABLE , FW8914 |  |  | 2.92 | 2001-12-11 10:13 | Anjanece | 25 | 4000 | N | N
FLORIDA WIRE AND CABLE | FW8914 | Y | FLORIDA WIRE AND CABLE , FW8914 |  |  | 2.93 | 2001-12-11 10:13 | Anjanece | 25 | 4000 | N | N
FLORIDA WIRE AND CABLE | FW8914 | Y | FLORIDA WIRE AND CABLE , FW8914 |  |  | 2.94 | 2001-12-11 10:13 | Anjanece | 25 | 4000 | N | N
FLORIDA WIRE AND CABLE | FW8914 | Y | FLORIDA WIRE AND CABLE , FW8914 |  |  | 2.97 | 2001-12-11 10:13 | Anjanece | 25 | 4000 | N | N
FLORIDA WIRE AND CABLE | FW8914 | Y | FLORIDA WIRE AND CABLE , FW8914 |  |  | 2.98 | 2001-12-11 10:13 | Anjanece | 25 | 4000 | N | N
FLORIDA WIRE AND CABLE | FW8914 | Y | FLORIDA WIRE AND CABLE , FW8914 |  |  | 3.06 | 2001-12-11 10:13 | Anjanece | 25 | 4000 | N | N
FLORIDA WIRE AND CABLE | FW8914 | Y | FLORIDA WIRE AND CABLE , FW8914 |  |  | 3.17 | 2001-12-11 10:13 | Anjanece | 25 | 4000 | N | N
FLORIDA WIRE AND CABLE | FW8914 | Y | FLORIDA WIRE AND CABLE , FW8914 |  |  | 3.2 | 2001-12-11 10:13 | Anjanece | 25 | 4000 | N | N
FLORIDA WIRE AND CABLE | FW8914 | Y | FLORIDA WIRE AND CABLE , FW8914 |  |  | 3.21 | 2001-12-11 10:13 | Anjanece | 25 | 4000 | N | N
FLORIDA WIRE AND CABLE | FW8914 | Y | FLORIDA WIRE AND CABLE , FW8914 |  |  | 3.33 | 2001-12-11 10:13 | Anjanece | 25 | 4000 | N | N
FLORIDA WIRE AND CABLE | FW8914 | Y | FLORIDA WIRE AND CABLE , FW8914 |  |  | 3.4 | 2001-12-11 10:13 | Anjanece | 25 | 4000 | N | N
FLORIDA WIRE AND CABLE | FW8914 | Y | FLORIDA WIRE AND CABLE , FW8914 |  |  | 3.42 | 2001-12-11 10:13 | Anjanece | 25 | 4000 | N | N
FLORIDA WIRE AND CABLE | FW8914 | Y | FLORIDA WIRE AND CABLE , FW8914 |  |  | 3.46 | 2001-12-11 10:13 | Anjanece | 25 | 4000 | N | N
FLORIDA WIRE AND CABLE | FW8914 | Y | FLORIDA WIRE AND CABLE , FW8914 |  |  | 3.48 | 2001-12-11 10:13 | Anjanece | 25 | 4000 | N | N
FLORIDA WIRE AND CABLE | FW8914 | Y | FLORIDA WIRE AND CABLE , FW8914 |  |  | 3.5 | 2001-12-11 10:13 | Anjanece | 25 | 4000 | N | N
FLORIDA WIRE AND CABLE | FW8914 | Y | FLORIDA WIRE AND CABLE , FW8914 |  | Storm Stores | 0 | 2018-04-16 10:08 | Anjanece |  | 4000 | N | N
FLORIDA WIRE AND CABLE | FW8914 | Y | FLORIDA WIRE AND CABLE , FW8914 |  |  | 1.79 | 2018-04-16 10:08 | Anjanece |  | 4000 | N | N
FLORIDA WIRE AND CABLE | FW8914 | Y | FLORIDA WIRE AND CABLE , FW8914 |  |  | 1.93 | 2018-04-16 10:08 | Anjanece |  | 4000 | N | N
FLORIDA WIRE AND CABLE | FW8914 | Y | FLORIDA WIRE AND CABLE , FW8914 |  |  | 2.36 | 2018-04-16 10:08 | Anjanece |  | 4000 | N | N
FLORIDA WIRE AND CABLE | FW8914 | Y | FLORIDA WIRE AND CABLE , FW8914 |  |  | 2.45 | 2018-04-16 10:08 | Anjanece |  | 4000 | N | N
FLORIDA WIRE AND CABLE | FW8914 | Y | FLORIDA WIRE AND CABLE , FW8914 |  |  | 2.47 | 2018-04-16 10:08 | Anjanece |  | 4000 | N | N
FLORIDA WIRE AND CABLE | FW8914 | Y | FLORIDA WIRE AND CABLE , FW8914 |  |  | 2.93 | 2018-04-16 10:08 | Anjanece |  | 4000 | N | N
FLORIDA WIRE AND CABLE | FW8914 | Y | FLORIDA WIRE AND CABLE , FW8914 |  |  | 3.12 | 2018-04-16 10:08 | Anjanece |  | 4000 | N | N
HUGHES | B714-6 | Y | HUGHES , B714-6 | JEA OVERHEAD DISTRIBUTION | CSC Stores | 1.42 | 2001-12-11 10:13 | Anjanece | 25 | 4000 | N | N
HUGHES | B714-6 | Y | HUGHES , B714-6 |  |  | 1.43 | 2001-12-11 10:13 | Anjanece | 25 | 4000 | N | N
HUGHES | B714-6 | Y | HUGHES , B714-6 |  |  | 1.44 | 2001-12-11 10:13 | Anjanece | 25 | 4000 | N | N
HUGHES | B714-6 | Y | HUGHES , B714-6 |  |  | 1.45 | 2001-12-11 10:13 | Anjanece | 25 | 4000 | N | N
HUGHES | B714-6 | Y | HUGHES , B714-6 |  |  | 1.46 | 2001-12-11 10:13 | Anjanece | 25 | 4000 | N | N
HUGHES | B714-6 | Y | HUGHES , B714-6 |  |  | 1.47 | 2001-12-11 10:13 | Anjanece | 25 | 4000 | N | N
HUGHES | B714-6 | Y | HUGHES , B714-6 |  |  | 1.55 | 2001-12-11 10:13 | Anjanece | 25 | 4000 | N | N
HUGHES | B714-6 | Y | HUGHES , B714-6 |  |  | 1.57 | 2001-12-11 10:13 | Anjanece | 25 | 4000 | N | N
HUGHES | B714-6 | Y | HUGHES , B714-6 |  |  | 1.6 | 2001-12-11 10:13 | Anjanece | 25 | 4000 | N | N
HUGHES | B714-6 | Y | HUGHES , B714-6 |  |  | 1.67 | 2001-12-11 10:13 | Anjanece | 25 | 4000 | N | N
HUGHES | B714-6 | Y | HUGHES , B714-6 |  |  | 1.71 | 2001-12-11 10:13 | Anjanece | 25 | 4000 | N | N
HUGHES | B714-6 | Y | HUGHES , B714-6 |  |  | 1.72 | 2001-12-11 10:13 | Anjanece | 25 | 4000 | N | N
HUGHES | B714-6 | Y | HUGHES , B714-6 |  |  | 1.75 | 2001-12-11 10:13 | Anjanece | 25 | 4000 | N | N
HUGHES | B714-6 | Y | HUGHES , B714-6 |  |  | 1.93 | 2001-12-11 10:13 | Anjanece | 25 | 4000 | N | N
HUGHES | B714-6 | Y | HUGHES , B714-6 |  |  | 1.94 | 2001-12-11 10:13 | Anjanece | 25 | 4000 | N | N
HUGHES | B714-6 | Y | HUGHES , B714-6 |  |  | 1.95 | 2001-12-11 10:13 | Anjanece | 25 | 4000 | N | N
HUGHES | B714-6 | Y | HUGHES , B714-6 |  |  | 1.96 | 2001-12-11 10:13 | Anjanece | 25 | 4000 | N | N
HUGHES | B714-6 | Y | HUGHES , B714-6 |  |  | 1.99 | 2001-12-11 10:13 | Anjanece | 25 | 4000 | N | N
HUGHES | B714-6 | Y | HUGHES , B714-6 |  |  | 2.01 | 2001-12-11 10:13 | Anjanece | 25 | 4000 | N | N
HUGHES | B714-6 | Y | HUGHES , B714-6 |  |  | 2.06 | 2001-12-11 10:13 | Anjanece | 25 | 4000 | N | N
HUGHES | B714-6 | Y | HUGHES , B714-6 |  |  | 2.09 | 2001-12-11 10:13 | Anjanece | 25 | 4000 | N | N
HUGHES | B714-6 | Y | HUGHES , B714-6 |  |  | 2.1 | 2001-12-11 10:13 | Anjanece | 25 | 4000 | N | N
HUGHES | B714-6 | Y | HUGHES , B714-6 |  |  | 2.31 | 2001-12-11 10:13 | Anjanece | 25 | 4000 | N | N
HUGHES | B714-6 | Y | HUGHES , B714-6 |  |  | 2.45 | 2001-12-11 10:13 | Anjanece | 25 | 4000 | N | N
HUGHES | B714-6 | Y | HUGHES , B714-6 |  |  | 2.49 | 2001-12-11 10:13 | Anjanece | 25 | 4000 | N | N
HUGHES | B714-6 | Y | HUGHES , B714-6 |  |  | 2.51 | 2001-12-11 10:13 | Anjanece | 25 | 4000 | N | N
HUGHES | B714-6 | Y | HUGHES , B714-6 |  |  | 2.83 | 2001-12-11 10:13 | Anjanece | 25 | 4000 | N | N
HUGHES | B714-6 | Y | HUGHES , B714-6 |  |  | 2.84 | 2001-12-11 10:13 | Anjanece | 25 | 4000 | N | N
HUGHES | B714-6 | Y | HUGHES , B714-6 |  |  | 2.85 | 2001-12-11 10:13 | Anjanece | 25 | 4000 | N | N
HUGHES | B714-6 | Y | HUGHES , B714-6 |  |  | 2.87 | 2001-12-11 10:13 | Anjanece | 25 | 4000 | N | N
HUGHES | B714-6 | Y | HUGHES , B714-6 |  |  | 2.88 | 2001-12-11 10:13 | Anjanece | 25 | 4000 | N | N
HUGHES | B714-6 | Y | HUGHES , B714-6 |  |  | 2.89 | 2001-12-11 10:13 | Anjanece | 25 | 4000 | N | N
HUGHES | B714-6 | Y | HUGHES , B714-6 |  |  | 2.9 | 2001-12-11 10:13 | Anjanece | 25 | 4000 | N | N
HUGHES | B714-6 | Y | HUGHES , B714-6 |  |  | 2.91 | 2001-12-11 10:13 | Anjanece | 25 | 4000 | N | N
HUGHES | B714-6 | Y | HUGHES , B714-6 |  |  | 2.92 | 2001-12-11 10:13 | Anjanece | 25 | 4000 | N | N
HUGHES | B714-6 | Y | HUGHES , B714-6 |  |  | 2.93 | 2001-12-11 10:13 | Anjanece | 25 | 4000 | N | N
HUGHES | B714-6 | Y | HUGHES , B714-6 |  |  | 2.94 | 2001-12-11 10:13 | Anjanece | 25 | 4000 | N | N
HUGHES | B714-6 | Y | HUGHES , B714-6 |  |  | 2.97 | 2001-12-11 10:13 | Anjanece | 25 | 4000 | N | N
HUGHES | B714-6 | Y | HUGHES , B714-6 |  |  | 2.98 | 2001-12-11 10:13 | Anjanece | 25 | 4000 | N | N
HUGHES | B714-6 | Y | HUGHES , B714-6 |  |  | 3.06 | 2001-12-11 10:13 | Anjanece | 25 | 4000 | N | N
HUGHES | B714-6 | Y | HUGHES , B714-6 |  |  | 3.17 | 2001-12-11 10:13 | Anjanece | 25 | 4000 | N | N
HUGHES | B714-6 | Y | HUGHES , B714-6 |  |  | 3.2 | 2001-12-11 10:13 | Anjanece | 25 | 4000 | N | N
HUGHES | B714-6 | Y | HUGHES , B714-6 |  |  | 3.21 | 2001-12-11 10:13 | Anjanece | 25 | 4000 | N | N
HUGHES | B714-6 | Y | HUGHES , B714-6 |  |  | 3.33 | 2001-12-11 10:13 | Anjanece | 25 | 4000 | N | N
HUGHES | B714-6 | Y | HUGHES , B714-6 |  |  | 3.4 | 2001-12-11 10:13 | Anjanece | 25 | 4000 | N | N
HUGHES | B714-6 | Y | HUGHES , B714-6 |  |  | 3.42 | 2001-12-11 10:13 | Anjanece | 25 | 4000 | N | N
HUGHES | B714-6 | Y | HUGHES , B714-6 |  |  | 3.46 | 2001-12-11 10:13 | Anjanece | 25 | 4000 | N | N
HUGHES | B714-6 | Y | HUGHES , B714-6 |  |  | 3.48 | 2001-12-11 10:13 | Anjanece | 25 | 4000 | N | N
HUGHES | B714-6 | Y | HUGHES , B714-6 |  |  | 3.5 | 2001-12-11 10:13 | Anjanece | 25 | 4000 | N | N
HUGHES | B714-6 | Y | HUGHES , B714-6 |  | Storm Stores | 0 | 2018-04-16 10:08 | Anjanece |  | 4000 | N | N
HUGHES | B714-6 | Y | HUGHES , B714-6 |  |  | 1.79 | 2018-04-16 10:08 | Anjanece |  | 4000 | N | N
HUGHES | B714-6 | Y | HUGHES , B714-6 |  |  | 1.93 | 2018-04-16 10:08 | Anjanece |  | 4000 | N | N
HUGHES | B714-6 | Y | HUGHES , B714-6 |  |  | 2.36 | 2018-04-16 10:08 | Anjanece |  | 4000 | N | N
HUGHES | B714-6 | Y | HUGHES , B714-6 |  |  | 2.45 | 2018-04-16 10:08 | Anjanece |  | 4000 | N | N
HUGHES | B714-6 | Y | HUGHES , B714-6 |  |  | 2.47 | 2018-04-16 10:08 | Anjanece |  | 4000 | N | N
HUGHES | B714-6 | Y | HUGHES , B714-6 |  |  | 2.93 | 2018-04-16 10:08 | Anjanece |  | 4000 | N | N
HUGHES | B714-6 | Y | HUGHES , B714-6 |  |  | 3.12 | 2018-04-16 10:08 | Anjanece |  | 4000 | N | N
JOSLYN HI-VOLTAGE CORP. | J8914 | Y | JOSLYN HI-VOLTAGE CORP. , J8914 | JEA OVERHEAD DISTRIBUTION | CSC Stores | 1.42 | 2001-12-11 10:13 | Anjanece | 25 | 4000 | N | N
JOSLYN HI-VOLTAGE CORP. | J8914 | Y | JOSLYN HI-VOLTAGE CORP. , J8914 |  |  | 1.43 | 2001-12-11 10:13 | Anjanece | 25 | 4000 | N | N
JOSLYN HI-VOLTAGE CORP. | J8914 | Y | JOSLYN HI-VOLTAGE CORP. , J8914 |  |  | 1.44 | 2001-12-11 10:13 | Anjanece | 25 | 4000 | N | N
JOSLYN HI-VOLTAGE CORP. | J8914 | Y | JOSLYN HI-VOLTAGE CORP. , J8914 |  |  | 1.45 | 2001-12-11 10:13 | Anjanece | 25 | 4000 | N | N
JOSLYN HI-VOLTAGE CORP. | J8914 | Y | JOSLYN HI-VOLTAGE CORP. , J8914 |  |  | 1.46 | 2001-12-11 10:13 | Anjanece | 25 | 4000 | N | N
JOSLYN HI-VOLTAGE CORP. | J8914 | Y | JOSLYN HI-VOLTAGE CORP. , J8914 |  |  | 1.47 | 2001-12-11 10:13 | Anjanece | 25 | 4000 | N | N
JOSLYN HI-VOLTAGE CORP. | J8914 | Y | JOSLYN HI-VOLTAGE CORP. , J8914 |  |  | 1.55 | 2001-12-11 10:13 | Anjanece | 25 | 4000 | N | N
JOSLYN HI-VOLTAGE CORP. | J8914 | Y | JOSLYN HI-VOLTAGE CORP. , J8914 |  |  | 1.57 | 2001-12-11 10:13 | Anjanece | 25 | 4000 | N | N
JOSLYN HI-VOLTAGE CORP. | J8914 | Y | JOSLYN HI-VOLTAGE CORP. , J8914 |  |  | 1.6 | 2001-12-11 10:13 | Anjanece | 25 | 4000 | N | N
JOSLYN HI-VOLTAGE CORP. | J8914 | Y | JOSLYN HI-VOLTAGE CORP. , J8914 |  |  | 1.67 | 2001-12-11 10:13 | Anjanece | 25 | 4000 | N | N
JOSLYN HI-VOLTAGE CORP. | J8914 | Y | JOSLYN HI-VOLTAGE CORP. , J8914 |  |  | 1.71 | 2001-12-11 10:13 | Anjanece | 25 | 4000 | N | N
JOSLYN HI-VOLTAGE CORP. | J8914 | Y | JOSLYN HI-VOLTAGE CORP. , J8914 |  |  | 1.72 | 2001-12-11 10:13 | Anjanece | 25 | 4000 | N | N
JOSLYN HI-VOLTAGE CORP. | J8914 | Y | JOSLYN HI-VOLTAGE CORP. , J8914 |  |  | 1.75 | 2001-12-11 10:13 | Anjanece | 25 | 4000 | N | N
JOSLYN HI-VOLTAGE CORP. | J8914 | Y | JOSLYN HI-VOLTAGE CORP. , J8914 |  |  | 1.93 | 2001-12-11 10:13 | Anjanece | 25 | 4000 | N | N
JOSLYN HI-VOLTAGE CORP. | J8914 | Y | JOSLYN HI-VOLTAGE CORP. , J8914 |  |  | 1.94 | 2001-12-11 10:13 | Anjanece | 25 | 4000 | N | N
JOSLYN HI-VOLTAGE CORP. | J8914 | Y | JOSLYN HI-VOLTAGE CORP. , J8914 |  |  | 1.95 | 2001-12-11 10:13 | Anjanece | 25 | 4000 | N | N
JOSLYN HI-VOLTAGE CORP. | J8914 | Y | JOSLYN HI-VOLTAGE CORP. , J8914 |  |  | 1.96 | 2001-12-11 10:13 | Anjanece | 25 | 4000 | N | N
JOSLYN HI-VOLTAGE CORP. | J8914 | Y | JOSLYN HI-VOLTAGE CORP. , J8914 |  |  | 1.99 | 2001-12-11 10:13 | Anjanece | 25 | 4000 | N | N
JOSLYN HI-VOLTAGE CORP. | J8914 | Y | JOSLYN HI-VOLTAGE CORP. , J8914 |  |  | 2.01 | 2001-12-11 10:13 | Anjanece | 25 | 4000 | N | N
JOSLYN HI-VOLTAGE CORP. | J8914 | Y | JOSLYN HI-VOLTAGE CORP. , J8914 |  |  | 2.06 | 2001-12-11 10:13 | Anjanece | 25 | 4000 | N | N
JOSLYN HI-VOLTAGE CORP. | J8914 | Y | JOSLYN HI-VOLTAGE CORP. , J8914 |  |  | 2.09 | 2001-12-11 10:13 | Anjanece | 25 | 4000 | N | N
JOSLYN HI-VOLTAGE CORP. | J8914 | Y | JOSLYN HI-VOLTAGE CORP. , J8914 |  |  | 2.1 | 2001-12-11 10:13 | Anjanece | 25 | 4000 | N | N
JOSLYN HI-VOLTAGE CORP. | J8914 | Y | JOSLYN HI-VOLTAGE CORP. , J8914 |  |  | 2.31 | 2001-12-11 10:13 | Anjanece | 25 | 4000 | N | N
JOSLYN HI-VOLTAGE CORP. | J8914 | Y | JOSLYN HI-VOLTAGE CORP. , J8914 |  |  | 2.45 | 2001-12-11 10:13 | Anjanece | 25 | 4000 | N | N
JOSLYN HI-VOLTAGE CORP. | J8914 | Y | JOSLYN HI-VOLTAGE CORP. , J8914 |  |  | 2.49 | 2001-12-11 10:13 | Anjanece | 25 | 4000 | N | N
JOSLYN HI-VOLTAGE CORP. | J8914 | Y | JOSLYN HI-VOLTAGE CORP. , J8914 |  |  | 2.51 | 2001-12-11 10:13 | Anjanece | 25 | 4000 | N | N
JOSLYN HI-VOLTAGE CORP. | J8914 | Y | JOSLYN HI-VOLTAGE CORP. , J8914 |  |  | 2.83 | 2001-12-11 10:13 | Anjanece | 25 | 4000 | N | N
JOSLYN HI-VOLTAGE CORP. | J8914 | Y | JOSLYN HI-VOLTAGE CORP. , J8914 |  |  | 2.84 | 2001-12-11 10:13 | Anjanece | 25 | 4000 | N | N
JOSLYN HI-VOLTAGE CORP. | J8914 | Y | JOSLYN HI-VOLTAGE CORP. , J8914 |  |  | 2.85 | 2001-12-11 10:13 | Anjanece | 25 | 4000 | N | N
JOSLYN HI-VOLTAGE CORP. | J8914 | Y | JOSLYN HI-VOLTAGE CORP. , J8914 |  |  | 2.87 | 2001-12-11 10:13 | Anjanece | 25 | 4000 | N | N
JOSLYN HI-VOLTAGE CORP. | J8914 | Y | JOSLYN HI-VOLTAGE CORP. , J8914 |  |  | 2.88 | 2001-12-11 10:13 | Anjanece | 25 | 4000 | N | N
JOSLYN HI-VOLTAGE CORP. | J8914 | Y | JOSLYN HI-VOLTAGE CORP. , J8914 |  |  | 2.89 | 2001-12-11 10:13 | Anjanece | 25 | 4000 | N | N
JOSLYN HI-VOLTAGE CORP. | J8914 | Y | JOSLYN HI-VOLTAGE CORP. , J8914 |  |  | 2.9 | 2001-12-11 10:13 | Anjanece | 25 | 4000 | N | N
JOSLYN HI-VOLTAGE CORP. | J8914 | Y | JOSLYN HI-VOLTAGE CORP. , J8914 |  |  | 2.91 | 2001-12-11 10:13 | Anjanece | 25 | 4000 | N | N
JOSLYN HI-VOLTAGE CORP. | J8914 | Y | JOSLYN HI-VOLTAGE CORP. , J8914 |  |  | 2.92 | 2001-12-11 10:13 | Anjanece | 25 | 4000 | N | N
JOSLYN HI-VOLTAGE CORP. | J8914 | Y | JOSLYN HI-VOLTAGE CORP. , J8914 |  |  | 2.93 | 2001-12-11 10:13 | Anjanece | 25 | 4000 | N | N
JOSLYN HI-VOLTAGE CORP. | J8914 | Y | JOSLYN HI-VOLTAGE CORP. , J8914 |  |  | 2.94 | 2001-12-11 10:13 | Anjanece | 25 | 4000 | N | N
JOSLYN HI-VOLTAGE CORP. | J8914 | Y | JOSLYN HI-VOLTAGE CORP. , J8914 |  |  | 2.97 | 2001-12-11 10:13 | Anjanece | 25 | 4000 | N | N
JOSLYN HI-VOLTAGE CORP. | J8914 | Y | JOSLYN HI-VOLTAGE CORP. , J8914 |  |  | 2.98 | 2001-12-11 10:13 | Anjanece | 25 | 4000 | N | N
JOSLYN HI-VOLTAGE CORP. | J8914 | Y | JOSLYN HI-VOLTAGE CORP. , J8914 |  |  | 3.06 | 2001-12-11 10:13 | Anjanece | 25 | 4000 | N | N
JOSLYN HI-VOLTAGE CORP. | J8914 | Y | JOSLYN HI-VOLTAGE CORP. , J8914 |  |  | 3.17 | 2001-12-11 10:13 | Anjanece | 25 | 4000 | N | N
JOSLYN HI-VOLTAGE CORP. | J8914 | Y | JOSLYN HI-VOLTAGE CORP. , J8914 |  |  | 3.2 | 2001-12-11 10:13 | Anjanece | 25 | 4000 | N | N
JOSLYN HI-VOLTAGE CORP. | J8914 | Y | JOSLYN HI-VOLTAGE CORP. , J8914 |  |  | 3.21 | 2001-12-11 10:13 | Anjanece | 25 | 4000 | N | N
JOSLYN HI-VOLTAGE CORP. | J8914 | Y | JOSLYN HI-VOLTAGE CORP. , J8914 |  |  | 3.33 | 2001-12-11 10:13 | Anjanece | 25 | 4000 | N | N
JOSLYN HI-VOLTAGE CORP. | J8914 | Y | JOSLYN HI-VOLTAGE CORP. , J8914 |  |  | 3.4 | 2001-12-11 10:13 | Anjanece | 25 | 4000 | N | N
JOSLYN HI-VOLTAGE CORP. | J8914 | Y | JOSLYN HI-VOLTAGE CORP. , J8914 |  |  | 3.42 | 2001-12-11 10:13 | Anjanece | 25 | 4000 | N | N
JOSLYN HI-VOLTAGE CORP. | J8914 | Y | JOSLYN HI-VOLTAGE CORP. , J8914 |  |  | 3.46 | 2001-12-11 10:13 | Anjanece | 25 | 4000 | N | N
JOSLYN HI-VOLTAGE CORP. | J8914 | Y | JOSLYN HI-VOLTAGE CORP. , J8914 |  |  | 3.48 | 2001-12-11 10:13 | Anjanece | 25 | 4000 | N | N
JOSLYN HI-VOLTAGE CORP. | J8914 | Y | JOSLYN HI-VOLTAGE CORP. , J8914 |  |  | 3.5 | 2001-12-11 10:13 | Anjanece | 25 | 4000 | N | N
JOSLYN HI-VOLTAGE CORP. | J8914 | Y | JOSLYN HI-VOLTAGE CORP. , J8914 |  | Storm Stores | 0 | 2018-04-16 10:08 | Anjanece |  | 4000 | N | N
JOSLYN HI-VOLTAGE CORP. | J8914 | Y | JOSLYN HI-VOLTAGE CORP. , J8914 |  |  | 1.79 | 2018-04-16 10:08 | Anjanece |  | 4000 | N | N
JOSLYN HI-VOLTAGE CORP. | J8914 | Y | JOSLYN HI-VOLTAGE CORP. , J8914 |  |  | 1.93 | 2018-04-16 10:08 | Anjanece |  | 4000 | N | N
JOSLYN HI-VOLTAGE CORP. | J8914 | Y | JOSLYN HI-VOLTAGE CORP. , J8914 |  |  | 2.36 | 2018-04-16 10:08 | Anjanece |  | 4000 | N | N
JOSLYN HI-VOLTAGE CORP. | J8914 | Y | JOSLYN HI-VOLTAGE CORP. , J8914 |  |  | 2.45 | 2018-04-16 10:08 | Anjanece |  | 4000 | N | N
JOSLYN HI-VOLTAGE CORP. | J8914 | Y | JOSLYN HI-VOLTAGE CORP. , J8914 |  |  | 2.47 | 2018-04-16 10:08 | Anjanece |  | 4000 | N | N
JOSLYN HI-VOLTAGE CORP. | J8914 | Y | JOSLYN HI-VOLTAGE CORP. , J8914 |  |  | 2.93 | 2018-04-16 10:08 | Anjanece |  | 4000 | N | N
JOSLYN HI-VOLTAGE CORP. | J8914 | Y | JOSLYN HI-VOLTAGE CORP. , J8914 |  |  | 3.12 | 2018-04-16 10:08 | Anjanece |  | 4000 | N | N
MC GRAW EDISON | DF4B14 | Y | MC GRAW EDISON , DF4B14 | JEA OVERHEAD DISTRIBUTION | CSC Stores | 1.42 | 2001-12-11 10:13 | Anjanece | 25 | 4000 | N | N
MC GRAW EDISON | DF4B14 | Y | MC GRAW EDISON , DF4B14 |  |  | 1.43 | 2001-12-11 10:13 | Anjanece | 25 | 4000 | N | N
MC GRAW EDISON | DF4B14 | Y | MC GRAW EDISON , DF4B14 |  |  | 1.44 | 2001-12-11 10:13 | Anjanece | 25 | 4000 | N | N
MC GRAW EDISON | DF4B14 | Y | MC GRAW EDISON , DF4B14 |  |  | 1.45 | 2001-12-11 10:13 | Anjanece | 25 | 4000 | N | N
MC GRAW EDISON | DF4B14 | Y | MC GRAW EDISON , DF4B14 |  |  | 1.46 | 2001-12-11 10:13 | Anjanece | 25 | 4000 | N | N
MC GRAW EDISON | DF4B14 | Y | MC GRAW EDISON , DF4B14 |  |  | 1.47 | 2001-12-11 10:13 | Anjanece | 25 | 4000 | N | N
MC GRAW EDISON | DF4B14 | Y | MC GRAW EDISON , DF4B14 |  |  | 1.55 | 2001-12-11 10:13 | Anjanece | 25 | 4000 | N | N
MC GRAW EDISON | DF4B14 | Y | MC GRAW EDISON , DF4B14 |  |  | 1.57 | 2001-12-11 10:13 | Anjanece | 25 | 4000 | N | N
MC GRAW EDISON | DF4B14 | Y | MC GRAW EDISON , DF4B14 |  |  | 1.6 | 2001-12-11 10:13 | Anjanece | 25 | 4000 | N | N
MC GRAW EDISON | DF4B14 | Y | MC GRAW EDISON , DF4B14 |  |  | 1.67 | 2001-12-11 10:13 | Anjanece | 25 | 4000 | N | N
MC GRAW EDISON | DF4B14 | Y | MC GRAW EDISON , DF4B14 |  |  | 1.71 | 2001-12-11 10:13 | Anjanece | 25 | 4000 | N | N
MC GRAW EDISON | DF4B14 | Y | MC GRAW EDISON , DF4B14 |  |  | 1.72 | 2001-12-11 10:13 | Anjanece | 25 | 4000 | N | N
MC GRAW EDISON | DF4B14 | Y | MC GRAW EDISON , DF4B14 |  |  | 1.75 | 2001-12-11 10:13 | Anjanece | 25 | 4000 | N | N
MC GRAW EDISON | DF4B14 | Y | MC GRAW EDISON , DF4B14 |  |  | 1.93 | 2001-12-11 10:13 | Anjanece | 25 | 4000 | N | N
MC GRAW EDISON | DF4B14 | Y | MC GRAW EDISON , DF4B14 |  |  | 1.94 | 2001-12-11 10:13 | Anjanece | 25 | 4000 | N | N
MC GRAW EDISON | DF4B14 | Y | MC GRAW EDISON , DF4B14 |  |  | 1.95 | 2001-12-11 10:13 | Anjanece | 25 | 4000 | N | N
MC GRAW EDISON | DF4B14 | Y | MC GRAW EDISON , DF4B14 |  |  | 1.96 | 2001-12-11 10:13 | Anjanece | 25 | 4000 | N | N
MC GRAW EDISON | DF4B14 | Y | MC GRAW EDISON , DF4B14 |  |  | 1.99 | 2001-12-11 10:13 | Anjanece | 25 | 4000 | N | N
MC GRAW EDISON | DF4B14 | Y | MC GRAW EDISON , DF4B14 |  |  | 2.01 | 2001-12-11 10:13 | Anjanece | 25 | 4000 | N | N
MC GRAW EDISON | DF4B14 | Y | MC GRAW EDISON , DF4B14 |  |  | 2.06 | 2001-12-11 10:13 | Anjanece | 25 | 4000 | N | N
MC GRAW EDISON | DF4B14 | Y | MC GRAW EDISON , DF4B14 |  |  | 2.09 | 2001-12-11 10:13 | Anjanece | 25 | 4000 | N | N
MC GRAW EDISON | DF4B14 | Y | MC GRAW EDISON , DF4B14 |  |  | 2.1 | 2001-12-11 10:13 | Anjanece | 25 | 4000 | N | N
MC GRAW EDISON | DF4B14 | Y | MC GRAW EDISON , DF4B14 |  |  | 2.31 | 2001-12-11 10:13 | Anjanece | 25 | 4000 | N | N
MC GRAW EDISON | DF4B14 | Y | MC GRAW EDISON , DF4B14 |  |  | 2.45 | 2001-12-11 10:13 | Anjanece | 25 | 4000 | N | N
MC GRAW EDISON | DF4B14 | Y | MC GRAW EDISON , DF4B14 |  |  | 2.49 | 2001-12-11 10:13 | Anjanece | 25 | 4000 | N | N
MC GRAW EDISON | DF4B14 | Y | MC GRAW EDISON , DF4B14 |  |  | 2.51 | 2001-12-11 10:13 | Anjanece | 25 | 4000 | N | N
MC GRAW EDISON | DF4B14 | Y | MC GRAW EDISON , DF4B14 |  |  | 2.83 | 2001-12-11 10:13 | Anjanece | 25 | 4000 | N | N
MC GRAW EDISON | DF4B14 | Y | MC GRAW EDISON , DF4B14 |  |  | 2.84 | 2001-12-11 10:13 | Anjanece | 25 | 4000 | N | N
MC GRAW EDISON | DF4B14 | Y | MC GRAW EDISON , DF4B14 |  |  | 2.85 | 2001-12-11 10:13 | Anjanece | 25 | 4000 | N | N
MC GRAW EDISON | DF4B14 | Y | MC GRAW EDISON , DF4B14 |  |  | 2.87 | 2001-12-11 10:13 | Anjanece | 25 | 4000 | N | N
MC GRAW EDISON | DF4B14 | Y | MC GRAW EDISON , DF4B14 |  |  | 2.88 | 2001-12-11 10:13 | Anjanece | 25 | 4000 | N | N
MC GRAW EDISON | DF4B14 | Y | MC GRAW EDISON , DF4B14 |  |  | 2.89 | 2001-12-11 10:13 | Anjanece | 25 | 4000 | N | N
MC GRAW EDISON | DF4B14 | Y | MC GRAW EDISON , DF4B14 |  |  | 2.9 | 2001-12-11 10:13 | Anjanece | 25 | 4000 | N | N
MC GRAW EDISON | DF4B14 | Y | MC GRAW EDISON , DF4B14 |  |  | 2.91 | 2001-12-11 10:13 | Anjanece | 25 | 4000 | N | N
MC GRAW EDISON | DF4B14 | Y | MC GRAW EDISON , DF4B14 |  |  | 2.92 | 2001-12-11 10:13 | Anjanece | 25 | 4000 | N | N
MC GRAW EDISON | DF4B14 | Y | MC GRAW EDISON , DF4B14 |  |  | 2.93 | 2001-12-11 10:13 | Anjanece | 25 | 4000 | N | N
MC GRAW EDISON | DF4B14 | Y | MC GRAW EDISON , DF4B14 |  |  | 2.94 | 2001-12-11 10:13 | Anjanece | 25 | 4000 | N | N
MC GRAW EDISON | DF4B14 | Y | MC GRAW EDISON , DF4B14 |  |  | 2.97 | 2001-12-11 10:13 | Anjanece | 25 | 4000 | N | N
MC GRAW EDISON | DF4B14 | Y | MC GRAW EDISON , DF4B14 |  |  | 2.98 | 2001-12-11 10:13 | Anjanece | 25 | 4000 | N | N
MC GRAW EDISON | DF4B14 | Y | MC GRAW EDISON , DF4B14 |  |  | 3.06 | 2001-12-11 10:13 | Anjanece | 25 | 4000 | N | N
MC GRAW EDISON | DF4B14 | Y | MC GRAW EDISON , DF4B14 |  |  | 3.17 | 2001-12-11 10:13 | Anjanece | 25 | 4000 | N | N
MC GRAW EDISON | DF4B14 | Y | MC GRAW EDISON , DF4B14 |  |  | 3.2 | 2001-12-11 10:13 | Anjanece | 25 | 4000 | N | N
MC GRAW EDISON | DF4B14 | Y | MC GRAW EDISON , DF4B14 |  |  | 3.21 | 2001-12-11 10:13 | Anjanece | 25 | 4000 | N | N
MC GRAW EDISON | DF4B14 | Y | MC GRAW EDISON , DF4B14 |  |  | 3.33 | 2001-12-11 10:13 | Anjanece | 25 | 4000 | N | N
MC GRAW EDISON | DF4B14 | Y | MC GRAW EDISON , DF4B14 |  |  | 3.4 | 2001-12-11 10:13 | Anjanece | 25 | 4000 | N | N
MC GRAW EDISON | DF4B14 | Y | MC GRAW EDISON , DF4B14 |  |  | 3.42 | 2001-12-11 10:13 | Anjanece | 25 | 4000 | N | N
MC GRAW EDISON | DF4B14 | Y | MC GRAW EDISON , DF4B14 |  |  | 3.46 | 2001-12-11 10:13 | Anjanece | 25 | 4000 | N | N
MC GRAW EDISON | DF4B14 | Y | MC GRAW EDISON , DF4B14 |  |  | 3.48 | 2001-12-11 10:13 | Anjanece | 25 | 4000 | N | N
MC GRAW EDISON | DF4B14 | Y | MC GRAW EDISON , DF4B14 |  |  | 3.5 | 2001-12-11 10:13 | Anjanece | 25 | 4000 | N | N
MC GRAW EDISON | DF4B14 | Y | MC GRAW EDISON , DF4B14 |  | Storm Stores | 0 | 2018-04-16 10:08 | Anjanece |  | 4000 | N | N
MC GRAW EDISON | DF4B14 | Y | MC GRAW EDISON , DF4B14 |  |  | 1.79 | 2018-04-16 10:08 | Anjanece |  | 4000 | N | N
MC GRAW EDISON | DF4B14 | Y | MC GRAW EDISON , DF4B14 |  |  | 1.93 | 2018-04-16 10:08 | Anjanece |  | 4000 | N | N
MC GRAW EDISON | DF4B14 | Y | MC GRAW EDISON , DF4B14 |  |  | 2.36 | 2018-04-16 10:08 | Anjanece |  | 4000 | N | N
MC GRAW EDISON | DF4B14 | Y | MC GRAW EDISON , DF4B14 |  |  | 2.45 | 2018-04-16 10:08 | Anjanece |  | 4000 | N | N
MC GRAW EDISON | DF4B14 | Y | MC GRAW EDISON , DF4B14 |  |  | 2.47 | 2018-04-16 10:08 | Anjanece |  | 4000 | N | N
MC GRAW EDISON | DF4B14 | Y | MC GRAW EDISON , DF4B14 |  |  | 2.93 | 2018-04-16 10:08 | Anjanece |  | 4000 | N | N
MC GRAW EDISON | DF4B14 | Y | MC GRAW EDISON , DF4B14 |  |  | 3.12 | 2018-04-16 10:08 | Anjanece |  | 4000 | N | N
POWERLINE HARDWARE CO. | P8914 | Y | POWERLINE HARDWARE CO. , P8914 | JEA OVERHEAD DISTRIBUTION | CSC Stores | 1.42 | 2001-12-11 10:13 | Anjanece | 25 | 4000 | N | N
POWERLINE HARDWARE CO. | P8914 | Y | POWERLINE HARDWARE CO. , P8914 |  |  | 1.43 | 2001-12-11 10:13 | Anjanece | 25 | 4000 | N | N
POWERLINE HARDWARE CO. | P8914 | Y | POWERLINE HARDWARE CO. , P8914 |  |  | 1.44 | 2001-12-11 10:13 | Anjanece | 25 | 4000 | N | N
POWERLINE HARDWARE CO. | P8914 | Y | POWERLINE HARDWARE CO. , P8914 |  |  | 1.45 | 2001-12-11 10:13 | Anjanece | 25 | 4000 | N | N
POWERLINE HARDWARE CO. | P8914 | Y | POWERLINE HARDWARE CO. , P8914 |  |  | 1.46 | 2001-12-11 10:13 | Anjanece | 25 | 4000 | N | N
POWERLINE HARDWARE CO. | P8914 | Y | POWERLINE HARDWARE CO. , P8914 |  |  | 1.47 | 2001-12-11 10:13 | Anjanece | 25 | 4000 | N | N
POWERLINE HARDWARE CO. | P8914 | Y | POWERLINE HARDWARE CO. , P8914 |  |  | 1.55 | 2001-12-11 10:13 | Anjanece | 25 | 4000 | N | N
POWERLINE HARDWARE CO. | P8914 | Y | POWERLINE HARDWARE CO. , P8914 |  |  | 1.57 | 2001-12-11 10:13 | Anjanece | 25 | 4000 | N | N
POWERLINE HARDWARE CO. | P8914 | Y | POWERLINE HARDWARE CO. , P8914 |  |  | 1.6 | 2001-12-11 10:13 | Anjanece | 25 | 4000 | N | N
POWERLINE HARDWARE CO. | P8914 | Y | POWERLINE HARDWARE CO. , P8914 |  |  | 1.67 | 2001-12-11 10:13 | Anjanece | 25 | 4000 | N | N
POWERLINE HARDWARE CO. | P8914 | Y | POWERLINE HARDWARE CO. , P8914 |  |  | 1.71 | 2001-12-11 10:13 | Anjanece | 25 | 4000 | N | N
POWERLINE HARDWARE CO. | P8914 | Y | POWERLINE HARDWARE CO. , P8914 |  |  | 1.72 | 2001-12-11 10:13 | Anjanece | 25 | 4000 | N | N
POWERLINE HARDWARE CO. | P8914 | Y | POWERLINE HARDWARE CO. , P8914 |  |  | 1.75 | 2001-12-11 10:13 | Anjanece | 25 | 4000 | N | N
POWERLINE HARDWARE CO. | P8914 | Y | POWERLINE HARDWARE CO. , P8914 |  |  | 1.93 | 2001-12-11 10:13 | Anjanece | 25 | 4000 | N | N
POWERLINE HARDWARE CO. | P8914 | Y | POWERLINE HARDWARE CO. , P8914 |  |  | 1.94 | 2001-12-11 10:13 | Anjanece | 25 | 4000 | N | N
POWERLINE HARDWARE CO. | P8914 | Y | POWERLINE HARDWARE CO. , P8914 |  |  | 1.95 | 2001-12-11 10:13 | Anjanece | 25 | 4000 | N | N
POWERLINE HARDWARE CO. | P8914 | Y | POWERLINE HARDWARE CO. , P8914 |  |  | 1.96 | 2001-12-11 10:13 | Anjanece | 25 | 4000 | N | N
POWERLINE HARDWARE CO. | P8914 | Y | POWERLINE HARDWARE CO. , P8914 |  |  | 1.99 | 2001-12-11 10:13 | Anjanece | 25 | 4000 | N | N
POWERLINE HARDWARE CO. | P8914 | Y | POWERLINE HARDWARE CO. , P8914 |  |  | 2.01 | 2001-12-11 10:13 | Anjanece | 25 | 4000 | N | N
POWERLINE HARDWARE CO. | P8914 | Y | POWERLINE HARDWARE CO. , P8914 |  |  | 2.06 | 2001-12-11 10:13 | Anjanece | 25 | 4000 | N | N
POWERLINE HARDWARE CO. | P8914 | Y | POWERLINE HARDWARE CO. , P8914 |  |  | 2.09 | 2001-12-11 10:13 | Anjanece | 25 | 4000 | N | N
POWERLINE HARDWARE CO. | P8914 | Y | POWERLINE HARDWARE CO. , P8914 |  |  | 2.1 | 2001-12-11 10:13 | Anjanece | 25 | 4000 | N | N
POWERLINE HARDWARE CO. | P8914 | Y | POWERLINE HARDWARE CO. , P8914 |  |  | 2.31 | 2001-12-11 10:13 | Anjanece | 25 | 4000 | N | N
POWERLINE HARDWARE CO. | P8914 | Y | POWERLINE HARDWARE CO. , P8914 |  |  | 2.45 | 2001-12-11 10:13 | Anjanece | 25 | 4000 | N | N
POWERLINE HARDWARE CO. | P8914 | Y | POWERLINE HARDWARE CO. , P8914 |  |  | 2.49 | 2001-12-11 10:13 | Anjanece | 25 | 4000 | N | N
POWERLINE HARDWARE CO. | P8914 | Y | POWERLINE HARDWARE CO. , P8914 |  |  | 2.51 | 2001-12-11 10:13 | Anjanece | 25 | 4000 | N | N
POWERLINE HARDWARE CO. | P8914 | Y | POWERLINE HARDWARE CO. , P8914 |  |  | 2.83 | 2001-12-11 10:13 | Anjanece | 25 | 4000 | N | N
POWERLINE HARDWARE CO. | P8914 | Y | POWERLINE HARDWARE CO. , P8914 |  |  | 2.84 | 2001-12-11 10:13 | Anjanece | 25 | 4000 | N | N
POWERLINE HARDWARE CO. | P8914 | Y | POWERLINE HARDWARE CO. , P8914 |  |  | 2.85 | 2001-12-11 10:13 | Anjanece | 25 | 4000 | N | N
POWERLINE HARDWARE CO. | P8914 | Y | POWERLINE HARDWARE CO. , P8914 |  |  | 2.87 | 2001-12-11 10:13 | Anjanece | 25 | 4000 | N | N
POWERLINE HARDWARE CO. | P8914 | Y | POWERLINE HARDWARE CO. , P8914 |  |  | 2.88 | 2001-12-11 10:13 | Anjanece | 25 | 4000 | N | N
POWERLINE HARDWARE CO. | P8914 | Y | POWERLINE HARDWARE CO. , P8914 |  |  | 2.89 | 2001-12-11 10:13 | Anjanece | 25 | 4000 | N | N
POWERLINE HARDWARE CO. | P8914 | Y | POWERLINE HARDWARE CO. , P8914 |  |  | 2.9 | 2001-12-11 10:13 | Anjanece | 25 | 4000 | N | N
POWERLINE HARDWARE CO. | P8914 | Y | POWERLINE HARDWARE CO. , P8914 |  |  | 2.91 | 2001-12-11 10:13 | Anjanece | 25 | 4000 | N | N
POWERLINE HARDWARE CO. | P8914 | Y | POWERLINE HARDWARE CO. , P8914 |  |  | 2.92 | 2001-12-11 10:13 | Anjanece | 25 | 4000 | N | N
POWERLINE HARDWARE CO. | P8914 | Y | POWERLINE HARDWARE CO. , P8914 |  |  | 2.93 | 2001-12-11 10:13 | Anjanece | 25 | 4000 | N | N
POWERLINE HARDWARE CO. | P8914 | Y | POWERLINE HARDWARE CO. , P8914 |  |  | 2.94 | 2001-12-11 10:13 | Anjanece | 25 | 4000 | N | N
POWERLINE HARDWARE CO. | P8914 | Y | POWERLINE HARDWARE CO. , P8914 |  |  | 2.97 | 2001-12-11 10:13 | Anjanece | 25 | 4000 | N | N
POWERLINE HARDWARE CO. | P8914 | Y | POWERLINE HARDWARE CO. , P8914 |  |  | 2.98 | 2001-12-11 10:13 | Anjanece | 25 | 4000 | N | N
POWERLINE HARDWARE CO. | P8914 | Y | POWERLINE HARDWARE CO. , P8914 |  |  | 3.06 | 2001-12-11 10:13 | Anjanece | 25 | 4000 | N | N
POWERLINE HARDWARE CO. | P8914 | Y | POWERLINE HARDWARE CO. , P8914 |  |  | 3.17 | 2001-12-11 10:13 | Anjanece | 25 | 4000 | N | N
POWERLINE HARDWARE CO. | P8914 | Y | POWERLINE HARDWARE CO. , P8914 |  |  | 3.2 | 2001-12-11 10:13 | Anjanece | 25 | 4000 | N | N
POWERLINE HARDWARE CO. | P8914 | Y | POWERLINE HARDWARE CO. , P8914 |  |  | 3.21 | 2001-12-11 10:13 | Anjanece | 25 | 4000 | N | N
POWERLINE HARDWARE CO. | P8914 | Y | POWERLINE HARDWARE CO. , P8914 |  |  | 3.33 | 2001-12-11 10:13 | Anjanece | 25 | 4000 | N | N
POWERLINE HARDWARE CO. | P8914 | Y | POWERLINE HARDWARE CO. , P8914 |  |  | 3.4 | 2001-12-11 10:13 | Anjanece | 25 | 4000 | N | N
POWERLINE HARDWARE CO. | P8914 | Y | POWERLINE HARDWARE CO. , P8914 |  |  | 3.42 | 2001-12-11 10:13 | Anjanece | 25 | 4000 | N | N
POWERLINE HARDWARE CO. | P8914 | Y | POWERLINE HARDWARE CO. , P8914 |  |  | 3.46 | 2001-12-11 10:13 | Anjanece | 25 | 4000 | N | N
POWERLINE HARDWARE CO. | P8914 | Y | POWERLINE HARDWARE CO. , P8914 |  |  | 3.48 | 2001-12-11 10:13 | Anjanece | 25 | 4000 | N | N
POWERLINE HARDWARE CO. | P8914 | Y | POWERLINE HARDWARE CO. , P8914 |  |  | 3.5 | 2001-12-11 10:13 | Anjanece | 25 | 4000 | N | N
POWERLINE HARDWARE CO. | P8914 | Y | POWERLINE HARDWARE CO. , P8914 |  | Storm Stores | 0 | 2018-04-16 10:08 | Anjanece |  | 4000 | N | N
POWERLINE HARDWARE CO. | P8914 | Y | POWERLINE HARDWARE CO. , P8914 |  |  | 1.79 | 2018-04-16 10:08 | Anjanece |  | 4000 | N | N
POWERLINE HARDWARE CO. | P8914 | Y | POWERLINE HARDWARE CO. , P8914 |  |  | 1.93 | 2018-04-16 10:08 | Anjanece |  | 4000 | N | N
POWERLINE HARDWARE CO. | P8914 | Y | POWERLINE HARDWARE CO. , P8914 |  |  | 2.36 | 2018-04-16 10:08 | Anjanece |  | 4000 | N | N
POWERLINE HARDWARE CO. | P8914 | Y | POWERLINE HARDWARE CO. , P8914 |  |  | 2.45 | 2018-04-16 10:08 | Anjanece |  | 4000 | N | N
POWERLINE HARDWARE CO. | P8914 | Y | POWERLINE HARDWARE CO. , P8914 |  |  | 2.47 | 2018-04-16 10:08 | Anjanece |  | 4000 | N | N
POWERLINE HARDWARE CO. | P8914 | Y | POWERLINE HARDWARE CO. , P8914 |  |  | 2.93 | 2018-04-16 10:08 | Anjanece |  | 4000 | N | N
POWERLINE HARDWARE CO. | P8914 | Y | POWERLINE HARDWARE CO. , P8914 |  |  | 3.12 | 2018-04-16 10:08 | Anjanece |  | 4000 | N | N
STEEL CITY | SC8914BG | Y | STEEL CITY , SC8914BG | JEA OVERHEAD DISTRIBUTION | CSC Stores | 1.42 | 2001-12-11 10:13 | Anjanece | 25 | 4000 | N | N
STEEL CITY | SC8914BG | Y | STEEL CITY , SC8914BG |  |  | 1.43 | 2001-12-11 10:13 | Anjanece | 25 | 4000 | N | N
STEEL CITY | SC8914BG | Y | STEEL CITY , SC8914BG |  |  | 1.44 | 2001-12-11 10:13 | Anjanece | 25 | 4000 | N | N
STEEL CITY | SC8914BG | Y | STEEL CITY , SC8914BG |  |  | 1.45 | 2001-12-11 10:13 | Anjanece | 25 | 4000 | N | N
STEEL CITY | SC8914BG | Y | STEEL CITY , SC8914BG |  |  | 1.46 | 2001-12-11 10:13 | Anjanece | 25 | 4000 | N | N
STEEL CITY | SC8914BG | Y | STEEL CITY , SC8914BG |  |  | 1.47 | 2001-12-11 10:13 | Anjanece | 25 | 4000 | N | N
STEEL CITY | SC8914BG | Y | STEEL CITY , SC8914BG |  |  | 1.55 | 2001-12-11 10:13 | Anjanece | 25 | 4000 | N | N
STEEL CITY | SC8914BG | Y | STEEL CITY , SC8914BG |  |  | 1.57 | 2001-12-11 10:13 | Anjanece | 25 | 4000 | N | N
STEEL CITY | SC8914BG | Y | STEEL CITY , SC8914BG |  |  | 1.6 | 2001-12-11 10:13 | Anjanece | 25 | 4000 | N | N
STEEL CITY | SC8914BG | Y | STEEL CITY , SC8914BG |  |  | 1.67 | 2001-12-11 10:13 | Anjanece | 25 | 4000 | N | N
STEEL CITY | SC8914BG | Y | STEEL CITY , SC8914BG |  |  | 1.71 | 2001-12-11 10:13 | Anjanece | 25 | 4000 | N | N
STEEL CITY | SC8914BG | Y | STEEL CITY , SC8914BG |  |  | 1.72 | 2001-12-11 10:13 | Anjanece | 25 | 4000 | N | N
STEEL CITY | SC8914BG | Y | STEEL CITY , SC8914BG |  |  | 1.75 | 2001-12-11 10:13 | Anjanece | 25 | 4000 | N | N
STEEL CITY | SC8914BG | Y | STEEL CITY , SC8914BG |  |  | 1.93 | 2001-12-11 10:13 | Anjanece | 25 | 4000 | N | N
STEEL CITY | SC8914BG | Y | STEEL CITY , SC8914BG |  |  | 1.94 | 2001-12-11 10:13 | Anjanece | 25 | 4000 | N | N
STEEL CITY | SC8914BG | Y | STEEL CITY , SC8914BG |  |  | 1.95 | 2001-12-11 10:13 | Anjanece | 25 | 4000 | N | N
STEEL CITY | SC8914BG | Y | STEEL CITY , SC8914BG |  |  | 1.96 | 2001-12-11 10:13 | Anjanece | 25 | 4000 | N | N
STEEL CITY | SC8914BG | Y | STEEL CITY , SC8914BG |  |  | 1.99 | 2001-12-11 10:13 | Anjanece | 25 | 4000 | N | N
STEEL CITY | SC8914BG | Y | STEEL CITY , SC8914BG |  |  | 2.01 | 2001-12-11 10:13 | Anjanece | 25 | 4000 | N | N
STEEL CITY | SC8914BG | Y | STEEL CITY , SC8914BG |  |  | 2.06 | 2001-12-11 10:13 | Anjanece | 25 | 4000 | N | N
STEEL CITY | SC8914BG | Y | STEEL CITY , SC8914BG |  |  | 2.09 | 2001-12-11 10:13 | Anjanece | 25 | 4000 | N | N
STEEL CITY | SC8914BG | Y | STEEL CITY , SC8914BG |  |  | 2.1 | 2001-12-11 10:13 | Anjanece | 25 | 4000 | N | N
STEEL CITY | SC8914BG | Y | STEEL CITY , SC8914BG |  |  | 2.31 | 2001-12-11 10:13 | Anjanece | 25 | 4000 | N | N
STEEL CITY | SC8914BG | Y | STEEL CITY , SC8914BG |  |  | 2.45 | 2001-12-11 10:13 | Anjanece | 25 | 4000 | N | N
STEEL CITY | SC8914BG | Y | STEEL CITY , SC8914BG |  |  | 2.49 | 2001-12-11 10:13 | Anjanece | 25 | 4000 | N | N
STEEL CITY | SC8914BG | Y | STEEL CITY , SC8914BG |  |  | 2.51 | 2001-12-11 10:13 | Anjanece | 25 | 4000 | N | N
STEEL CITY | SC8914BG | Y | STEEL CITY , SC8914BG |  |  | 2.83 | 2001-12-11 10:13 | Anjanece | 25 | 4000 | N | N
STEEL CITY | SC8914BG | Y | STEEL CITY , SC8914BG |  |  | 2.84 | 2001-12-11 10:13 | Anjanece | 25 | 4000 | N | N
STEEL CITY | SC8914BG | Y | STEEL CITY , SC8914BG |  |  | 2.85 | 2001-12-11 10:13 | Anjanece | 25 | 4000 | N | N
STEEL CITY | SC8914BG | Y | STEEL CITY , SC8914BG |  |  | 2.87 | 2001-12-11 10:13 | Anjanece | 25 | 4000 | N | N
STEEL CITY | SC8914BG | Y | STEEL CITY , SC8914BG |  |  | 2.88 | 2001-12-11 10:13 | Anjanece | 25 | 4000 | N | N
STEEL CITY | SC8914BG | Y | STEEL CITY , SC8914BG |  |  | 2.89 | 2001-12-11 10:13 | Anjanece | 25 | 4000 | N | N
STEEL CITY | SC8914BG | Y | STEEL CITY , SC8914BG |  |  | 2.9 | 2001-12-11 10:13 | Anjanece | 25 | 4000 | N | N
STEEL CITY | SC8914BG | Y | STEEL CITY , SC8914BG |  |  | 2.91 | 2001-12-11 10:13 | Anjanece | 25 | 4000 | N | N
STEEL CITY | SC8914BG | Y | STEEL CITY , SC8914BG |  |  | 2.92 | 2001-12-11 10:13 | Anjanece | 25 | 4000 | N | N
STEEL CITY | SC8914BG | Y | STEEL CITY , SC8914BG |  |  | 2.93 | 2001-12-11 10:13 | Anjanece | 25 | 4000 | N | N
STEEL CITY | SC8914BG | Y | STEEL CITY , SC8914BG |  |  | 2.94 | 2001-12-11 10:13 | Anjanece | 25 | 4000 | N | N
STEEL CITY | SC8914BG | Y | STEEL CITY , SC8914BG |  |  | 2.97 | 2001-12-11 10:13 | Anjanece | 25 | 4000 | N | N
STEEL CITY | SC8914BG | Y | STEEL CITY , SC8914BG |  |  | 2.98 | 2001-12-11 10:13 | Anjanece | 25 | 4000 | N | N
STEEL CITY | SC8914BG | Y | STEEL CITY , SC8914BG |  |  | 3.06 | 2001-12-11 10:13 | Anjanece | 25 | 4000 | N | N
STEEL CITY | SC8914BG | Y | STEEL CITY , SC8914BG |  |  | 3.17 | 2001-12-11 10:13 | Anjanece | 25 | 4000 | N | N
STEEL CITY | SC8914BG | Y | STEEL CITY , SC8914BG |  |  | 3.2 | 2001-12-11 10:13 | Anjanece | 25 | 4000 | N | N
STEEL CITY | SC8914BG | Y | STEEL CITY , SC8914BG |  |  | 3.21 | 2001-12-11 10:13 | Anjanece | 25 | 4000 | N | N
STEEL CITY | SC8914BG | Y | STEEL CITY , SC8914BG |  |  | 3.33 | 2001-12-11 10:13 | Anjanece | 25 | 4000 | N | N
STEEL CITY | SC8914BG | Y | STEEL CITY , SC8914BG |  |  | 3.4 | 2001-12-11 10:13 | Anjanece | 25 | 4000 | N | N
STEEL CITY | SC8914BG | Y | STEEL CITY , SC8914BG |  |  | 3.42 | 2001-12-11 10:13 | Anjanece | 25 | 4000 | N | N
STEEL CITY | SC8914BG | Y | STEEL CITY , SC8914BG |  |  | 3.46 | 2001-12-11 10:13 | Anjanece | 25 | 4000 | N | N
STEEL CITY | SC8914BG | Y | STEEL CITY , SC8914BG |  |  | 3.48 | 2001-12-11 10:13 | Anjanece | 25 | 4000 | N | N
STEEL CITY | SC8914BG | Y | STEEL CITY , SC8914BG |  |  | 3.5 | 2001-12-11 10:13 | Anjanece | 25 | 4000 | N | N
STEEL CITY | SC8914BG | Y | STEEL CITY , SC8914BG |  | Storm Stores | 0 | 2018-04-16 10:08 | Anjanece |  | 4000 | N | N
STEEL CITY | SC8914BG | Y | STEEL CITY , SC8914BG |  |  | 1.79 | 2018-04-16 10:08 | Anjanece |  | 4000 | N | N
STEEL CITY | SC8914BG | Y | STEEL CITY , SC8914BG |  |  | 1.93 | 2018-04-16 10:08 | Anjanece |  | 4000 | N | N
STEEL CITY | SC8914BG | Y | STEEL CITY , SC8914BG |  |  | 2.36 | 2018-04-16 10:08 | Anjanece |  | 4000 | N | N
STEEL CITY | SC8914BG | Y | STEEL CITY , SC8914BG |  |  | 2.45 | 2018-04-16 10:08 | Anjanece |  | 4000 | N | N
STEEL CITY | SC8914BG | Y | STEEL CITY , SC8914BG |  |  | 2.47 | 2018-04-16 10:08 | Anjanece |  | 4000 | N | N
STEEL CITY | SC8914BG | Y | STEEL CITY , SC8914BG |  |  | 2.93 | 2018-04-16 10:08 | Anjanece |  | 4000 | N | N
STEEL CITY | SC8914BG | Y | STEEL CITY , SC8914BG |  |  | 3.12 | 2018-04-16 10:08 | Anjanece |  | 4000 | N | N
THREADED FASTENERS INC. | TF8914 | Y | THREADED FASTENERS INC. , TF8914 | JEA OVERHEAD DISTRIBUTION | CSC Stores | 1.42 | 2001-12-11 10:13 | Anjanece | 25 | 4000 | N | N
THREADED FASTENERS INC. | TF8914 | Y | THREADED FASTENERS INC. , TF8914 |  |  | 1.43 | 2001-12-11 10:13 | Anjanece | 25 | 4000 | N | N
THREADED FASTENERS INC. | TF8914 | Y | THREADED FASTENERS INC. , TF8914 |  |  | 1.44 | 2001-12-11 10:13 | Anjanece | 25 | 4000 | N | N
THREADED FASTENERS INC. | TF8914 | Y | THREADED FASTENERS INC. , TF8914 |  |  | 1.45 | 2001-12-11 10:13 | Anjanece | 25 | 4000 | N | N
THREADED FASTENERS INC. | TF8914 | Y | THREADED FASTENERS INC. , TF8914 |  |  | 1.46 | 2001-12-11 10:13 | Anjanece | 25 | 4000 | N | N
THREADED FASTENERS INC. | TF8914 | Y | THREADED FASTENERS INC. , TF8914 |  |  | 1.47 | 2001-12-11 10:13 | Anjanece | 25 | 4000 | N | N
THREADED FASTENERS INC. | TF8914 | Y | THREADED FASTENERS INC. , TF8914 |  |  | 1.55 | 2001-12-11 10:13 | Anjanece | 25 | 4000 | N | N
THREADED FASTENERS INC. | TF8914 | Y | THREADED FASTENERS INC. , TF8914 |  |  | 1.57 | 2001-12-11 10:13 | Anjanece | 25 | 4000 | N | N
THREADED FASTENERS INC. | TF8914 | Y | THREADED FASTENERS INC. , TF8914 |  |  | 1.6 | 2001-12-11 10:13 | Anjanece | 25 | 4000 | N | N
THREADED FASTENERS INC. | TF8914 | Y | THREADED FASTENERS INC. , TF8914 |  |  | 1.67 | 2001-12-11 10:13 | Anjanece | 25 | 4000 | N | N
THREADED FASTENERS INC. | TF8914 | Y | THREADED FASTENERS INC. , TF8914 |  |  | 1.71 | 2001-12-11 10:13 | Anjanece | 25 | 4000 | N | N
THREADED FASTENERS INC. | TF8914 | Y | THREADED FASTENERS INC. , TF8914 |  |  | 1.72 | 2001-12-11 10:13 | Anjanece | 25 | 4000 | N | N
THREADED FASTENERS INC. | TF8914 | Y | THREADED FASTENERS INC. , TF8914 |  |  | 1.75 | 2001-12-11 10:13 | Anjanece | 25 | 4000 | N | N
THREADED FASTENERS INC. | TF8914 | Y | THREADED FASTENERS INC. , TF8914 |  |  | 1.93 | 2001-12-11 10:13 | Anjanece | 25 | 4000 | N | N
THREADED FASTENERS INC. | TF8914 | Y | THREADED FASTENERS INC. , TF8914 |  |  | 1.94 | 2001-12-11 10:13 | Anjanece | 25 | 4000 | N | N
THREADED FASTENERS INC. | TF8914 | Y | THREADED FASTENERS INC. , TF8914 |  |  | 1.95 | 2001-12-11 10:13 | Anjanece | 25 | 4000 | N | N
THREADED FASTENERS INC. | TF8914 | Y | THREADED FASTENERS INC. , TF8914 |  |  | 1.96 | 2001-12-11 10:13 | Anjanece | 25 | 4000 | N | N
THREADED FASTENERS INC. | TF8914 | Y | THREADED FASTENERS INC. , TF8914 |  |  | 1.99 | 2001-12-11 10:13 | Anjanece | 25 | 4000 | N | N
THREADED FASTENERS INC. | TF8914 | Y | THREADED FASTENERS INC. , TF8914 |  |  | 2.01 | 2001-12-11 10:13 | Anjanece | 25 | 4000 | N | N
THREADED FASTENERS INC. | TF8914 | Y | THREADED FASTENERS INC. , TF8914 |  |  | 2.06 | 2001-12-11 10:13 | Anjanece | 25 | 4000 | N | N
THREADED FASTENERS INC. | TF8914 | Y | THREADED FASTENERS INC. , TF8914 |  |  | 2.09 | 2001-12-11 10:13 | Anjanece | 25 | 4000 | N | N
THREADED FASTENERS INC. | TF8914 | Y | THREADED FASTENERS INC. , TF8914 |  |  | 2.1 | 2001-12-11 10:13 | Anjanece | 25 | 4000 | N | N
THREADED FASTENERS INC. | TF8914 | Y | THREADED FASTENERS INC. , TF8914 |  |  | 2.31 | 2001-12-11 10:13 | Anjanece | 25 | 4000 | N | N
THREADED FASTENERS INC. | TF8914 | Y | THREADED FASTENERS INC. , TF8914 |  |  | 2.45 | 2001-12-11 10:13 | Anjanece | 25 | 4000 | N | N
THREADED FASTENERS INC. | TF8914 | Y | THREADED FASTENERS INC. , TF8914 |  |  | 2.49 | 2001-12-11 10:13 | Anjanece | 25 | 4000 | N | N
THREADED FASTENERS INC. | TF8914 | Y | THREADED FASTENERS INC. , TF8914 |  |  | 2.51 | 2001-12-11 10:13 | Anjanece | 25 | 4000 | N | N
THREADED FASTENERS INC. | TF8914 | Y | THREADED FASTENERS INC. , TF8914 |  |  | 2.83 | 2001-12-11 10:13 | Anjanece | 25 | 4000 | N | N
THREADED FASTENERS INC. | TF8914 | Y | THREADED FASTENERS INC. , TF8914 |  |  | 2.84 | 2001-12-11 10:13 | Anjanece | 25 | 4000 | N | N
THREADED FASTENERS INC. | TF8914 | Y | THREADED FASTENERS INC. , TF8914 |  |  | 2.85 | 2001-12-11 10:13 | Anjanece | 25 | 4000 | N | N
THREADED FASTENERS INC. | TF8914 | Y | THREADED FASTENERS INC. , TF8914 |  |  | 2.87 | 2001-12-11 10:13 | Anjanece | 25 | 4000 | N | N
THREADED FASTENERS INC. | TF8914 | Y | THREADED FASTENERS INC. , TF8914 |  |  | 2.88 | 2001-12-11 10:13 | Anjanece | 25 | 4000 | N | N
THREADED FASTENERS INC. | TF8914 | Y | THREADED FASTENERS INC. , TF8914 |  |  | 2.89 | 2001-12-11 10:13 | Anjanece | 25 | 4000 | N | N
THREADED FASTENERS INC. | TF8914 | Y | THREADED FASTENERS INC. , TF8914 |  |  | 2.9 | 2001-12-11 10:13 | Anjanece | 25 | 4000 | N | N
THREADED FASTENERS INC. | TF8914 | Y | THREADED FASTENERS INC. , TF8914 |  |  | 2.91 | 2001-12-11 10:13 | Anjanece | 25 | 4000 | N | N
THREADED FASTENERS INC. | TF8914 | Y | THREADED FASTENERS INC. , TF8914 |  |  | 2.92 | 2001-12-11 10:13 | Anjanece | 25 | 4000 | N | N
THREADED FASTENERS INC. | TF8914 | Y | THREADED FASTENERS INC. , TF8914 |  |  | 2.93 | 2001-12-11 10:13 | Anjanece | 25 | 4000 | N | N
THREADED FASTENERS INC. | TF8914 | Y | THREADED FASTENERS INC. , TF8914 |  |  | 2.94 | 2001-12-11 10:13 | Anjanece | 25 | 4000 | N | N
THREADED FASTENERS INC. | TF8914 | Y | THREADED FASTENERS INC. , TF8914 |  |  | 2.97 | 2001-12-11 10:13 | Anjanece | 25 | 4000 | N | N
THREADED FASTENERS INC. | TF8914 | Y | THREADED FASTENERS INC. , TF8914 |  |  | 2.98 | 2001-12-11 10:13 | Anjanece | 25 | 4000 | N | N
THREADED FASTENERS INC. | TF8914 | Y | THREADED FASTENERS INC. , TF8914 |  |  | 3.06 | 2001-12-11 10:13 | Anjanece | 25 | 4000 | N | N
THREADED FASTENERS INC. | TF8914 | Y | THREADED FASTENERS INC. , TF8914 |  |  | 3.17 | 2001-12-11 10:13 | Anjanece | 25 | 4000 | N | N
THREADED FASTENERS INC. | TF8914 | Y | THREADED FASTENERS INC. , TF8914 |  |  | 3.2 | 2001-12-11 10:13 | Anjanece | 25 | 4000 | N | N
THREADED FASTENERS INC. | TF8914 | Y | THREADED FASTENERS INC. , TF8914 |  |  | 3.21 | 2001-12-11 10:13 | Anjanece | 25 | 4000 | N | N
THREADED FASTENERS INC. | TF8914 | Y | THREADED FASTENERS INC. , TF8914 |  |  | 3.33 | 2001-12-11 10:13 | Anjanece | 25 | 4000 | N | N
THREADED FASTENERS INC. | TF8914 | Y | THREADED FASTENERS INC. , TF8914 |  |  | 3.4 | 2001-12-11 10:13 | Anjanece | 25 | 4000 | N | N
THREADED FASTENERS INC. | TF8914 | Y | THREADED FASTENERS INC. , TF8914 |  |  | 3.42 | 2001-12-11 10:13 | Anjanece | 25 | 4000 | N | N
THREADED FASTENERS INC. | TF8914 | Y | THREADED FASTENERS INC. , TF8914 |  |  | 3.46 | 2001-12-11 10:13 | Anjanece | 25 | 4000 | N | N
THREADED FASTENERS INC. | TF8914 | Y | THREADED FASTENERS INC. , TF8914 |  |  | 3.48 | 2001-12-11 10:13 | Anjanece | 25 | 4000 | N | N
THREADED FASTENERS INC. | TF8914 | Y | THREADED FASTENERS INC. , TF8914 |  |  | 3.5 | 2001-12-11 10:13 | Anjanece | 25 | 4000 | N | N
THREADED FASTENERS INC. | TF8914 | Y | THREADED FASTENERS INC. , TF8914 |  | Storm Stores | 0 | 2018-04-16 10:08 | Anjanece |  | 4000 | N | N
THREADED FASTENERS INC. | TF8914 | Y | THREADED FASTENERS INC. , TF8914 |  |  | 1.79 | 2018-04-16 10:08 | Anjanece |  | 4000 | N | N
THREADED FASTENERS INC. | TF8914 | Y | THREADED FASTENERS INC. , TF8914 |  |  | 1.93 | 2018-04-16 10:08 | Anjanece |  | 4000 | N | N
THREADED FASTENERS INC. | TF8914 | Y | THREADED FASTENERS INC. , TF8914 |  |  | 2.36 | 2018-04-16 10:08 | Anjanece |  | 4000 | N | N
THREADED FASTENERS INC. | TF8914 | Y | THREADED FASTENERS INC. , TF8914 |  |  | 2.45 | 2018-04-16 10:08 | Anjanece |  | 4000 | N | N
THREADED FASTENERS INC. | TF8914 | Y | THREADED FASTENERS INC. , TF8914 |  |  | 2.47 | 2018-04-16 10:08 | Anjanece |  | 4000 | N | N
THREADED FASTENERS INC. | TF8914 | Y | THREADED FASTENERS INC. , TF8914 |  |  | 2.93 | 2018-04-16 10:08 | Anjanece |  | 4000 | N | N
THREADED FASTENERS INC. | TF8914 | Y | THREADED FASTENERS INC. , TF8914 |  |  | 3.12 | 2018-04-16 10:08 | Anjanece |  | 4000 | N | N
ALLIED BOLT, INC. | 8246 | Y | ALLIED BOLT, INC. , 8246 | JEA OVERHEAD DISTRIBUTION | CSC Stores | 1.61 | 2001-12-11 10:13 | Anjanece | 25 | 0 | N | N
ALLIED BOLT, INC. | 8246 | Y | ALLIED BOLT, INC. , 8246 |  |  | 1.62 | 2001-12-11 10:13 | Anjanece | 25 | 0 | N | N
ALLIED BOLT, INC. | 8246 | Y | ALLIED BOLT, INC. , 8246 |  |  | 1.63 | 2001-12-11 10:13 | Anjanece | 25 | 0 | N | N
ALLIED BOLT, INC. | 8246 | Y | ALLIED BOLT, INC. , 8246 |  |  | 1.64 | 2001-12-11 10:13 | Anjanece | 25 | 0 | N | N
ALLIED BOLT, INC. | 8246 | Y | ALLIED BOLT, INC. , 8246 |  |  | 1.65 | 2001-12-11 10:13 | Anjanece | 25 | 0 | N | N
ALLIED BOLT, INC. | 8246 | Y | ALLIED BOLT, INC. , 8246 |  |  | 1.68 | 2001-12-11 10:13 | Anjanece | 25 | 0 | N | N
ALLIED BOLT, INC. | 8246 | Y | ALLIED BOLT, INC. , 8246 |  |  | 1.85 | 2001-12-11 10:13 | Anjanece | 25 | 0 | N | N
ALLIED BOLT, INC. | 8246 | Y | ALLIED BOLT, INC. , 8246 |  |  | 1.98 | 2001-12-11 10:13 | Anjanece | 25 | 0 | N | N
ALLIED BOLT, INC. | 8246 | Y | ALLIED BOLT, INC. , 8246 |  |  | 2.07 | 2001-12-11 10:13 | Anjanece | 25 | 0 | N | N
ALLIED BOLT, INC. | 8246 | Y | ALLIED BOLT, INC. , 8246 |  |  | 2.08 | 2001-12-11 10:13 | Anjanece | 25 | 0 | N | N
ALLIED BOLT, INC. | 8246 | Y | ALLIED BOLT, INC. , 8246 |  |  | 2.09 | 2001-12-11 10:13 | Anjanece | 25 | 0 | N | N
ALLIED BOLT, INC. | 8246 | Y | ALLIED BOLT, INC. , 8246 |  |  | 2.12 | 2001-12-11 10:13 | Anjanece | 25 | 0 | N | N
ALLIED BOLT, INC. | 8246 | Y | ALLIED BOLT, INC. , 8246 |  |  | 2.18 | 2001-12-11 10:13 | Anjanece | 25 | 0 | N | N
ALLIED BOLT, INC. | 8246 | Y | ALLIED BOLT, INC. , 8246 |  |  | 2.19 | 2001-12-11 10:13 | Anjanece | 25 | 0 | N | N
ALLIED BOLT, INC. | 8246 | Y | ALLIED BOLT, INC. , 8246 |  |  | 2.22 | 2001-12-11 10:13 | Anjanece | 25 | 0 | N | N
ALLIED BOLT, INC. | 8246 | Y | ALLIED BOLT, INC. , 8246 |  |  | 2.35 | 2001-12-11 10:13 | Anjanece | 25 | 0 | N | N
ALLIED BOLT, INC. | 8246 | Y | ALLIED BOLT, INC. , 8246 |  |  | 2.44 | 2001-12-11 10:13 | Anjanece | 25 | 0 | N | N
ALLIED BOLT, INC. | 8246 | Y | ALLIED BOLT, INC. , 8246 |  |  | 2.83 | 2001-12-11 10:13 | Anjanece | 25 | 0 | N | N
ALLIED BOLT, INC. | 8246 | Y | ALLIED BOLT, INC. , 8246 |  |  | 3.02 | 2001-12-11 10:13 | Anjanece | 25 | 0 | N | N
ALLIED BOLT, INC. | 8246 | Y | ALLIED BOLT, INC. , 8246 |  |  | 3.07 | 2001-12-11 10:13 | Anjanece | 25 | 0 | N | N
ALLIED BOLT, INC. | 8246 | Y | ALLIED BOLT, INC. , 8246 |  |  | 3.1 | 2001-12-11 10:13 | Anjanece | 25 | 0 | N | N
ALLIED BOLT, INC. | 8246 | Y | ALLIED BOLT, INC. , 8246 |  |  | 3.15 | 2001-12-11 10:13 | Anjanece | 25 | 0 | N | N
ALLIED BOLT, INC. | 8246 | Y | ALLIED BOLT, INC. , 8246 |  |  | 3.18 | 2001-12-11 10:13 | Anjanece | 25 | 0 | N | N
ALLIED BOLT, INC. | 8246 | Y | ALLIED BOLT, INC. , 8246 |  |  | 3.21 | 2001-12-11 10:13 | Anjanece | 25 | 0 | N | N
ALLIED BOLT, INC. | 8246 | Y | ALLIED BOLT, INC. , 8246 |  |  | 3.23 | 2001-12-11 10:13 | Anjanece | 25 | 0 | N | N
ALLIED BOLT, INC. | 8246 | Y | ALLIED BOLT, INC. , 8246 |  |  | 3.29 | 2001-12-11 10:13 | Anjanece | 25 | 0 | N | N
ALLIED BOLT, INC. | 8246 | Y | ALLIED BOLT, INC. , 8246 |  |  | 3.31 | 2001-12-11 10:13 | Anjanece | 25 | 0 | N | N
ALLIED BOLT, INC. | 8246 | Y | ALLIED BOLT, INC. , 8246 |  |  | 3.34 | 2001-12-11 10:13 | Anjanece | 25 | 0 | N | N
ALLIED BOLT, INC. | 8246 | Y | ALLIED BOLT, INC. , 8246 |  |  | 3.35 | 2001-12-11 10:13 | Anjanece | 25 | 0 | N | N
ALLIED BOLT, INC. | 8246 | Y | ALLIED BOLT, INC. , 8246 |  |  | 3.36 | 2001-12-11 10:13 | Anjanece | 25 | 0 | N | N
ALLIED BOLT, INC. | 8246 | Y | ALLIED BOLT, INC. , 8246 |  |  | 3.56 | 2001-12-11 10:13 | Anjanece | 25 | 0 | N | N
ALLIED BOLT, INC. | 8246 | Y | ALLIED BOLT, INC. , 8246 |  |  | 3.69 | 2001-12-11 10:13 | Anjanece | 25 | 0 | N | N
ALLIED BOLT, INC. | 8246 | Y | ALLIED BOLT, INC. , 8246 |  |  | 3.75 | 2001-12-11 10:13 | Anjanece | 25 | 0 | N | N
ALLIED BOLT, INC. | 8246 | Y | ALLIED BOLT, INC. , 8246 |  |  | 3.76 | 2001-12-11 10:13 | Anjanece | 25 | 0 | N | N
ALLIED BOLT, INC. | 8246 | Y | ALLIED BOLT, INC. , 8246 |  |  | 3.82 | 2001-12-11 10:13 | Anjanece | 25 | 0 | N | N
ALLIED BOLT, INC. | 8246 | Y | ALLIED BOLT, INC. , 8246 |  | Storm Stores | 0 | 2018-04-16 10:08 | Anjanece |  | 0 | N | N
ALLIED BOLT, INC. | 8246 | Y | ALLIED BOLT, INC. , 8246 |  |  | 1.85 | 2018-04-16 10:08 | Anjanece |  | 0 | N | N
ALLIED BOLT, INC. | 8246 | Y | ALLIED BOLT, INC. , 8246 |  |  | 2.08 | 2018-04-16 10:08 | Anjanece |  | 0 | N | N
ALLIED BOLT, INC. | 8246 | Y | ALLIED BOLT, INC. , 8246 |  |  | 2.09 | 2018-04-16 10:08 | Anjanece |  | 0 | N | N
ALLIED BOLT, INC. | 8246 | Y | ALLIED BOLT, INC. , 8246 |  |  | 3.02 | 2018-04-16 10:08 | Anjanece |  | 0 | N | N
ALLIED BOLT, INC. | 8246 | Y | ALLIED BOLT, INC. , 8246 |  |  | 3.2 | 2018-04-16 10:08 | Anjanece |  | 0 | N | N
ALLIED BOLT, INC. | 8246 | Y | ALLIED BOLT, INC. , 8246 |  |  | 3.22 | 2018-04-16 10:08 | Anjanece |  | 0 | N | N
ALLIED BOLT, INC. | 8246 | Y | ALLIED BOLT, INC. , 8246 |  |  | 3.23 | 2018-04-16 10:08 | Anjanece |  | 0 | N | N
ALLIED BOLT, INC. | 8246 | Y | ALLIED BOLT, INC. , 8246 |  |  | 3.24 | 2018-04-16 10:08 | Anjanece |  | 0 | N | N
ALLIED BOLT, INC. | 8246 | Y | ALLIED BOLT, INC. , 8246 |  |  | 3.35 | 2018-04-16 10:08 | Anjanece |  | 0 | N | N
ALLIED BOLT, INC. | 8246 | Y | ALLIED BOLT, INC. , 8246 |  |  | 3.46 | 2018-04-16 10:08 | Anjanece |  | 0 | N | N
ALLIED BOLT, INC. | 8246 | Y | ALLIED BOLT, INC. , 8246 |  |  | 3.85 | 2018-04-16 10:08 | Anjanece |  | 0 | N | N
ALLIED BOLT, INC. | 8246 | Y | ALLIED BOLT, INC. , 8246 |  |  | 3.9 | 2018-04-16 10:08 | Anjanece |  | 0 | N | N
ALLIED BOLT, INC. | 8246 | Y | ALLIED BOLT, INC. , 8246 |  |  | 3.92 | 2018-04-16 10:08 | Anjanece |  | 0 | N | N
ALLIED BOLT, INC. | 8246 | Y | ALLIED BOLT, INC. , 8246 |  |  | 4 | 2018-04-16 10:08 | Anjanece |  | 0 | N | N
ALUMA-FORM | AF8916 | Y | ALUMA-FORM , AF8916 | JEA OVERHEAD DISTRIBUTION | CSC Stores | 1.61 | 2001-12-11 10:13 | Anjanece | 25 | 0 | N | N
ALUMA-FORM | AF8916 | Y | ALUMA-FORM , AF8916 |  |  | 1.62 | 2001-12-11 10:13 | Anjanece | 25 | 0 | N | N
ALUMA-FORM | AF8916 | Y | ALUMA-FORM , AF8916 |  |  | 1.63 | 2001-12-11 10:13 | Anjanece | 25 | 0 | N | N
ALUMA-FORM | AF8916 | Y | ALUMA-FORM , AF8916 |  |  | 1.64 | 2001-12-11 10:13 | Anjanece | 25 | 0 | N | N
ALUMA-FORM | AF8916 | Y | ALUMA-FORM , AF8916 |  |  | 1.65 | 2001-12-11 10:13 | Anjanece | 25 | 0 | N | N
ALUMA-FORM | AF8916 | Y | ALUMA-FORM , AF8916 |  |  | 1.68 | 2001-12-11 10:13 | Anjanece | 25 | 0 | N | N
ALUMA-FORM | AF8916 | Y | ALUMA-FORM , AF8916 |  |  | 1.85 | 2001-12-11 10:13 | Anjanece | 25 | 0 | N | N
ALUMA-FORM | AF8916 | Y | ALUMA-FORM , AF8916 |  |  | 1.98 | 2001-12-11 10:13 | Anjanece | 25 | 0 | N | N
ALUMA-FORM | AF8916 | Y | ALUMA-FORM , AF8916 |  |  | 2.07 | 2001-12-11 10:13 | Anjanece | 25 | 0 | N | N
ALUMA-FORM | AF8916 | Y | ALUMA-FORM , AF8916 |  |  | 2.08 | 2001-12-11 10:13 | Anjanece | 25 | 0 | N | N
ALUMA-FORM | AF8916 | Y | ALUMA-FORM , AF8916 |  |  | 2.09 | 2001-12-11 10:13 | Anjanece | 25 | 0 | N | N
ALUMA-FORM | AF8916 | Y | ALUMA-FORM , AF8916 |  |  | 2.12 | 2001-12-11 10:13 | Anjanece | 25 | 0 | N | N
ALUMA-FORM | AF8916 | Y | ALUMA-FORM , AF8916 |  |  | 2.18 | 2001-12-11 10:13 | Anjanece | 25 | 0 | N | N
ALUMA-FORM | AF8916 | Y | ALUMA-FORM , AF8916 |  |  | 2.19 | 2001-12-11 10:13 | Anjanece | 25 | 0 | N | N
ALUMA-FORM | AF8916 | Y | ALUMA-FORM , AF8916 |  |  | 2.22 | 2001-12-11 10:13 | Anjanece | 25 | 0 | N | N
ALUMA-FORM | AF8916 | Y | ALUMA-FORM , AF8916 |  |  | 2.35 | 2001-12-11 10:13 | Anjanece | 25 | 0 | N | N
ALUMA-FORM | AF8916 | Y | ALUMA-FORM , AF8916 |  |  | 2.44 | 2001-12-11 10:13 | Anjanece | 25 | 0 | N | N
ALUMA-FORM | AF8916 | Y | ALUMA-FORM , AF8916 |  |  | 2.83 | 2001-12-11 10:13 | Anjanece | 25 | 0 | N | N
ALUMA-FORM | AF8916 | Y | ALUMA-FORM , AF8916 |  |  | 3.02 | 2001-12-11 10:13 | Anjanece | 25 | 0 | N | N
ALUMA-FORM | AF8916 | Y | ALUMA-FORM , AF8916 |  |  | 3.07 | 2001-12-11 10:13 | Anjanece | 25 | 0 | N | N
ALUMA-FORM | AF8916 | Y | ALUMA-FORM , AF8916 |  |  | 3.1 | 2001-12-11 10:13 | Anjanece | 25 | 0 | N | N
ALUMA-FORM | AF8916 | Y | ALUMA-FORM , AF8916 |  |  | 3.15 | 2001-12-11 10:13 | Anjanece | 25 | 0 | N | N
ALUMA-FORM | AF8916 | Y | ALUMA-FORM , AF8916 |  |  | 3.18 | 2001-12-11 10:13 | Anjanece | 25 | 0 | N | N
ALUMA-FORM | AF8916 | Y | ALUMA-FORM , AF8916 |  |  | 3.21 | 2001-12-11 10:13 | Anjanece | 25 | 0 | N | N
ALUMA-FORM | AF8916 | Y | ALUMA-FORM , AF8916 |  |  | 3.23 | 2001-12-11 10:13 | Anjanece | 25 | 0 | N | N
ALUMA-FORM | AF8916 | Y | ALUMA-FORM , AF8916 |  |  | 3.29 | 2001-12-11 10:13 | Anjanece | 25 | 0 | N | N
ALUMA-FORM | AF8916 | Y | ALUMA-FORM , AF8916 |  |  | 3.31 | 2001-12-11 10:13 | Anjanece | 25 | 0 | N | N
ALUMA-FORM | AF8916 | Y | ALUMA-FORM , AF8916 |  |  | 3.34 | 2001-12-11 10:13 | Anjanece | 25 | 0 | N | N
ALUMA-FORM | AF8916 | Y | ALUMA-FORM , AF8916 |  |  | 3.35 | 2001-12-11 10:13 | Anjanece | 25 | 0 | N | N
ALUMA-FORM | AF8916 | Y | ALUMA-FORM , AF8916 |  |  | 3.36 | 2001-12-11 10:13 | Anjanece | 25 | 0 | N | N
ALUMA-FORM | AF8916 | Y | ALUMA-FORM , AF8916 |  |  | 3.56 | 2001-12-11 10:13 | Anjanece | 25 | 0 | N | N
ALUMA-FORM | AF8916 | Y | ALUMA-FORM , AF8916 |  |  | 3.69 | 2001-12-11 10:13 | Anjanece | 25 | 0 | N | N
ALUMA-FORM | AF8916 | Y | ALUMA-FORM , AF8916 |  |  | 3.75 | 2001-12-11 10:13 | Anjanece | 25 | 0 | N | N
ALUMA-FORM | AF8916 | Y | ALUMA-FORM , AF8916 |  |  | 3.76 | 2001-12-11 10:13 | Anjanece | 25 | 0 | N | N
ALUMA-FORM | AF8916 | Y | ALUMA-FORM , AF8916 |  |  | 3.82 | 2001-12-11 10:13 | Anjanece | 25 | 0 | N | N
ALUMA-FORM | AF8916 | Y | ALUMA-FORM , AF8916 |  | Storm Stores | 0 | 2018-04-16 10:08 | Anjanece |  | 0 | N | N
ALUMA-FORM | AF8916 | Y | ALUMA-FORM , AF8916 |  |  | 1.85 | 2018-04-16 10:08 | Anjanece |  | 0 | N | N
ALUMA-FORM | AF8916 | Y | ALUMA-FORM , AF8916 |  |  | 2.08 | 2018-04-16 10:08 | Anjanece |  | 0 | N | N
ALUMA-FORM | AF8916 | Y | ALUMA-FORM , AF8916 |  |  | 2.09 | 2018-04-16 10:08 | Anjanece |  | 0 | N | N
ALUMA-FORM | AF8916 | Y | ALUMA-FORM , AF8916 |  |  | 3.02 | 2018-04-16 10:08 | Anjanece |  | 0 | N | N
ALUMA-FORM | AF8916 | Y | ALUMA-FORM , AF8916 |  |  | 3.2 | 2018-04-16 10:08 | Anjanece |  | 0 | N | N
ALUMA-FORM | AF8916 | Y | ALUMA-FORM , AF8916 |  |  | 3.22 | 2018-04-16 10:08 | Anjanece |  | 0 | N | N
ALUMA-FORM | AF8916 | Y | ALUMA-FORM , AF8916 |  |  | 3.23 | 2018-04-16 10:08 | Anjanece |  | 0 | N | N
ALUMA-FORM | AF8916 | Y | ALUMA-FORM , AF8916 |  |  | 3.24 | 2018-04-16 10:08 | Anjanece |  | 0 | N | N
ALUMA-FORM | AF8916 | Y | ALUMA-FORM , AF8916 |  |  | 3.35 | 2018-04-16 10:08 | Anjanece |  | 0 | N | N
ALUMA-FORM | AF8916 | Y | ALUMA-FORM , AF8916 |  |  | 3.46 | 2018-04-16 10:08 | Anjanece |  | 0 | N | N
ALUMA-FORM | AF8916 | Y | ALUMA-FORM , AF8916 |  |  | 3.85 | 2018-04-16 10:08 | Anjanece |  | 0 | N | N
ALUMA-FORM | AF8916 | Y | ALUMA-FORM , AF8916 |  |  | 3.9 | 2018-04-16 10:08 | Anjanece |  | 0 | N | N
ALUMA-FORM | AF8916 | Y | ALUMA-FORM , AF8916 |  |  | 3.92 | 2018-04-16 10:08 | Anjanece |  | 0 | N | N
ALUMA-FORM | AF8916 | Y | ALUMA-FORM , AF8916 |  |  | 4 | 2018-04-16 10:08 | Anjanece |  | 0 | N | N
CHANCE | 8916 | Y | CHANCE , 8916 | JEA OVERHEAD DISTRIBUTION | CSC Stores | 1.61 | 2001-12-11 10:13 | Anjanece | 25 | 0 | N | N
CHANCE | 8916 | Y | CHANCE , 8916 |  |  | 1.62 | 2001-12-11 10:13 | Anjanece | 25 | 0 | N | N
CHANCE | 8916 | Y | CHANCE , 8916 |  |  | 1.63 | 2001-12-11 10:13 | Anjanece | 25 | 0 | N | N
CHANCE | 8916 | Y | CHANCE , 8916 |  |  | 1.64 | 2001-12-11 10:13 | Anjanece | 25 | 0 | N | N
CHANCE | 8916 | Y | CHANCE , 8916 |  |  | 1.65 | 2001-12-11 10:13 | Anjanece | 25 | 0 | N | N
CHANCE | 8916 | Y | CHANCE , 8916 |  |  | 1.68 | 2001-12-11 10:13 | Anjanece | 25 | 0 | N | N
CHANCE | 8916 | Y | CHANCE , 8916 |  |  | 1.85 | 2001-12-11 10:13 | Anjanece | 25 | 0 | N | N
CHANCE | 8916 | Y | CHANCE , 8916 |  |  | 1.98 | 2001-12-11 10:13 | Anjanece | 25 | 0 | N | N
CHANCE | 8916 | Y | CHANCE , 8916 |  |  | 2.07 | 2001-12-11 10:13 | Anjanece | 25 | 0 | N | N
CHANCE | 8916 | Y | CHANCE , 8916 |  |  | 2.08 | 2001-12-11 10:13 | Anjanece | 25 | 0 | N | N
CHANCE | 8916 | Y | CHANCE , 8916 |  |  | 2.09 | 2001-12-11 10:13 | Anjanece | 25 | 0 | N | N
CHANCE | 8916 | Y | CHANCE , 8916 |  |  | 2.12 | 2001-12-11 10:13 | Anjanece | 25 | 0 | N | N
CHANCE | 8916 | Y | CHANCE , 8916 |  |  | 2.18 | 2001-12-11 10:13 | Anjanece | 25 | 0 | N | N
CHANCE | 8916 | Y | CHANCE , 8916 |  |  | 2.19 | 2001-12-11 10:13 | Anjanece | 25 | 0 | N | N
CHANCE | 8916 | Y | CHANCE , 8916 |  |  | 2.22 | 2001-12-11 10:13 | Anjanece | 25 | 0 | N | N
CHANCE | 8916 | Y | CHANCE , 8916 |  |  | 2.35 | 2001-12-11 10:13 | Anjanece | 25 | 0 | N | N
CHANCE | 8916 | Y | CHANCE , 8916 |  |  | 2.44 | 2001-12-11 10:13 | Anjanece | 25 | 0 | N | N
CHANCE | 8916 | Y | CHANCE , 8916 |  |  | 2.83 | 2001-12-11 10:13 | Anjanece | 25 | 0 | N | N
CHANCE | 8916 | Y | CHANCE , 8916 |  |  | 3.02 | 2001-12-11 10:13 | Anjanece | 25 | 0 | N | N
CHANCE | 8916 | Y | CHANCE , 8916 |  |  | 3.07 | 2001-12-11 10:13 | Anjanece | 25 | 0 | N | N
CHANCE | 8916 | Y | CHANCE , 8916 |  |  | 3.1 | 2001-12-11 10:13 | Anjanece | 25 | 0 | N | N
CHANCE | 8916 | Y | CHANCE , 8916 |  |  | 3.15 | 2001-12-11 10:13 | Anjanece | 25 | 0 | N | N
CHANCE | 8916 | Y | CHANCE , 8916 |  |  | 3.18 | 2001-12-11 10:13 | Anjanece | 25 | 0 | N | N
CHANCE | 8916 | Y | CHANCE , 8916 |  |  | 3.21 | 2001-12-11 10:13 | Anjanece | 25 | 0 | N | N
CHANCE | 8916 | Y | CHANCE , 8916 |  |  | 3.23 | 2001-12-11 10:13 | Anjanece | 25 | 0 | N | N
CHANCE | 8916 | Y | CHANCE , 8916 |  |  | 3.29 | 2001-12-11 10:13 | Anjanece | 25 | 0 | N | N
CHANCE | 8916 | Y | CHANCE , 8916 |  |  | 3.31 | 2001-12-11 10:13 | Anjanece | 25 | 0 | N | N
CHANCE | 8916 | Y | CHANCE , 8916 |  |  | 3.34 | 2001-12-11 10:13 | Anjanece | 25 | 0 | N | N
CHANCE | 8916 | Y | CHANCE , 8916 |  |  | 3.35 | 2001-12-11 10:13 | Anjanece | 25 | 0 | N | N
CHANCE | 8916 | Y | CHANCE , 8916 |  |  | 3.36 | 2001-12-11 10:13 | Anjanece | 25 | 0 | N | N
CHANCE | 8916 | Y | CHANCE , 8916 |  |  | 3.56 | 2001-12-11 10:13 | Anjanece | 25 | 0 | N | N
CHANCE | 8916 | Y | CHANCE , 8916 |  |  | 3.69 | 2001-12-11 10:13 | Anjanece | 25 | 0 | N | N
CHANCE | 8916 | Y | CHANCE , 8916 |  |  | 3.75 | 2001-12-11 10:13 | Anjanece | 25 | 0 | N | N
CHANCE | 8916 | Y | CHANCE , 8916 |  |  | 3.76 | 2001-12-11 10:13 | Anjanece | 25 | 0 | N | N
CHANCE | 8916 | Y | CHANCE , 8916 |  |  | 3.82 | 2001-12-11 10:13 | Anjanece | 25 | 0 | N | N
CHANCE | 8916 | Y | CHANCE , 8916 |  | Storm Stores | 0 | 2018-04-16 10:08 | Anjanece |  | 0 | N | N
CHANCE | 8916 | Y | CHANCE , 8916 |  |  | 1.85 | 2018-04-16 10:08 | Anjanece |  | 0 | N | N
CHANCE | 8916 | Y | CHANCE , 8916 |  |  | 2.08 | 2018-04-16 10:08 | Anjanece |  | 0 | N | N
CHANCE | 8916 | Y | CHANCE , 8916 |  |  | 2.09 | 2018-04-16 10:08 | Anjanece |  | 0 | N | N
CHANCE | 8916 | Y | CHANCE , 8916 |  |  | 3.02 | 2018-04-16 10:08 | Anjanece |  | 0 | N | N
CHANCE | 8916 | Y | CHANCE , 8916 |  |  | 3.2 | 2018-04-16 10:08 | Anjanece |  | 0 | N | N
CHANCE | 8916 | Y | CHANCE , 8916 |  |  | 3.22 | 2018-04-16 10:08 | Anjanece |  | 0 | N | N
CHANCE | 8916 | Y | CHANCE , 8916 |  |  | 3.23 | 2018-04-16 10:08 | Anjanece |  | 0 | N | N
CHANCE | 8916 | Y | CHANCE , 8916 |  |  | 3.24 | 2018-04-16 10:08 | Anjanece |  | 0 | N | N
CHANCE | 8916 | Y | CHANCE , 8916 |  |  | 3.35 | 2018-04-16 10:08 | Anjanece |  | 0 | N | N
CHANCE | 8916 | Y | CHANCE , 8916 |  |  | 3.46 | 2018-04-16 10:08 | Anjanece |  | 0 | N | N
CHANCE | 8916 | Y | CHANCE , 8916 |  |  | 3.85 | 2018-04-16 10:08 | Anjanece |  | 0 | N | N
CHANCE | 8916 | Y | CHANCE , 8916 |  |  | 3.9 | 2018-04-16 10:08 | Anjanece |  | 0 | N | N
CHANCE | 8916 | Y | CHANCE , 8916 |  |  | 3.92 | 2018-04-16 10:08 | Anjanece |  | 0 | N | N
CHANCE | 8916 | Y | CHANCE , 8916 |  |  | 4 | 2018-04-16 10:08 | Anjanece |  | 0 | N | N
DIXIE ELECTRIC | D8916 | Y | DIXIE ELECTRIC , D8916 | JEA OVERHEAD DISTRIBUTION | CSC Stores | 1.61 | 2001-12-11 10:13 | Anjanece | 25 | 0 | N | N
DIXIE ELECTRIC | D8916 | Y | DIXIE ELECTRIC , D8916 |  |  | 1.62 | 2001-12-11 10:13 | Anjanece | 25 | 0 | N | N
DIXIE ELECTRIC | D8916 | Y | DIXIE ELECTRIC , D8916 |  |  | 1.63 | 2001-12-11 10:13 | Anjanece | 25 | 0 | N | N
DIXIE ELECTRIC | D8916 | Y | DIXIE ELECTRIC , D8916 |  |  | 1.64 | 2001-12-11 10:13 | Anjanece | 25 | 0 | N | N
DIXIE ELECTRIC | D8916 | Y | DIXIE ELECTRIC , D8916 |  |  | 1.65 | 2001-12-11 10:13 | Anjanece | 25 | 0 | N | N
DIXIE ELECTRIC | D8916 | Y | DIXIE ELECTRIC , D8916 |  |  | 1.68 | 2001-12-11 10:13 | Anjanece | 25 | 0 | N | N
DIXIE ELECTRIC | D8916 | Y | DIXIE ELECTRIC , D8916 |  |  | 1.85 | 2001-12-11 10:13 | Anjanece | 25 | 0 | N | N
DIXIE ELECTRIC | D8916 | Y | DIXIE ELECTRIC , D8916 |  |  | 1.98 | 2001-12-11 10:13 | Anjanece | 25 | 0 | N | N
DIXIE ELECTRIC | D8916 | Y | DIXIE ELECTRIC , D8916 |  |  | 2.07 | 2001-12-11 10:13 | Anjanece | 25 | 0 | N | N
DIXIE ELECTRIC | D8916 | Y | DIXIE ELECTRIC , D8916 |  |  | 2.08 | 2001-12-11 10:13 | Anjanece | 25 | 0 | N | N
DIXIE ELECTRIC | D8916 | Y | DIXIE ELECTRIC , D8916 |  |  | 2.09 | 2001-12-11 10:13 | Anjanece | 25 | 0 | N | N
DIXIE ELECTRIC | D8916 | Y | DIXIE ELECTRIC , D8916 |  |  | 2.12 | 2001-12-11 10:13 | Anjanece | 25 | 0 | N | N
DIXIE ELECTRIC | D8916 | Y | DIXIE ELECTRIC , D8916 |  |  | 2.18 | 2001-12-11 10:13 | Anjanece | 25 | 0 | N | N
DIXIE ELECTRIC | D8916 | Y | DIXIE ELECTRIC , D8916 |  |  | 2.19 | 2001-12-11 10:13 | Anjanece | 25 | 0 | N | N
DIXIE ELECTRIC | D8916 | Y | DIXIE ELECTRIC , D8916 |  |  | 2.22 | 2001-12-11 10:13 | Anjanece | 25 | 0 | N | N
DIXIE ELECTRIC | D8916 | Y | DIXIE ELECTRIC , D8916 |  |  | 2.35 | 2001-12-11 10:13 | Anjanece | 25 | 0 | N | N
DIXIE ELECTRIC | D8916 | Y | DIXIE ELECTRIC , D8916 |  |  | 2.44 | 2001-12-11 10:13 | Anjanece | 25 | 0 | N | N
DIXIE ELECTRIC | D8916 | Y | DIXIE ELECTRIC , D8916 |  |  | 2.83 | 2001-12-11 10:13 | Anjanece | 25 | 0 | N | N
DIXIE ELECTRIC | D8916 | Y | DIXIE ELECTRIC , D8916 |  |  | 3.02 | 2001-12-11 10:13 | Anjanece | 25 | 0 | N | N
DIXIE ELECTRIC | D8916 | Y | DIXIE ELECTRIC , D8916 |  |  | 3.07 | 2001-12-11 10:13 | Anjanece | 25 | 0 | N | N
DIXIE ELECTRIC | D8916 | Y | DIXIE ELECTRIC , D8916 |  |  | 3.1 | 2001-12-11 10:13 | Anjanece | 25 | 0 | N | N
DIXIE ELECTRIC | D8916 | Y | DIXIE ELECTRIC , D8916 |  |  | 3.15 | 2001-12-11 10:13 | Anjanece | 25 | 0 | N | N
DIXIE ELECTRIC | D8916 | Y | DIXIE ELECTRIC , D8916 |  |  | 3.18 | 2001-12-11 10:13 | Anjanece | 25 | 0 | N | N
DIXIE ELECTRIC | D8916 | Y | DIXIE ELECTRIC , D8916 |  |  | 3.21 | 2001-12-11 10:13 | Anjanece | 25 | 0 | N | N
DIXIE ELECTRIC | D8916 | Y | DIXIE ELECTRIC , D8916 |  |  | 3.23 | 2001-12-11 10:13 | Anjanece | 25 | 0 | N | N
DIXIE ELECTRIC | D8916 | Y | DIXIE ELECTRIC , D8916 |  |  | 3.29 | 2001-12-11 10:13 | Anjanece | 25 | 0 | N | N
DIXIE ELECTRIC | D8916 | Y | DIXIE ELECTRIC , D8916 |  |  | 3.31 | 2001-12-11 10:13 | Anjanece | 25 | 0 | N | N
DIXIE ELECTRIC | D8916 | Y | DIXIE ELECTRIC , D8916 |  |  | 3.34 | 2001-12-11 10:13 | Anjanece | 25 | 0 | N | N
DIXIE ELECTRIC | D8916 | Y | DIXIE ELECTRIC , D8916 |  |  | 3.35 | 2001-12-11 10:13 | Anjanece | 25 | 0 | N | N
DIXIE ELECTRIC | D8916 | Y | DIXIE ELECTRIC , D8916 |  |  | 3.36 | 2001-12-11 10:13 | Anjanece | 25 | 0 | N | N
DIXIE ELECTRIC | D8916 | Y | DIXIE ELECTRIC , D8916 |  |  | 3.56 | 2001-12-11 10:13 | Anjanece | 25 | 0 | N | N
DIXIE ELECTRIC | D8916 | Y | DIXIE ELECTRIC , D8916 |  |  | 3.69 | 2001-12-11 10:13 | Anjanece | 25 | 0 | N | N
DIXIE ELECTRIC | D8916 | Y | DIXIE ELECTRIC , D8916 |  |  | 3.75 | 2001-12-11 10:13 | Anjanece | 25 | 0 | N | N
DIXIE ELECTRIC | D8916 | Y | DIXIE ELECTRIC , D8916 |  |  | 3.76 | 2001-12-11 10:13 | Anjanece | 25 | 0 | N | N
DIXIE ELECTRIC | D8916 | Y | DIXIE ELECTRIC , D8916 |  |  | 3.82 | 2001-12-11 10:13 | Anjanece | 25 | 0 | N | N
DIXIE ELECTRIC | D8916 | Y | DIXIE ELECTRIC , D8916 |  | Storm Stores | 0 | 2018-04-16 10:08 | Anjanece |  | 0 | N | N
DIXIE ELECTRIC | D8916 | Y | DIXIE ELECTRIC , D8916 |  |  | 1.85 | 2018-04-16 10:08 | Anjanece |  | 0 | N | N
DIXIE ELECTRIC | D8916 | Y | DIXIE ELECTRIC , D8916 |  |  | 2.08 | 2018-04-16 10:08 | Anjanece |  | 0 | N | N
DIXIE ELECTRIC | D8916 | Y | DIXIE ELECTRIC , D8916 |  |  | 2.09 | 2018-04-16 10:08 | Anjanece |  | 0 | N | N
DIXIE ELECTRIC | D8916 | Y | DIXIE ELECTRIC , D8916 |  |  | 3.02 | 2018-04-16 10:08 | Anjanece |  | 0 | N | N
DIXIE ELECTRIC | D8916 | Y | DIXIE ELECTRIC , D8916 |  |  | 3.2 | 2018-04-16 10:08 | Anjanece |  | 0 | N | N
DIXIE ELECTRIC | D8916 | Y | DIXIE ELECTRIC , D8916 |  |  | 3.22 | 2018-04-16 10:08 | Anjanece |  | 0 | N | N
DIXIE ELECTRIC | D8916 | Y | DIXIE ELECTRIC , D8916 |  |  | 3.23 | 2018-04-16 10:08 | Anjanece |  | 0 | N | N
DIXIE ELECTRIC | D8916 | Y | DIXIE ELECTRIC , D8916 |  |  | 3.24 | 2018-04-16 10:08 | Anjanece |  | 0 | N | N
DIXIE ELECTRIC | D8916 | Y | DIXIE ELECTRIC , D8916 |  |  | 3.35 | 2018-04-16 10:08 | Anjanece |  | 0 | N | N
DIXIE ELECTRIC | D8916 | Y | DIXIE ELECTRIC , D8916 |  |  | 3.46 | 2018-04-16 10:08 | Anjanece |  | 0 | N | N
DIXIE ELECTRIC | D8916 | Y | DIXIE ELECTRIC , D8916 |  |  | 3.85 | 2018-04-16 10:08 | Anjanece |  | 0 | N | N
DIXIE ELECTRIC | D8916 | Y | DIXIE ELECTRIC , D8916 |  |  | 3.9 | 2018-04-16 10:08 | Anjanece |  | 0 | N | N
DIXIE ELECTRIC | D8916 | Y | DIXIE ELECTRIC , D8916 |  |  | 3.92 | 2018-04-16 10:08 | Anjanece |  | 0 | N | N
DIXIE ELECTRIC | D8916 | Y | DIXIE ELECTRIC , D8916 |  |  | 4 | 2018-04-16 10:08 | Anjanece |  | 0 | N | N
FLORIDA WIRE AND CABLE | FW8916 | Y | FLORIDA WIRE AND CABLE , FW8916 | JEA OVERHEAD DISTRIBUTION | CSC Stores | 1.61 | 2001-12-11 10:13 | Anjanece | 25 | 0 | N | N
FLORIDA WIRE AND CABLE | FW8916 | Y | FLORIDA WIRE AND CABLE , FW8916 |  |  | 1.62 | 2001-12-11 10:13 | Anjanece | 25 | 0 | N | N
FLORIDA WIRE AND CABLE | FW8916 | Y | FLORIDA WIRE AND CABLE , FW8916 |  |  | 1.63 | 2001-12-11 10:13 | Anjanece | 25 | 0 | N | N
FLORIDA WIRE AND CABLE | FW8916 | Y | FLORIDA WIRE AND CABLE , FW8916 |  |  | 1.64 | 2001-12-11 10:13 | Anjanece | 25 | 0 | N | N
FLORIDA WIRE AND CABLE | FW8916 | Y | FLORIDA WIRE AND CABLE , FW8916 |  |  | 1.65 | 2001-12-11 10:13 | Anjanece | 25 | 0 | N | N
FLORIDA WIRE AND CABLE | FW8916 | Y | FLORIDA WIRE AND CABLE , FW8916 |  |  | 1.68 | 2001-12-11 10:13 | Anjanece | 25 | 0 | N | N
FLORIDA WIRE AND CABLE | FW8916 | Y | FLORIDA WIRE AND CABLE , FW8916 |  |  | 1.85 | 2001-12-11 10:13 | Anjanece | 25 | 0 | N | N
FLORIDA WIRE AND CABLE | FW8916 | Y | FLORIDA WIRE AND CABLE , FW8916 |  |  | 1.98 | 2001-12-11 10:13 | Anjanece | 25 | 0 | N | N
FLORIDA WIRE AND CABLE | FW8916 | Y | FLORIDA WIRE AND CABLE , FW8916 |  |  | 2.07 | 2001-12-11 10:13 | Anjanece | 25 | 0 | N | N
FLORIDA WIRE AND CABLE | FW8916 | Y | FLORIDA WIRE AND CABLE , FW8916 |  |  | 2.08 | 2001-12-11 10:13 | Anjanece | 25 | 0 | N | N
FLORIDA WIRE AND CABLE | FW8916 | Y | FLORIDA WIRE AND CABLE , FW8916 |  |  | 2.09 | 2001-12-11 10:13 | Anjanece | 25 | 0 | N | N
FLORIDA WIRE AND CABLE | FW8916 | Y | FLORIDA WIRE AND CABLE , FW8916 |  |  | 2.12 | 2001-12-11 10:13 | Anjanece | 25 | 0 | N | N
FLORIDA WIRE AND CABLE | FW8916 | Y | FLORIDA WIRE AND CABLE , FW8916 |  |  | 2.18 | 2001-12-11 10:13 | Anjanece | 25 | 0 | N | N
FLORIDA WIRE AND CABLE | FW8916 | Y | FLORIDA WIRE AND CABLE , FW8916 |  |  | 2.19 | 2001-12-11 10:13 | Anjanece | 25 | 0 | N | N
FLORIDA WIRE AND CABLE | FW8916 | Y | FLORIDA WIRE AND CABLE , FW8916 |  |  | 2.22 | 2001-12-11 10:13 | Anjanece | 25 | 0 | N | N
FLORIDA WIRE AND CABLE | FW8916 | Y | FLORIDA WIRE AND CABLE , FW8916 |  |  | 2.35 | 2001-12-11 10:13 | Anjanece | 25 | 0 | N | N
FLORIDA WIRE AND CABLE | FW8916 | Y | FLORIDA WIRE AND CABLE , FW8916 |  |  | 2.44 | 2001-12-11 10:13 | Anjanece | 25 | 0 | N | N
FLORIDA WIRE AND CABLE | FW8916 | Y | FLORIDA WIRE AND CABLE , FW8916 |  |  | 2.83 | 2001-12-11 10:13 | Anjanece | 25 | 0 | N | N
FLORIDA WIRE AND CABLE | FW8916 | Y | FLORIDA WIRE AND CABLE , FW8916 |  |  | 3.02 | 2001-12-11 10:13 | Anjanece | 25 | 0 | N | N
FLORIDA WIRE AND CABLE | FW8916 | Y | FLORIDA WIRE AND CABLE , FW8916 |  |  | 3.07 | 2001-12-11 10:13 | Anjanece | 25 | 0 | N | N
FLORIDA WIRE AND CABLE | FW8916 | Y | FLORIDA WIRE AND CABLE , FW8916 |  |  | 3.1 | 2001-12-11 10:13 | Anjanece | 25 | 0 | N | N
FLORIDA WIRE AND CABLE | FW8916 | Y | FLORIDA WIRE AND CABLE , FW8916 |  |  | 3.15 | 2001-12-11 10:13 | Anjanece | 25 | 0 | N | N
FLORIDA WIRE AND CABLE | FW8916 | Y | FLORIDA WIRE AND CABLE , FW8916 |  |  | 3.18 | 2001-12-11 10:13 | Anjanece | 25 | 0 | N | N
FLORIDA WIRE AND CABLE | FW8916 | Y | FLORIDA WIRE AND CABLE , FW8916 |  |  | 3.21 | 2001-12-11 10:13 | Anjanece | 25 | 0 | N | N
FLORIDA WIRE AND CABLE | FW8916 | Y | FLORIDA WIRE AND CABLE , FW8916 |  |  | 3.23 | 2001-12-11 10:13 | Anjanece | 25 | 0 | N | N
FLORIDA WIRE AND CABLE | FW8916 | Y | FLORIDA WIRE AND CABLE , FW8916 |  |  | 3.29 | 2001-12-11 10:13 | Anjanece | 25 | 0 | N | N
FLORIDA WIRE AND CABLE | FW8916 | Y | FLORIDA WIRE AND CABLE , FW8916 |  |  | 3.31 | 2001-12-11 10:13 | Anjanece | 25 | 0 | N | N
FLORIDA WIRE AND CABLE | FW8916 | Y | FLORIDA WIRE AND CABLE , FW8916 |  |  | 3.34 | 2001-12-11 10:13 | Anjanece | 25 | 0 | N | N
FLORIDA WIRE AND CABLE | FW8916 | Y | FLORIDA WIRE AND CABLE , FW8916 |  |  | 3.35 | 2001-12-11 10:13 | Anjanece | 25 | 0 | N | N
FLORIDA WIRE AND CABLE | FW8916 | Y | FLORIDA WIRE AND CABLE , FW8916 |  |  | 3.36 | 2001-12-11 10:13 | Anjanece | 25 | 0 | N | N
FLORIDA WIRE AND CABLE | FW8916 | Y | FLORIDA WIRE AND CABLE , FW8916 |  |  | 3.56 | 2001-12-11 10:13 | Anjanece | 25 | 0 | N | N
FLORIDA WIRE AND CABLE | FW8916 | Y | FLORIDA WIRE AND CABLE , FW8916 |  |  | 3.69 | 2001-12-11 10:13 | Anjanece | 25 | 0 | N | N
FLORIDA WIRE AND CABLE | FW8916 | Y | FLORIDA WIRE AND CABLE , FW8916 |  |  | 3.75 | 2001-12-11 10:13 | Anjanece | 25 | 0 | N | N
FLORIDA WIRE AND CABLE | FW8916 | Y | FLORIDA WIRE AND CABLE , FW8916 |  |  | 3.76 | 2001-12-11 10:13 | Anjanece | 25 | 0 | N | N
FLORIDA WIRE AND CABLE | FW8916 | Y | FLORIDA WIRE AND CABLE , FW8916 |  |  | 3.82 | 2001-12-11 10:13 | Anjanece | 25 | 0 | N | N
FLORIDA WIRE AND CABLE | FW8916 | Y | FLORIDA WIRE AND CABLE , FW8916 |  | Storm Stores | 0 | 2018-04-16 10:08 | Anjanece |  | 0 | N | N
FLORIDA WIRE AND CABLE | FW8916 | Y | FLORIDA WIRE AND CABLE , FW8916 |  |  | 1.85 | 2018-04-16 10:08 | Anjanece |  | 0 | N | N
FLORIDA WIRE AND CABLE | FW8916 | Y | FLORIDA WIRE AND CABLE , FW8916 |  |  | 2.08 | 2018-04-16 10:08 | Anjanece |  | 0 | N | N
FLORIDA WIRE AND CABLE | FW8916 | Y | FLORIDA WIRE AND CABLE , FW8916 |  |  | 2.09 | 2018-04-16 10:08 | Anjanece |  | 0 | N | N
FLORIDA WIRE AND CABLE | FW8916 | Y | FLORIDA WIRE AND CABLE , FW8916 |  |  | 3.02 | 2018-04-16 10:08 | Anjanece |  | 0 | N | N
FLORIDA WIRE AND CABLE | FW8916 | Y | FLORIDA WIRE AND CABLE , FW8916 |  |  | 3.2 | 2018-04-16 10:08 | Anjanece |  | 0 | N | N
FLORIDA WIRE AND CABLE | FW8916 | Y | FLORIDA WIRE AND CABLE , FW8916 |  |  | 3.22 | 2018-04-16 10:08 | Anjanece |  | 0 | N | N
FLORIDA WIRE AND CABLE | FW8916 | Y | FLORIDA WIRE AND CABLE , FW8916 |  |  | 3.23 | 2018-04-16 10:08 | Anjanece |  | 0 | N | N
FLORIDA WIRE AND CABLE | FW8916 | Y | FLORIDA WIRE AND CABLE , FW8916 |  |  | 3.24 | 2018-04-16 10:08 | Anjanece |  | 0 | N | N
FLORIDA WIRE AND CABLE | FW8916 | Y | FLORIDA WIRE AND CABLE , FW8916 |  |  | 3.35 | 2018-04-16 10:08 | Anjanece |  | 0 | N | N
FLORIDA WIRE AND CABLE | FW8916 | Y | FLORIDA WIRE AND CABLE , FW8916 |  |  | 3.46 | 2018-04-16 10:08 | Anjanece |  | 0 | N | N
FLORIDA WIRE AND CABLE | FW8916 | Y | FLORIDA WIRE AND CABLE , FW8916 |  |  | 3.85 | 2018-04-16 10:08 | Anjanece |  | 0 | N | N
FLORIDA WIRE AND CABLE | FW8916 | Y | FLORIDA WIRE AND CABLE , FW8916 |  |  | 3.9 | 2018-04-16 10:08 | Anjanece |  | 0 | N | N
FLORIDA WIRE AND CABLE | FW8916 | Y | FLORIDA WIRE AND CABLE , FW8916 |  |  | 3.92 | 2018-04-16 10:08 | Anjanece |  | 0 | N | N
FLORIDA WIRE AND CABLE | FW8916 | Y | FLORIDA WIRE AND CABLE , FW8916 |  |  | 4 | 2018-04-16 10:08 | Anjanece |  | 0 | N | N
HUGHES | B716-6 | Y | HUGHES , B716-6 | JEA OVERHEAD DISTRIBUTION | CSC Stores | 1.61 | 2001-12-11 10:13 | Anjanece | 25 | 0 | N | N
HUGHES | B716-6 | Y | HUGHES , B716-6 |  |  | 1.62 | 2001-12-11 10:13 | Anjanece | 25 | 0 | N | N
HUGHES | B716-6 | Y | HUGHES , B716-6 |  |  | 1.63 | 2001-12-11 10:13 | Anjanece | 25 | 0 | N | N
HUGHES | B716-6 | Y | HUGHES , B716-6 |  |  | 1.64 | 2001-12-11 10:13 | Anjanece | 25 | 0 | N | N
HUGHES | B716-6 | Y | HUGHES , B716-6 |  |  | 1.65 | 2001-12-11 10:13 | Anjanece | 25 | 0 | N | N
HUGHES | B716-6 | Y | HUGHES , B716-6 |  |  | 1.68 | 2001-12-11 10:13 | Anjanece | 25 | 0 | N | N
HUGHES | B716-6 | Y | HUGHES , B716-6 |  |  | 1.85 | 2001-12-11 10:13 | Anjanece | 25 | 0 | N | N
HUGHES | B716-6 | Y | HUGHES , B716-6 |  |  | 1.98 | 2001-12-11 10:13 | Anjanece | 25 | 0 | N | N
HUGHES | B716-6 | Y | HUGHES , B716-6 |  |  | 2.07 | 2001-12-11 10:13 | Anjanece | 25 | 0 | N | N
HUGHES | B716-6 | Y | HUGHES , B716-6 |  |  | 2.08 | 2001-12-11 10:13 | Anjanece | 25 | 0 | N | N
HUGHES | B716-6 | Y | HUGHES , B716-6 |  |  | 2.09 | 2001-12-11 10:13 | Anjanece | 25 | 0 | N | N
HUGHES | B716-6 | Y | HUGHES , B716-6 |  |  | 2.12 | 2001-12-11 10:13 | Anjanece | 25 | 0 | N | N
HUGHES | B716-6 | Y | HUGHES , B716-6 |  |  | 2.18 | 2001-12-11 10:13 | Anjanece | 25 | 0 | N | N
HUGHES | B716-6 | Y | HUGHES , B716-6 |  |  | 2.19 | 2001-12-11 10:13 | Anjanece | 25 | 0 | N | N
HUGHES | B716-6 | Y | HUGHES , B716-6 |  |  | 2.22 | 2001-12-11 10:13 | Anjanece | 25 | 0 | N | N
HUGHES | B716-6 | Y | HUGHES , B716-6 |  |  | 2.35 | 2001-12-11 10:13 | Anjanece | 25 | 0 | N | N
HUGHES | B716-6 | Y | HUGHES , B716-6 |  |  | 2.44 | 2001-12-11 10:13 | Anjanece | 25 | 0 | N | N
HUGHES | B716-6 | Y | HUGHES , B716-6 |  |  | 2.83 | 2001-12-11 10:13 | Anjanece | 25 | 0 | N | N
HUGHES | B716-6 | Y | HUGHES , B716-6 |  |  | 3.02 | 2001-12-11 10:13 | Anjanece | 25 | 0 | N | N
HUGHES | B716-6 | Y | HUGHES , B716-6 |  |  | 3.07 | 2001-12-11 10:13 | Anjanece | 25 | 0 | N | N
HUGHES | B716-6 | Y | HUGHES , B716-6 |  |  | 3.1 | 2001-12-11 10:13 | Anjanece | 25 | 0 | N | N
HUGHES | B716-6 | Y | HUGHES , B716-6 |  |  | 3.15 | 2001-12-11 10:13 | Anjanece | 25 | 0 | N | N
HUGHES | B716-6 | Y | HUGHES , B716-6 |  |  | 3.18 | 2001-12-11 10:13 | Anjanece | 25 | 0 | N | N
HUGHES | B716-6 | Y | HUGHES , B716-6 |  |  | 3.21 | 2001-12-11 10:13 | Anjanece | 25 | 0 | N | N
HUGHES | B716-6 | Y | HUGHES , B716-6 |  |  | 3.23 | 2001-12-11 10:13 | Anjanece | 25 | 0 | N | N
HUGHES | B716-6 | Y | HUGHES , B716-6 |  |  | 3.29 | 2001-12-11 10:13 | Anjanece | 25 | 0 | N | N
HUGHES | B716-6 | Y | HUGHES , B716-6 |  |  | 3.31 | 2001-12-11 10:13 | Anjanece | 25 | 0 | N | N
HUGHES | B716-6 | Y | HUGHES , B716-6 |  |  | 3.34 | 2001-12-11 10:13 | Anjanece | 25 | 0 | N | N
HUGHES | B716-6 | Y | HUGHES , B716-6 |  |  | 3.35 | 2001-12-11 10:13 | Anjanece | 25 | 0 | N | N
HUGHES | B716-6 | Y | HUGHES , B716-6 |  |  | 3.36 | 2001-12-11 10:13 | Anjanece | 25 | 0 | N | N
HUGHES | B716-6 | Y | HUGHES , B716-6 |  |  | 3.56 | 2001-12-11 10:13 | Anjanece | 25 | 0 | N | N
HUGHES | B716-6 | Y | HUGHES , B716-6 |  |  | 3.69 | 2001-12-11 10:13 | Anjanece | 25 | 0 | N | N
HUGHES | B716-6 | Y | HUGHES , B716-6 |  |  | 3.75 | 2001-12-11 10:13 | Anjanece | 25 | 0 | N | N
HUGHES | B716-6 | Y | HUGHES , B716-6 |  |  | 3.76 | 2001-12-11 10:13 | Anjanece | 25 | 0 | N | N
HUGHES | B716-6 | Y | HUGHES , B716-6 |  |  | 3.82 | 2001-12-11 10:13 | Anjanece | 25 | 0 | N | N
HUGHES | B716-6 | Y | HUGHES , B716-6 |  | Storm Stores | 0 | 2018-04-16 10:08 | Anjanece |  | 0 | N | N
HUGHES | B716-6 | Y | HUGHES , B716-6 |  |  | 1.85 | 2018-04-16 10:08 | Anjanece |  | 0 | N | N
HUGHES | B716-6 | Y | HUGHES , B716-6 |  |  | 2.08 | 2018-04-16 10:08 | Anjanece |  | 0 | N | N
HUGHES | B716-6 | Y | HUGHES , B716-6 |  |  | 2.09 | 2018-04-16 10:08 | Anjanece |  | 0 | N | N
HUGHES | B716-6 | Y | HUGHES , B716-6 |  |  | 3.02 | 2018-04-16 10:08 | Anjanece |  | 0 | N | N
HUGHES | B716-6 | Y | HUGHES , B716-6 |  |  | 3.2 | 2018-04-16 10:08 | Anjanece |  | 0 | N | N
HUGHES | B716-6 | Y | HUGHES , B716-6 |  |  | 3.22 | 2018-04-16 10:08 | Anjanece |  | 0 | N | N
HUGHES | B716-6 | Y | HUGHES , B716-6 |  |  | 3.23 | 2018-04-16 10:08 | Anjanece |  | 0 | N | N
HUGHES | B716-6 | Y | HUGHES , B716-6 |  |  | 3.24 | 2018-04-16 10:08 | Anjanece |  | 0 | N | N
HUGHES | B716-6 | Y | HUGHES , B716-6 |  |  | 3.35 | 2018-04-16 10:08 | Anjanece |  | 0 | N | N
HUGHES | B716-6 | Y | HUGHES , B716-6 |  |  | 3.46 | 2018-04-16 10:08 | Anjanece |  | 0 | N | N
HUGHES | B716-6 | Y | HUGHES , B716-6 |  |  | 3.85 | 2018-04-16 10:08 | Anjanece |  | 0 | N | N
HUGHES | B716-6 | Y | HUGHES , B716-6 |  |  | 3.9 | 2018-04-16 10:08 | Anjanece |  | 0 | N | N
HUGHES | B716-6 | Y | HUGHES , B716-6 |  |  | 3.92 | 2018-04-16 10:08 | Anjanece |  | 0 | N | N
HUGHES | B716-6 | Y | HUGHES , B716-6 |  |  | 4 | 2018-04-16 10:08 | Anjanece |  | 0 | N | N
JOSLYN HI-VOLTAGE CORP. | J8916 | Y | JOSLYN HI-VOLTAGE CORP. , J8916 | JEA OVERHEAD DISTRIBUTION | CSC Stores | 1.61 | 2001-12-11 10:13 | Anjanece | 25 | 0 | N | N
JOSLYN HI-VOLTAGE CORP. | J8916 | Y | JOSLYN HI-VOLTAGE CORP. , J8916 |  |  | 1.62 | 2001-12-11 10:13 | Anjanece | 25 | 0 | N | N
JOSLYN HI-VOLTAGE CORP. | J8916 | Y | JOSLYN HI-VOLTAGE CORP. , J8916 |  |  | 1.63 | 2001-12-11 10:13 | Anjanece | 25 | 0 | N | N
JOSLYN HI-VOLTAGE CORP. | J8916 | Y | JOSLYN HI-VOLTAGE CORP. , J8916 |  |  | 1.64 | 2001-12-11 10:13 | Anjanece | 25 | 0 | N | N
JOSLYN HI-VOLTAGE CORP. | J8916 | Y | JOSLYN HI-VOLTAGE CORP. , J8916 |  |  | 1.65 | 2001-12-11 10:13 | Anjanece | 25 | 0 | N | N
JOSLYN HI-VOLTAGE CORP. | J8916 | Y | JOSLYN HI-VOLTAGE CORP. , J8916 |  |  | 1.68 | 2001-12-11 10:13 | Anjanece | 25 | 0 | N | N
JOSLYN HI-VOLTAGE CORP. | J8916 | Y | JOSLYN HI-VOLTAGE CORP. , J8916 |  |  | 1.85 | 2001-12-11 10:13 | Anjanece | 25 | 0 | N | N
JOSLYN HI-VOLTAGE CORP. | J8916 | Y | JOSLYN HI-VOLTAGE CORP. , J8916 |  |  | 1.98 | 2001-12-11 10:13 | Anjanece | 25 | 0 | N | N
JOSLYN HI-VOLTAGE CORP. | J8916 | Y | JOSLYN HI-VOLTAGE CORP. , J8916 |  |  | 2.07 | 2001-12-11 10:13 | Anjanece | 25 | 0 | N | N
JOSLYN HI-VOLTAGE CORP. | J8916 | Y | JOSLYN HI-VOLTAGE CORP. , J8916 |  |  | 2.08 | 2001-12-11 10:13 | Anjanece | 25 | 0 | N | N
JOSLYN HI-VOLTAGE CORP. | J8916 | Y | JOSLYN HI-VOLTAGE CORP. , J8916 |  |  | 2.09 | 2001-12-11 10:13 | Anjanece | 25 | 0 | N | N
JOSLYN HI-VOLTAGE CORP. | J8916 | Y | JOSLYN HI-VOLTAGE CORP. , J8916 |  |  | 2.12 | 2001-12-11 10:13 | Anjanece | 25 | 0 | N | N
JOSLYN HI-VOLTAGE CORP. | J8916 | Y | JOSLYN HI-VOLTAGE CORP. , J8916 |  |  | 2.18 | 2001-12-11 10:13 | Anjanece | 25 | 0 | N | N
JOSLYN HI-VOLTAGE CORP. | J8916 | Y | JOSLYN HI-VOLTAGE CORP. , J8916 |  |  | 2.19 | 2001-12-11 10:13 | Anjanece | 25 | 0 | N | N
JOSLYN HI-VOLTAGE CORP. | J8916 | Y | JOSLYN HI-VOLTAGE CORP. , J8916 |  |  | 2.22 | 2001-12-11 10:13 | Anjanece | 25 | 0 | N | N
JOSLYN HI-VOLTAGE CORP. | J8916 | Y | JOSLYN HI-VOLTAGE CORP. , J8916 |  |  | 2.35 | 2001-12-11 10:13 | Anjanece | 25 | 0 | N | N
JOSLYN HI-VOLTAGE CORP. | J8916 | Y | JOSLYN HI-VOLTAGE CORP. , J8916 |  |  | 2.44 | 2001-12-11 10:13 | Anjanece | 25 | 0 | N | N
JOSLYN HI-VOLTAGE CORP. | J8916 | Y | JOSLYN HI-VOLTAGE CORP. , J8916 |  |  | 2.83 | 2001-12-11 10:13 | Anjanece | 25 | 0 | N | N
JOSLYN HI-VOLTAGE CORP. | J8916 | Y | JOSLYN HI-VOLTAGE CORP. , J8916 |  |  | 3.02 | 2001-12-11 10:13 | Anjanece | 25 | 0 | N | N
JOSLYN HI-VOLTAGE CORP. | J8916 | Y | JOSLYN HI-VOLTAGE CORP. , J8916 |  |  | 3.07 | 2001-12-11 10:13 | Anjanece | 25 | 0 | N | N
JOSLYN HI-VOLTAGE CORP. | J8916 | Y | JOSLYN HI-VOLTAGE CORP. , J8916 |  |  | 3.1 | 2001-12-11 10:13 | Anjanece | 25 | 0 | N | N
JOSLYN HI-VOLTAGE CORP. | J8916 | Y | JOSLYN HI-VOLTAGE CORP. , J8916 |  |  | 3.15 | 2001-12-11 10:13 | Anjanece | 25 | 0 | N | N
JOSLYN HI-VOLTAGE CORP. | J8916 | Y | JOSLYN HI-VOLTAGE CORP. , J8916 |  |  | 3.18 | 2001-12-11 10:13 | Anjanece | 25 | 0 | N | N
JOSLYN HI-VOLTAGE CORP. | J8916 | Y | JOSLYN HI-VOLTAGE CORP. , J8916 |  |  | 3.21 | 2001-12-11 10:13 | Anjanece | 25 | 0 | N | N
JOSLYN HI-VOLTAGE CORP. | J8916 | Y | JOSLYN HI-VOLTAGE CORP. , J8916 |  |  | 3.23 | 2001-12-11 10:13 | Anjanece | 25 | 0 | N | N
JOSLYN HI-VOLTAGE CORP. | J8916 | Y | JOSLYN HI-VOLTAGE CORP. , J8916 |  |  | 3.29 | 2001-12-11 10:13 | Anjanece | 25 | 0 | N | N
JOSLYN HI-VOLTAGE CORP. | J8916 | Y | JOSLYN HI-VOLTAGE CORP. , J8916 |  |  | 3.31 | 2001-12-11 10:13 | Anjanece | 25 | 0 | N | N
JOSLYN HI-VOLTAGE CORP. | J8916 | Y | JOSLYN HI-VOLTAGE CORP. , J8916 |  |  | 3.34 | 2001-12-11 10:13 | Anjanece | 25 | 0 | N | N
JOSLYN HI-VOLTAGE CORP. | J8916 | Y | JOSLYN HI-VOLTAGE CORP. , J8916 |  |  | 3.35 | 2001-12-11 10:13 | Anjanece | 25 | 0 | N | N
JOSLYN HI-VOLTAGE CORP. | J8916 | Y | JOSLYN HI-VOLTAGE CORP. , J8916 |  |  | 3.36 | 2001-12-11 10:13 | Anjanece | 25 | 0 | N | N
JOSLYN HI-VOLTAGE CORP. | J8916 | Y | JOSLYN HI-VOLTAGE CORP. , J8916 |  |  | 3.56 | 2001-12-11 10:13 | Anjanece | 25 | 0 | N | N
JOSLYN HI-VOLTAGE CORP. | J8916 | Y | JOSLYN HI-VOLTAGE CORP. , J8916 |  |  | 3.69 | 2001-12-11 10:13 | Anjanece | 25 | 0 | N | N
JOSLYN HI-VOLTAGE CORP. | J8916 | Y | JOSLYN HI-VOLTAGE CORP. , J8916 |  |  | 3.75 | 2001-12-11 10:13 | Anjanece | 25 | 0 | N | N
JOSLYN HI-VOLTAGE CORP. | J8916 | Y | JOSLYN HI-VOLTAGE CORP. , J8916 |  |  | 3.76 | 2001-12-11 10:13 | Anjanece | 25 | 0 | N | N
JOSLYN HI-VOLTAGE CORP. | J8916 | Y | JOSLYN HI-VOLTAGE CORP. , J8916 |  |  | 3.82 | 2001-12-11 10:13 | Anjanece | 25 | 0 | N | N
JOSLYN HI-VOLTAGE CORP. | J8916 | Y | JOSLYN HI-VOLTAGE CORP. , J8916 |  | Storm Stores | 0 | 2018-04-16 10:08 | Anjanece |  | 0 | N | N
JOSLYN HI-VOLTAGE CORP. | J8916 | Y | JOSLYN HI-VOLTAGE CORP. , J8916 |  |  | 1.85 | 2018-04-16 10:08 | Anjanece |  | 0 | N | N
JOSLYN HI-VOLTAGE CORP. | J8916 | Y | JOSLYN HI-VOLTAGE CORP. , J8916 |  |  | 2.08 | 2018-04-16 10:08 | Anjanece |  | 0 | N | N
JOSLYN HI-VOLTAGE CORP. | J8916 | Y | JOSLYN HI-VOLTAGE CORP. , J8916 |  |  | 2.09 | 2018-04-16 10:08 | Anjanece |  | 0 | N | N
JOSLYN HI-VOLTAGE CORP. | J8916 | Y | JOSLYN HI-VOLTAGE CORP. , J8916 |  |  | 3.02 | 2018-04-16 10:08 | Anjanece |  | 0 | N | N
JOSLYN HI-VOLTAGE CORP. | J8916 | Y | JOSLYN HI-VOLTAGE CORP. , J8916 |  |  | 3.2 | 2018-04-16 10:08 | Anjanece |  | 0 | N | N
JOSLYN HI-VOLTAGE CORP. | J8916 | Y | JOSLYN HI-VOLTAGE CORP. , J8916 |  |  | 3.22 | 2018-04-16 10:08 | Anjanece |  | 0 | N | N
JOSLYN HI-VOLTAGE CORP. | J8916 | Y | JOSLYN HI-VOLTAGE CORP. , J8916 |  |  | 3.23 | 2018-04-16 10:08 | Anjanece |  | 0 | N | N
JOSLYN HI-VOLTAGE CORP. | J8916 | Y | JOSLYN HI-VOLTAGE CORP. , J8916 |  |  | 3.24 | 2018-04-16 10:08 | Anjanece |  | 0 | N | N
JOSLYN HI-VOLTAGE CORP. | J8916 | Y | JOSLYN HI-VOLTAGE CORP. , J8916 |  |  | 3.35 | 2018-04-16 10:08 | Anjanece |  | 0 | N | N
JOSLYN HI-VOLTAGE CORP. | J8916 | Y | JOSLYN HI-VOLTAGE CORP. , J8916 |  |  | 3.46 | 2018-04-16 10:08 | Anjanece |  | 0 | N | N
JOSLYN HI-VOLTAGE CORP. | J8916 | Y | JOSLYN HI-VOLTAGE CORP. , J8916 |  |  | 3.85 | 2018-04-16 10:08 | Anjanece |  | 0 | N | N
JOSLYN HI-VOLTAGE CORP. | J8916 | Y | JOSLYN HI-VOLTAGE CORP. , J8916 |  |  | 3.9 | 2018-04-16 10:08 | Anjanece |  | 0 | N | N
JOSLYN HI-VOLTAGE CORP. | J8916 | Y | JOSLYN HI-VOLTAGE CORP. , J8916 |  |  | 3.92 | 2018-04-16 10:08 | Anjanece |  | 0 | N | N
JOSLYN HI-VOLTAGE CORP. | J8916 | Y | JOSLYN HI-VOLTAGE CORP. , J8916 |  |  | 4 | 2018-04-16 10:08 | Anjanece |  | 0 | N | N
MC GRAW EDISON | DF4B16 | Y | MC GRAW EDISON , DF4B16 | JEA OVERHEAD DISTRIBUTION | CSC Stores | 1.61 | 2001-12-11 10:13 | Anjanece | 25 | 0 | N | N
MC GRAW EDISON | DF4B16 | Y | MC GRAW EDISON , DF4B16 |  |  | 1.62 | 2001-12-11 10:13 | Anjanece | 25 | 0 | N | N
MC GRAW EDISON | DF4B16 | Y | MC GRAW EDISON , DF4B16 |  |  | 1.63 | 2001-12-11 10:13 | Anjanece | 25 | 0 | N | N
MC GRAW EDISON | DF4B16 | Y | MC GRAW EDISON , DF4B16 |  |  | 1.64 | 2001-12-11 10:13 | Anjanece | 25 | 0 | N | N
MC GRAW EDISON | DF4B16 | Y | MC GRAW EDISON , DF4B16 |  |  | 1.65 | 2001-12-11 10:13 | Anjanece | 25 | 0 | N | N
MC GRAW EDISON | DF4B16 | Y | MC GRAW EDISON , DF4B16 |  |  | 1.68 | 2001-12-11 10:13 | Anjanece | 25 | 0 | N | N
MC GRAW EDISON | DF4B16 | Y | MC GRAW EDISON , DF4B16 |  |  | 1.85 | 2001-12-11 10:13 | Anjanece | 25 | 0 | N | N
MC GRAW EDISON | DF4B16 | Y | MC GRAW EDISON , DF4B16 |  |  | 1.98 | 2001-12-11 10:13 | Anjanece | 25 | 0 | N | N
MC GRAW EDISON | DF4B16 | Y | MC GRAW EDISON , DF4B16 |  |  | 2.07 | 2001-12-11 10:13 | Anjanece | 25 | 0 | N | N
MC GRAW EDISON | DF4B16 | Y | MC GRAW EDISON , DF4B16 |  |  | 2.08 | 2001-12-11 10:13 | Anjanece | 25 | 0 | N | N
MC GRAW EDISON | DF4B16 | Y | MC GRAW EDISON , DF4B16 |  |  | 2.09 | 2001-12-11 10:13 | Anjanece | 25 | 0 | N | N
MC GRAW EDISON | DF4B16 | Y | MC GRAW EDISON , DF4B16 |  |  | 2.12 | 2001-12-11 10:13 | Anjanece | 25 | 0 | N | N
MC GRAW EDISON | DF4B16 | Y | MC GRAW EDISON , DF4B16 |  |  | 2.18 | 2001-12-11 10:13 | Anjanece | 25 | 0 | N | N
MC GRAW EDISON | DF4B16 | Y | MC GRAW EDISON , DF4B16 |  |  | 2.19 | 2001-12-11 10:13 | Anjanece | 25 | 0 | N | N
MC GRAW EDISON | DF4B16 | Y | MC GRAW EDISON , DF4B16 |  |  | 2.22 | 2001-12-11 10:13 | Anjanece | 25 | 0 | N | N
MC GRAW EDISON | DF4B16 | Y | MC GRAW EDISON , DF4B16 |  |  | 2.35 | 2001-12-11 10:13 | Anjanece | 25 | 0 | N | N
MC GRAW EDISON | DF4B16 | Y | MC GRAW EDISON , DF4B16 |  |  | 2.44 | 2001-12-11 10:13 | Anjanece | 25 | 0 | N | N
MC GRAW EDISON | DF4B16 | Y | MC GRAW EDISON , DF4B16 |  |  | 2.83 | 2001-12-11 10:13 | Anjanece | 25 | 0 | N | N
MC GRAW EDISON | DF4B16 | Y | MC GRAW EDISON , DF4B16 |  |  | 3.02 | 2001-12-11 10:13 | Anjanece | 25 | 0 | N | N
MC GRAW EDISON | DF4B16 | Y | MC GRAW EDISON , DF4B16 |  |  | 3.07 | 2001-12-11 10:13 | Anjanece | 25 | 0 | N | N
MC GRAW EDISON | DF4B16 | Y | MC GRAW EDISON , DF4B16 |  |  | 3.1 | 2001-12-11 10:13 | Anjanece | 25 | 0 | N | N
MC GRAW EDISON | DF4B16 | Y | MC GRAW EDISON , DF4B16 |  |  | 3.15 | 2001-12-11 10:13 | Anjanece | 25 | 0 | N | N
MC GRAW EDISON | DF4B16 | Y | MC GRAW EDISON , DF4B16 |  |  | 3.18 | 2001-12-11 10:13 | Anjanece | 25 | 0 | N | N
MC GRAW EDISON | DF4B16 | Y | MC GRAW EDISON , DF4B16 |  |  | 3.21 | 2001-12-11 10:13 | Anjanece | 25 | 0 | N | N
MC GRAW EDISON | DF4B16 | Y | MC GRAW EDISON , DF4B16 |  |  | 3.23 | 2001-12-11 10:13 | Anjanece | 25 | 0 | N | N
MC GRAW EDISON | DF4B16 | Y | MC GRAW EDISON , DF4B16 |  |  | 3.29 | 2001-12-11 10:13 | Anjanece | 25 | 0 | N | N
MC GRAW EDISON | DF4B16 | Y | MC GRAW EDISON , DF4B16 |  |  | 3.31 | 2001-12-11 10:13 | Anjanece | 25 | 0 | N | N
MC GRAW EDISON | DF4B16 | Y | MC GRAW EDISON , DF4B16 |  |  | 3.34 | 2001-12-11 10:13 | Anjanece | 25 | 0 | N | N
MC GRAW EDISON | DF4B16 | Y | MC GRAW EDISON , DF4B16 |  |  | 3.35 | 2001-12-11 10:13 | Anjanece | 25 | 0 | N | N
MC GRAW EDISON | DF4B16 | Y | MC GRAW EDISON , DF4B16 |  |  | 3.36 | 2001-12-11 10:13 | Anjanece | 25 | 0 | N | N
MC GRAW EDISON | DF4B16 | Y | MC GRAW EDISON , DF4B16 |  |  | 3.56 | 2001-12-11 10:13 | Anjanece | 25 | 0 | N | N
MC GRAW EDISON | DF4B16 | Y | MC GRAW EDISON , DF4B16 |  |  | 3.69 | 2001-12-11 10:13 | Anjanece | 25 | 0 | N | N
MC GRAW EDISON | DF4B16 | Y | MC GRAW EDISON , DF4B16 |  |  | 3.75 | 2001-12-11 10:13 | Anjanece | 25 | 0 | N | N
MC GRAW EDISON | DF4B16 | Y | MC GRAW EDISON , DF4B16 |  |  | 3.76 | 2001-12-11 10:13 | Anjanece | 25 | 0 | N | N
MC GRAW EDISON | DF4B16 | Y | MC GRAW EDISON , DF4B16 |  |  | 3.82 | 2001-12-11 10:13 | Anjanece | 25 | 0 | N | N
MC GRAW EDISON | DF4B16 | Y | MC GRAW EDISON , DF4B16 |  | Storm Stores | 0 | 2018-04-16 10:08 | Anjanece |  | 0 | N | N
MC GRAW EDISON | DF4B16 | Y | MC GRAW EDISON , DF4B16 |  |  | 1.85 | 2018-04-16 10:08 | Anjanece |  | 0 | N | N
MC GRAW EDISON | DF4B16 | Y | MC GRAW EDISON , DF4B16 |  |  | 2.08 | 2018-04-16 10:08 | Anjanece |  | 0 | N | N
MC GRAW EDISON | DF4B16 | Y | MC GRAW EDISON , DF4B16 |  |  | 2.09 | 2018-04-16 10:08 | Anjanece |  | 0 | N | N
MC GRAW EDISON | DF4B16 | Y | MC GRAW EDISON , DF4B16 |  |  | 3.02 | 2018-04-16 10:08 | Anjanece |  | 0 | N | N
MC GRAW EDISON | DF4B16 | Y | MC GRAW EDISON , DF4B16 |  |  | 3.2 | 2018-04-16 10:08 | Anjanece |  | 0 | N | N
MC GRAW EDISON | DF4B16 | Y | MC GRAW EDISON , DF4B16 |  |  | 3.22 | 2018-04-16 10:08 | Anjanece |  | 0 | N | N
MC GRAW EDISON | DF4B16 | Y | MC GRAW EDISON , DF4B16 |  |  | 3.23 | 2018-04-16 10:08 | Anjanece |  | 0 | N | N
MC GRAW EDISON | DF4B16 | Y | MC GRAW EDISON , DF4B16 |  |  | 3.24 | 2018-04-16 10:08 | Anjanece |  | 0 | N | N
MC GRAW EDISON | DF4B16 | Y | MC GRAW EDISON , DF4B16 |  |  | 3.35 | 2018-04-16 10:08 | Anjanece |  | 0 | N | N
MC GRAW EDISON | DF4B16 | Y | MC GRAW EDISON , DF4B16 |  |  | 3.46 | 2018-04-16 10:08 | Anjanece |  | 0 | N | N
MC GRAW EDISON | DF4B16 | Y | MC GRAW EDISON , DF4B16 |  |  | 3.85 | 2018-04-16 10:08 | Anjanece |  | 0 | N | N
MC GRAW EDISON | DF4B16 | Y | MC GRAW EDISON , DF4B16 |  |  | 3.9 | 2018-04-16 10:08 | Anjanece |  | 0 | N | N
MC GRAW EDISON | DF4B16 | Y | MC GRAW EDISON , DF4B16 |  |  | 3.92 | 2018-04-16 10:08 | Anjanece |  | 0 | N | N
MC GRAW EDISON | DF4B16 | Y | MC GRAW EDISON , DF4B16 |  |  | 4 | 2018-04-16 10:08 | Anjanece |  | 0 | N | N
POWERLINE HARDWARE CO. | P8916 | Y | POWERLINE HARDWARE CO. , P8916 | JEA OVERHEAD DISTRIBUTION | CSC Stores | 1.61 | 2001-12-11 10:13 | Anjanece | 25 | 0 | N | N
POWERLINE HARDWARE CO. | P8916 | Y | POWERLINE HARDWARE CO. , P8916 |  |  | 1.62 | 2001-12-11 10:13 | Anjanece | 25 | 0 | N | N
POWERLINE HARDWARE CO. | P8916 | Y | POWERLINE HARDWARE CO. , P8916 |  |  | 1.63 | 2001-12-11 10:13 | Anjanece | 25 | 0 | N | N
POWERLINE HARDWARE CO. | P8916 | Y | POWERLINE HARDWARE CO. , P8916 |  |  | 1.64 | 2001-12-11 10:13 | Anjanece | 25 | 0 | N | N
POWERLINE HARDWARE CO. | P8916 | Y | POWERLINE HARDWARE CO. , P8916 |  |  | 1.65 | 2001-12-11 10:13 | Anjanece | 25 | 0 | N | N
POWERLINE HARDWARE CO. | P8916 | Y | POWERLINE HARDWARE CO. , P8916 |  |  | 1.68 | 2001-12-11 10:13 | Anjanece | 25 | 0 | N | N
POWERLINE HARDWARE CO. | P8916 | Y | POWERLINE HARDWARE CO. , P8916 |  |  | 1.85 | 2001-12-11 10:13 | Anjanece | 25 | 0 | N | N
POWERLINE HARDWARE CO. | P8916 | Y | POWERLINE HARDWARE CO. , P8916 |  |  | 1.98 | 2001-12-11 10:13 | Anjanece | 25 | 0 | N | N
POWERLINE HARDWARE CO. | P8916 | Y | POWERLINE HARDWARE CO. , P8916 |  |  | 2.07 | 2001-12-11 10:13 | Anjanece | 25 | 0 | N | N
POWERLINE HARDWARE CO. | P8916 | Y | POWERLINE HARDWARE CO. , P8916 |  |  | 2.08 | 2001-12-11 10:13 | Anjanece | 25 | 0 | N | N
POWERLINE HARDWARE CO. | P8916 | Y | POWERLINE HARDWARE CO. , P8916 |  |  | 2.09 | 2001-12-11 10:13 | Anjanece | 25 | 0 | N | N
POWERLINE HARDWARE CO. | P8916 | Y | POWERLINE HARDWARE CO. , P8916 |  |  | 2.12 | 2001-12-11 10:13 | Anjanece | 25 | 0 | N | N
POWERLINE HARDWARE CO. | P8916 | Y | POWERLINE HARDWARE CO. , P8916 |  |  | 2.18 | 2001-12-11 10:13 | Anjanece | 25 | 0 | N | N
POWERLINE HARDWARE CO. | P8916 | Y | POWERLINE HARDWARE CO. , P8916 |  |  | 2.19 | 2001-12-11 10:13 | Anjanece | 25 | 0 | N | N
POWERLINE HARDWARE CO. | P8916 | Y | POWERLINE HARDWARE CO. , P8916 |  |  | 2.22 | 2001-12-11 10:13 | Anjanece | 25 | 0 | N | N
POWERLINE HARDWARE CO. | P8916 | Y | POWERLINE HARDWARE CO. , P8916 |  |  | 2.35 | 2001-12-11 10:13 | Anjanece | 25 | 0 | N | N
POWERLINE HARDWARE CO. | P8916 | Y | POWERLINE HARDWARE CO. , P8916 |  |  | 2.44 | 2001-12-11 10:13 | Anjanece | 25 | 0 | N | N
POWERLINE HARDWARE CO. | P8916 | Y | POWERLINE HARDWARE CO. , P8916 |  |  | 2.83 | 2001-12-11 10:13 | Anjanece | 25 | 0 | N | N
POWERLINE HARDWARE CO. | P8916 | Y | POWERLINE HARDWARE CO. , P8916 |  |  | 3.02 | 2001-12-11 10:13 | Anjanece | 25 | 0 | N | N
POWERLINE HARDWARE CO. | P8916 | Y | POWERLINE HARDWARE CO. , P8916 |  |  | 3.07 | 2001-12-11 10:13 | Anjanece | 25 | 0 | N | N
POWERLINE HARDWARE CO. | P8916 | Y | POWERLINE HARDWARE CO. , P8916 |  |  | 3.1 | 2001-12-11 10:13 | Anjanece | 25 | 0 | N | N
POWERLINE HARDWARE CO. | P8916 | Y | POWERLINE HARDWARE CO. , P8916 |  |  | 3.15 | 2001-12-11 10:13 | Anjanece | 25 | 0 | N | N
POWERLINE HARDWARE CO. | P8916 | Y | POWERLINE HARDWARE CO. , P8916 |  |  | 3.18 | 2001-12-11 10:13 | Anjanece | 25 | 0 | N | N
POWERLINE HARDWARE CO. | P8916 | Y | POWERLINE HARDWARE CO. , P8916 |  |  | 3.21 | 2001-12-11 10:13 | Anjanece | 25 | 0 | N | N
POWERLINE HARDWARE CO. | P8916 | Y | POWERLINE HARDWARE CO. , P8916 |  |  | 3.23 | 2001-12-11 10:13 | Anjanece | 25 | 0 | N | N
POWERLINE HARDWARE CO. | P8916 | Y | POWERLINE HARDWARE CO. , P8916 |  |  | 3.29 | 2001-12-11 10:13 | Anjanece | 25 | 0 | N | N
POWERLINE HARDWARE CO. | P8916 | Y | POWERLINE HARDWARE CO. , P8916 |  |  | 3.31 | 2001-12-11 10:13 | Anjanece | 25 | 0 | N | N
POWERLINE HARDWARE CO. | P8916 | Y | POWERLINE HARDWARE CO. , P8916 |  |  | 3.34 | 2001-12-11 10:13 | Anjanece | 25 | 0 | N | N
POWERLINE HARDWARE CO. | P8916 | Y | POWERLINE HARDWARE CO. , P8916 |  |  | 3.35 | 2001-12-11 10:13 | Anjanece | 25 | 0 | N | N
POWERLINE HARDWARE CO. | P8916 | Y | POWERLINE HARDWARE CO. , P8916 |  |  | 3.36 | 2001-12-11 10:13 | Anjanece | 25 | 0 | N | N
POWERLINE HARDWARE CO. | P8916 | Y | POWERLINE HARDWARE CO. , P8916 |  |  | 3.56 | 2001-12-11 10:13 | Anjanece | 25 | 0 | N | N
POWERLINE HARDWARE CO. | P8916 | Y | POWERLINE HARDWARE CO. , P8916 |  |  | 3.69 | 2001-12-11 10:13 | Anjanece | 25 | 0 | N | N
POWERLINE HARDWARE CO. | P8916 | Y | POWERLINE HARDWARE CO. , P8916 |  |  | 3.75 | 2001-12-11 10:13 | Anjanece | 25 | 0 | N | N
POWERLINE HARDWARE CO. | P8916 | Y | POWERLINE HARDWARE CO. , P8916 |  |  | 3.76 | 2001-12-11 10:13 | Anjanece | 25 | 0 | N | N
POWERLINE HARDWARE CO. | P8916 | Y | POWERLINE HARDWARE CO. , P8916 |  |  | 3.82 | 2001-12-11 10:13 | Anjanece | 25 | 0 | N | N
POWERLINE HARDWARE CO. | P8916 | Y | POWERLINE HARDWARE CO. , P8916 |  | Storm Stores | 0 | 2018-04-16 10:08 | Anjanece |  | 0 | N | N
POWERLINE HARDWARE CO. | P8916 | Y | POWERLINE HARDWARE CO. , P8916 |  |  | 1.85 | 2018-04-16 10:08 | Anjanece |  | 0 | N | N
POWERLINE HARDWARE CO. | P8916 | Y | POWERLINE HARDWARE CO. , P8916 |  |  | 2.08 | 2018-04-16 10:08 | Anjanece |  | 0 | N | N
POWERLINE HARDWARE CO. | P8916 | Y | POWERLINE HARDWARE CO. , P8916 |  |  | 2.09 | 2018-04-16 10:08 | Anjanece |  | 0 | N | N
POWERLINE HARDWARE CO. | P8916 | Y | POWERLINE HARDWARE CO. , P8916 |  |  | 3.02 | 2018-04-16 10:08 | Anjanece |  | 0 | N | N
POWERLINE HARDWARE CO. | P8916 | Y | POWERLINE HARDWARE CO. , P8916 |  |  | 3.2 | 2018-04-16 10:08 | Anjanece |  | 0 | N | N
POWERLINE HARDWARE CO. | P8916 | Y | POWERLINE HARDWARE CO. , P8916 |  |  | 3.22 | 2018-04-16 10:08 | Anjanece |  | 0 | N | N
POWERLINE HARDWARE CO. | P8916 | Y | POWERLINE HARDWARE CO. , P8916 |  |  | 3.23 | 2018-04-16 10:08 | Anjanece |  | 0 | N | N
POWERLINE HARDWARE CO. | P8916 | Y | POWERLINE HARDWARE CO. , P8916 |  |  | 3.24 | 2018-04-16 10:08 | Anjanece |  | 0 | N | N
POWERLINE HARDWARE CO. | P8916 | Y | POWERLINE HARDWARE CO. , P8916 |  |  | 3.35 | 2018-04-16 10:08 | Anjanece |  | 0 | N | N
POWERLINE HARDWARE CO. | P8916 | Y | POWERLINE HARDWARE CO. , P8916 |  |  | 3.46 | 2018-04-16 10:08 | Anjanece |  | 0 | N | N
POWERLINE HARDWARE CO. | P8916 | Y | POWERLINE HARDWARE CO. , P8916 |  |  | 3.85 | 2018-04-16 10:08 | Anjanece |  | 0 | N | N
POWERLINE HARDWARE CO. | P8916 | Y | POWERLINE HARDWARE CO. , P8916 |  |  | 3.9 | 2018-04-16 10:08 | Anjanece |  | 0 | N | N
POWERLINE HARDWARE CO. | P8916 | Y | POWERLINE HARDWARE CO. , P8916 |  |  | 3.92 | 2018-04-16 10:08 | Anjanece |  | 0 | N | N
POWERLINE HARDWARE CO. | P8916 | Y | POWERLINE HARDWARE CO. , P8916 |  |  | 4 | 2018-04-16 10:08 | Anjanece |  | 0 | N | N
STEEL CITY | SC8916BG | Y | STEEL CITY , SC8916BG | JEA OVERHEAD DISTRIBUTION | CSC Stores | 1.61 | 2001-12-11 10:13 | Anjanece | 25 | 0 | N | N
STEEL CITY | SC8916BG | Y | STEEL CITY , SC8916BG |  |  | 1.62 | 2001-12-11 10:13 | Anjanece | 25 | 0 | N | N
STEEL CITY | SC8916BG | Y | STEEL CITY , SC8916BG |  |  | 1.63 | 2001-12-11 10:13 | Anjanece | 25 | 0 | N | N
STEEL CITY | SC8916BG | Y | STEEL CITY , SC8916BG |  |  | 1.64 | 2001-12-11 10:13 | Anjanece | 25 | 0 | N | N
STEEL CITY | SC8916BG | Y | STEEL CITY , SC8916BG |  |  | 1.65 | 2001-12-11 10:13 | Anjanece | 25 | 0 | N | N
STEEL CITY | SC8916BG | Y | STEEL CITY , SC8916BG |  |  | 1.68 | 2001-12-11 10:13 | Anjanece | 25 | 0 | N | N
STEEL CITY | SC8916BG | Y | STEEL CITY , SC8916BG |  |  | 1.85 | 2001-12-11 10:13 | Anjanece | 25 | 0 | N | N
STEEL CITY | SC8916BG | Y | STEEL CITY , SC8916BG |  |  | 1.98 | 2001-12-11 10:13 | Anjanece | 25 | 0 | N | N
STEEL CITY | SC8916BG | Y | STEEL CITY , SC8916BG |  |  | 2.07 | 2001-12-11 10:13 | Anjanece | 25 | 0 | N | N
STEEL CITY | SC8916BG | Y | STEEL CITY , SC8916BG |  |  | 2.08 | 2001-12-11 10:13 | Anjanece | 25 | 0 | N | N
STEEL CITY | SC8916BG | Y | STEEL CITY , SC8916BG |  |  | 2.09 | 2001-12-11 10:13 | Anjanece | 25 | 0 | N | N
STEEL CITY | SC8916BG | Y | STEEL CITY , SC8916BG |  |  | 2.12 | 2001-12-11 10:13 | Anjanece | 25 | 0 | N | N
STEEL CITY | SC8916BG | Y | STEEL CITY , SC8916BG |  |  | 2.18 | 2001-12-11 10:13 | Anjanece | 25 | 0 | N | N
STEEL CITY | SC8916BG | Y | STEEL CITY , SC8916BG |  |  | 2.19 | 2001-12-11 10:13 | Anjanece | 25 | 0 | N | N
STEEL CITY | SC8916BG | Y | STEEL CITY , SC8916BG |  |  | 2.22 | 2001-12-11 10:13 | Anjanece | 25 | 0 | N | N
STEEL CITY | SC8916BG | Y | STEEL CITY , SC8916BG |  |  | 2.35 | 2001-12-11 10:13 | Anjanece | 25 | 0 | N | N
STEEL CITY | SC8916BG | Y | STEEL CITY , SC8916BG |  |  | 2.44 | 2001-12-11 10:13 | Anjanece | 25 | 0 | N | N
STEEL CITY | SC8916BG | Y | STEEL CITY , SC8916BG |  |  | 2.83 | 2001-12-11 10:13 | Anjanece | 25 | 0 | N | N
STEEL CITY | SC8916BG | Y | STEEL CITY , SC8916BG |  |  | 3.02 | 2001-12-11 10:13 | Anjanece | 25 | 0 | N | N
STEEL CITY | SC8916BG | Y | STEEL CITY , SC8916BG |  |  | 3.07 | 2001-12-11 10:13 | Anjanece | 25 | 0 | N | N
STEEL CITY | SC8916BG | Y | STEEL CITY , SC8916BG |  |  | 3.1 | 2001-12-11 10:13 | Anjanece | 25 | 0 | N | N
STEEL CITY | SC8916BG | Y | STEEL CITY , SC8916BG |  |  | 3.15 | 2001-12-11 10:13 | Anjanece | 25 | 0 | N | N
STEEL CITY | SC8916BG | Y | STEEL CITY , SC8916BG |  |  | 3.18 | 2001-12-11 10:13 | Anjanece | 25 | 0 | N | N
STEEL CITY | SC8916BG | Y | STEEL CITY , SC8916BG |  |  | 3.21 | 2001-12-11 10:13 | Anjanece | 25 | 0 | N | N
STEEL CITY | SC8916BG | Y | STEEL CITY , SC8916BG |  |  | 3.23 | 2001-12-11 10:13 | Anjanece | 25 | 0 | N | N
STEEL CITY | SC8916BG | Y | STEEL CITY , SC8916BG |  |  | 3.29 | 2001-12-11 10:13 | Anjanece | 25 | 0 | N | N
STEEL CITY | SC8916BG | Y | STEEL CITY , SC8916BG |  |  | 3.31 | 2001-12-11 10:13 | Anjanece | 25 | 0 | N | N
STEEL CITY | SC8916BG | Y | STEEL CITY , SC8916BG |  |  | 3.34 | 2001-12-11 10:13 | Anjanece | 25 | 0 | N | N
STEEL CITY | SC8916BG | Y | STEEL CITY , SC8916BG |  |  | 3.35 | 2001-12-11 10:13 | Anjanece | 25 | 0 | N | N
STEEL CITY | SC8916BG | Y | STEEL CITY , SC8916BG |  |  | 3.36 | 2001-12-11 10:13 | Anjanece | 25 | 0 | N | N
STEEL CITY | SC8916BG | Y | STEEL CITY , SC8916BG |  |  | 3.56 | 2001-12-11 10:13 | Anjanece | 25 | 0 | N | N
STEEL CITY | SC8916BG | Y | STEEL CITY , SC8916BG |  |  | 3.69 | 2001-12-11 10:13 | Anjanece | 25 | 0 | N | N
STEEL CITY | SC8916BG | Y | STEEL CITY , SC8916BG |  |  | 3.75 | 2001-12-11 10:13 | Anjanece | 25 | 0 | N | N
STEEL CITY | SC8916BG | Y | STEEL CITY , SC8916BG |  |  | 3.76 | 2001-12-11 10:13 | Anjanece | 25 | 0 | N | N
STEEL CITY | SC8916BG | Y | STEEL CITY , SC8916BG |  |  | 3.82 | 2001-12-11 10:13 | Anjanece | 25 | 0 | N | N
STEEL CITY | SC8916BG | Y | STEEL CITY , SC8916BG |  | Storm Stores | 0 | 2018-04-16 10:08 | Anjanece |  | 0 | N | N
STEEL CITY | SC8916BG | Y | STEEL CITY , SC8916BG |  |  | 1.85 | 2018-04-16 10:08 | Anjanece |  | 0 | N | N
STEEL CITY | SC8916BG | Y | STEEL CITY , SC8916BG |  |  | 2.08 | 2018-04-16 10:08 | Anjanece |  | 0 | N | N
STEEL CITY | SC8916BG | Y | STEEL CITY , SC8916BG |  |  | 2.09 | 2018-04-16 10:08 | Anjanece |  | 0 | N | N
STEEL CITY | SC8916BG | Y | STEEL CITY , SC8916BG |  |  | 3.02 | 2018-04-16 10:08 | Anjanece |  | 0 | N | N
STEEL CITY | SC8916BG | Y | STEEL CITY , SC8916BG |  |  | 3.2 | 2018-04-16 10:08 | Anjanece |  | 0 | N | N
STEEL CITY | SC8916BG | Y | STEEL CITY , SC8916BG |  |  | 3.22 | 2018-04-16 10:08 | Anjanece |  | 0 | N | N
STEEL CITY | SC8916BG | Y | STEEL CITY , SC8916BG |  |  | 3.23 | 2018-04-16 10:08 | Anjanece |  | 0 | N | N
STEEL CITY | SC8916BG | Y | STEEL CITY , SC8916BG |  |  | 3.24 | 2018-04-16 10:08 | Anjanece |  | 0 | N | N
STEEL CITY | SC8916BG | Y | STEEL CITY , SC8916BG |  |  | 3.35 | 2018-04-16 10:08 | Anjanece |  | 0 | N | N
STEEL CITY | SC8916BG | Y | STEEL CITY , SC8916BG |  |  | 3.46 | 2018-04-16 10:08 | Anjanece |  | 0 | N | N
STEEL CITY | SC8916BG | Y | STEEL CITY , SC8916BG |  |  | 3.85 | 2018-04-16 10:08 | Anjanece |  | 0 | N | N
STEEL CITY | SC8916BG | Y | STEEL CITY , SC8916BG |  |  | 3.9 | 2018-04-16 10:08 | Anjanece |  | 0 | N | N
STEEL CITY | SC8916BG | Y | STEEL CITY , SC8916BG |  |  | 3.92 | 2018-04-16 10:08 | Anjanece |  | 0 | N | N
STEEL CITY | SC8916BG | Y | STEEL CITY , SC8916BG |  |  | 4 | 2018-04-16 10:08 | Anjanece |  | 0 | N | N
THREADED FASTENERS INC. | TF8916 | Y | THREADED FASTENERS INC. , TF8916 | JEA OVERHEAD DISTRIBUTION | CSC Stores | 1.61 | 2001-12-11 10:13 | Anjanece | 25 | 0 | N | N
THREADED FASTENERS INC. | TF8916 | Y | THREADED FASTENERS INC. , TF8916 |  |  | 1.62 | 2001-12-11 10:13 | Anjanece | 25 | 0 | N | N
THREADED FASTENERS INC. | TF8916 | Y | THREADED FASTENERS INC. , TF8916 |  |  | 1.63 | 2001-12-11 10:13 | Anjanece | 25 | 0 | N | N
THREADED FASTENERS INC. | TF8916 | Y | THREADED FASTENERS INC. , TF8916 |  |  | 1.64 | 2001-12-11 10:13 | Anjanece | 25 | 0 | N | N
THREADED FASTENERS INC. | TF8916 | Y | THREADED FASTENERS INC. , TF8916 |  |  | 1.65 | 2001-12-11 10:13 | Anjanece | 25 | 0 | N | N
THREADED FASTENERS INC. | TF8916 | Y | THREADED FASTENERS INC. , TF8916 |  |  | 1.68 | 2001-12-11 10:13 | Anjanece | 25 | 0 | N | N
THREADED FASTENERS INC. | TF8916 | Y | THREADED FASTENERS INC. , TF8916 |  |  | 1.85 | 2001-12-11 10:13 | Anjanece | 25 | 0 | N | N
THREADED FASTENERS INC. | TF8916 | Y | THREADED FASTENERS INC. , TF8916 |  |  | 1.98 | 2001-12-11 10:13 | Anjanece | 25 | 0 | N | N
THREADED FASTENERS INC. | TF8916 | Y | THREADED FASTENERS INC. , TF8916 |  |  | 2.07 | 2001-12-11 10:13 | Anjanece | 25 | 0 | N | N
THREADED FASTENERS INC. | TF8916 | Y | THREADED FASTENERS INC. , TF8916 |  |  | 2.08 | 2001-12-11 10:13 | Anjanece | 25 | 0 | N | N
THREADED FASTENERS INC. | TF8916 | Y | THREADED FASTENERS INC. , TF8916 |  |  | 2.09 | 2001-12-11 10:13 | Anjanece | 25 | 0 | N | N
THREADED FASTENERS INC. | TF8916 | Y | THREADED FASTENERS INC. , TF8916 |  |  | 2.12 | 2001-12-11 10:13 | Anjanece | 25 | 0 | N | N
THREADED FASTENERS INC. | TF8916 | Y | THREADED FASTENERS INC. , TF8916 |  |  | 2.18 | 2001-12-11 10:13 | Anjanece | 25 | 0 | N | N
THREADED FASTENERS INC. | TF8916 | Y | THREADED FASTENERS INC. , TF8916 |  |  | 2.19 | 2001-12-11 10:13 | Anjanece | 25 | 0 | N | N
THREADED FASTENERS INC. | TF8916 | Y | THREADED FASTENERS INC. , TF8916 |  |  | 2.22 | 2001-12-11 10:13 | Anjanece | 25 | 0 | N | N
THREADED FASTENERS INC. | TF8916 | Y | THREADED FASTENERS INC. , TF8916 |  |  | 2.35 | 2001-12-11 10:13 | Anjanece | 25 | 0 | N | N
THREADED FASTENERS INC. | TF8916 | Y | THREADED FASTENERS INC. , TF8916 |  |  | 2.44 | 2001-12-11 10:13 | Anjanece | 25 | 0 | N | N
THREADED FASTENERS INC. | TF8916 | Y | THREADED FASTENERS INC. , TF8916 |  |  | 2.83 | 2001-12-11 10:13 | Anjanece | 25 | 0 | N | N
THREADED FASTENERS INC. | TF8916 | Y | THREADED FASTENERS INC. , TF8916 |  |  | 3.02 | 2001-12-11 10:13 | Anjanece | 25 | 0 | N | N
THREADED FASTENERS INC. | TF8916 | Y | THREADED FASTENERS INC. , TF8916 |  |  | 3.07 | 2001-12-11 10:13 | Anjanece | 25 | 0 | N | N
THREADED FASTENERS INC. | TF8916 | Y | THREADED FASTENERS INC. , TF8916 |  |  | 3.1 | 2001-12-11 10:13 | Anjanece | 25 | 0 | N | N
THREADED FASTENERS INC. | TF8916 | Y | THREADED FASTENERS INC. , TF8916 |  |  | 3.15 | 2001-12-11 10:13 | Anjanece | 25 | 0 | N | N
THREADED FASTENERS INC. | TF8916 | Y | THREADED FASTENERS INC. , TF8916 |  |  | 3.18 | 2001-12-11 10:13 | Anjanece | 25 | 0 | N | N
THREADED FASTENERS INC. | TF8916 | Y | THREADED FASTENERS INC. , TF8916 |  |  | 3.21 | 2001-12-11 10:13 | Anjanece | 25 | 0 | N | N
THREADED FASTENERS INC. | TF8916 | Y | THREADED FASTENERS INC. , TF8916 |  |  | 3.23 | 2001-12-11 10:13 | Anjanece | 25 | 0 | N | N
THREADED FASTENERS INC. | TF8916 | Y | THREADED FASTENERS INC. , TF8916 |  |  | 3.29 | 2001-12-11 10:13 | Anjanece | 25 | 0 | N | N
THREADED FASTENERS INC. | TF8916 | Y | THREADED FASTENERS INC. , TF8916 |  |  | 3.31 | 2001-12-11 10:13 | Anjanece | 25 | 0 | N | N
THREADED FASTENERS INC. | TF8916 | Y | THREADED FASTENERS INC. , TF8916 |  |  | 3.34 | 2001-12-11 10:13 | Anjanece | 25 | 0 | N | N
THREADED FASTENERS INC. | TF8916 | Y | THREADED FASTENERS INC. , TF8916 |  |  | 3.35 | 2001-12-11 10:13 | Anjanece | 25 | 0 | N | N
THREADED FASTENERS INC. | TF8916 | Y | THREADED FASTENERS INC. , TF8916 |  |  | 3.36 | 2001-12-11 10:13 | Anjanece | 25 | 0 | N | N
THREADED FASTENERS INC. | TF8916 | Y | THREADED FASTENERS INC. , TF8916 |  |  | 3.56 | 2001-12-11 10:13 | Anjanece | 25 | 0 | N | N
THREADED FASTENERS INC. | TF8916 | Y | THREADED FASTENERS INC. , TF8916 |  |  | 3.69 | 2001-12-11 10:13 | Anjanece | 25 | 0 | N | N
THREADED FASTENERS INC. | TF8916 | Y | THREADED FASTENERS INC. , TF8916 |  |  | 3.75 | 2001-12-11 10:13 | Anjanece | 25 | 0 | N | N
THREADED FASTENERS INC. | TF8916 | Y | THREADED FASTENERS INC. , TF8916 |  |  | 3.76 | 2001-12-11 10:13 | Anjanece | 25 | 0 | N | N
THREADED FASTENERS INC. | TF8916 | Y | THREADED FASTENERS INC. , TF8916 |  |  | 3.82 | 2001-12-11 10:13 | Anjanece | 25 | 0 | N | N
THREADED FASTENERS INC. | TF8916 | Y | THREADED FASTENERS INC. , TF8916 |  | Storm Stores | 0 | 2018-04-16 10:08 | Anjanece |  | 0 | N | N
THREADED FASTENERS INC. | TF8916 | Y | THREADED FASTENERS INC. , TF8916 |  |  | 1.85 | 2018-04-16 10:08 | Anjanece |  | 0 | N | N
THREADED FASTENERS INC. | TF8916 | Y | THREADED FASTENERS INC. , TF8916 |  |  | 2.08 | 2018-04-16 10:08 | Anjanece |  | 0 | N | N
THREADED FASTENERS INC. | TF8916 | Y | THREADED FASTENERS INC. , TF8916 |  |  | 2.09 | 2018-04-16 10:08 | Anjanece |  | 0 | N | N
THREADED FASTENERS INC. | TF8916 | Y | THREADED FASTENERS INC. , TF8916 |  |  | 3.02 | 2018-04-16 10:08 | Anjanece |  | 0 | N | N
THREADED FASTENERS INC. | TF8916 | Y | THREADED FASTENERS INC. , TF8916 |  |  | 3.2 | 2018-04-16 10:08 | Anjanece |  | 0 | N | N
THREADED FASTENERS INC. | TF8916 | Y | THREADED FASTENERS INC. , TF8916 |  |  | 3.22 | 2018-04-16 10:08 | Anjanece |  | 0 | N | N
THREADED FASTENERS INC. | TF8916 | Y | THREADED FASTENERS INC. , TF8916 |  |  | 3.23 | 2018-04-16 10:08 | Anjanece |  | 0 | N | N
THREADED FASTENERS INC. | TF8916 | Y | THREADED FASTENERS INC. , TF8916 |  |  | 3.24 | 2018-04-16 10:08 | Anjanece |  | 0 | N | N
THREADED FASTENERS INC. | TF8916 | Y | THREADED FASTENERS INC. , TF8916 |  |  | 3.35 | 2018-04-16 10:08 | Anjanece |  | 0 | N | N
THREADED FASTENERS INC. | TF8916 | Y | THREADED FASTENERS INC. , TF8916 |  |  | 3.46 | 2018-04-16 10:08 | Anjanece |  | 0 | N | N
THREADED FASTENERS INC. | TF8916 | Y | THREADED FASTENERS INC. , TF8916 |  |  | 3.85 | 2018-04-16 10:08 | Anjanece |  | 0 | N | N
THREADED FASTENERS INC. | TF8916 | Y | THREADED FASTENERS INC. , TF8916 |  |  | 3.9 | 2018-04-16 10:08 | Anjanece |  | 0 | N | N
THREADED FASTENERS INC. | TF8916 | Y | THREADED FASTENERS INC. , TF8916 |  |  | 3.92 | 2018-04-16 10:08 | Anjanece |  | 0 | N | N
THREADED FASTENERS INC. | TF8916 | Y | THREADED FASTENERS INC. , TF8916 |  |  | 4 | 2018-04-16 10:08 | Anjanece |  | 0 | N | N
ALLIED BOLT, INC. | 8248 | Y | ALLIED BOLT, INC. , 8248 | JEA OVERHEAD DISTRIBUTION | CSC Stores | 1.82 | 2001-12-11 10:13 | Anjanece | 25 | 0 | N | N
ALLIED BOLT, INC. | 8248 | Y | ALLIED BOLT, INC. , 8248 |  |  | 1.85 | 2001-12-11 10:13 | Anjanece | 25 | 0 | N | N
ALLIED BOLT, INC. | 8248 | Y | ALLIED BOLT, INC. , 8248 |  |  | 1.87 | 2001-12-11 10:13 | Anjanece | 25 | 0 | N | N
ALLIED BOLT, INC. | 8248 | Y | ALLIED BOLT, INC. , 8248 |  |  | 2.3 | 2001-12-11 10:13 | Anjanece | 25 | 0 | N | N
ALLIED BOLT, INC. | 8248 | Y | ALLIED BOLT, INC. , 8248 |  |  | 2.77 | 2001-12-11 10:13 | Anjanece | 25 | 0 | N | N
ALLIED BOLT, INC. | 8248 | Y | ALLIED BOLT, INC. , 8248 |  |  | 3.53 | 2001-12-11 10:13 | Anjanece | 25 | 0 | N | N
ALLIED BOLT, INC. | 8248 | Y | ALLIED BOLT, INC. , 8248 |  |  | 3.91 | 2001-12-11 10:13 | Anjanece | 25 | 0 | N | N
ALLIED BOLT, INC. | 8248 | Y | ALLIED BOLT, INC. , 8248 |  |  | 4.16 | 2001-12-11 10:13 | Anjanece | 25 | 0 | N | N
ALLIED BOLT, INC. | 8248 | Y | ALLIED BOLT, INC. , 8248 |  |  | 4.58 | 2001-12-11 10:13 | Anjanece | 25 | 0 | N | N
ALUMA-FORM | AF8918 | Y | ALUMA-FORM , AF8918 | JEA OVERHEAD DISTRIBUTION | CSC Stores | 1.82 | 2001-12-11 10:13 | Anjanece | 25 | 0 | N | N
ALUMA-FORM | AF8918 | Y | ALUMA-FORM , AF8918 |  |  | 1.85 | 2001-12-11 10:13 | Anjanece | 25 | 0 | N | N
ALUMA-FORM | AF8918 | Y | ALUMA-FORM , AF8918 |  |  | 1.87 | 2001-12-11 10:13 | Anjanece | 25 | 0 | N | N
ALUMA-FORM | AF8918 | Y | ALUMA-FORM , AF8918 |  |  | 2.3 | 2001-12-11 10:13 | Anjanece | 25 | 0 | N | N
ALUMA-FORM | AF8918 | Y | ALUMA-FORM , AF8918 |  |  | 2.77 | 2001-12-11 10:13 | Anjanece | 25 | 0 | N | N
ALUMA-FORM | AF8918 | Y | ALUMA-FORM , AF8918 |  |  | 3.53 | 2001-12-11 10:13 | Anjanece | 25 | 0 | N | N
ALUMA-FORM | AF8918 | Y | ALUMA-FORM , AF8918 |  |  | 3.91 | 2001-12-11 10:13 | Anjanece | 25 | 0 | N | N
ALUMA-FORM | AF8918 | Y | ALUMA-FORM , AF8918 |  |  | 4.16 | 2001-12-11 10:13 | Anjanece | 25 | 0 | N | N
ALUMA-FORM | AF8918 | Y | ALUMA-FORM , AF8918 |  |  | 4.58 | 2001-12-11 10:13 | Anjanece | 25 | 0 | N | N
CHANCE | 8918 | Y | CHANCE , 8918 | JEA OVERHEAD DISTRIBUTION | CSC Stores | 1.82 | 2001-12-11 10:13 | Anjanece | 25 | 0 | N | N
CHANCE | 8918 | Y | CHANCE , 8918 |  |  | 1.85 | 2001-12-11 10:13 | Anjanece | 25 | 0 | N | N
CHANCE | 8918 | Y | CHANCE , 8918 |  |  | 1.87 | 2001-12-11 10:13 | Anjanece | 25 | 0 | N | N
CHANCE | 8918 | Y | CHANCE , 8918 |  |  | 2.3 | 2001-12-11 10:13 | Anjanece | 25 | 0 | N | N
CHANCE | 8918 | Y | CHANCE , 8918 |  |  | 2.77 | 2001-12-11 10:13 | Anjanece | 25 | 0 | N | N
CHANCE | 8918 | Y | CHANCE , 8918 |  |  | 3.53 | 2001-12-11 10:13 | Anjanece | 25 | 0 | N | N
CHANCE | 8918 | Y | CHANCE , 8918 |  |  | 3.91 | 2001-12-11 10:13 | Anjanece | 25 | 0 | N | N
CHANCE | 8918 | Y | CHANCE , 8918 |  |  | 4.16 | 2001-12-11 10:13 | Anjanece | 25 | 0 | N | N
CHANCE | 8918 | Y | CHANCE , 8918 |  |  | 4.58 | 2001-12-11 10:13 | Anjanece | 25 | 0 | N | N
DIXIE ELECTRIC | D8918 | Y | DIXIE ELECTRIC , D8918 | JEA OVERHEAD DISTRIBUTION | CSC Stores | 1.82 | 2001-12-11 10:13 | Anjanece | 25 | 0 | N | N
DIXIE ELECTRIC | D8918 | Y | DIXIE ELECTRIC , D8918 |  |  | 1.85 | 2001-12-11 10:13 | Anjanece | 25 | 0 | N | N
DIXIE ELECTRIC | D8918 | Y | DIXIE ELECTRIC , D8918 |  |  | 1.87 | 2001-12-11 10:13 | Anjanece | 25 | 0 | N | N
DIXIE ELECTRIC | D8918 | Y | DIXIE ELECTRIC , D8918 |  |  | 2.3 | 2001-12-11 10:13 | Anjanece | 25 | 0 | N | N
DIXIE ELECTRIC | D8918 | Y | DIXIE ELECTRIC , D8918 |  |  | 2.77 | 2001-12-11 10:13 | Anjanece | 25 | 0 | N | N
DIXIE ELECTRIC | D8918 | Y | DIXIE ELECTRIC , D8918 |  |  | 3.53 | 2001-12-11 10:13 | Anjanece | 25 | 0 | N | N
DIXIE ELECTRIC | D8918 | Y | DIXIE ELECTRIC , D8918 |  |  | 3.91 | 2001-12-11 10:13 | Anjanece | 25 | 0 | N | N
DIXIE ELECTRIC | D8918 | Y | DIXIE ELECTRIC , D8918 |  |  | 4.16 | 2001-12-11 10:13 | Anjanece | 25 | 0 | N | N
DIXIE ELECTRIC | D8918 | Y | DIXIE ELECTRIC , D8918 |  |  | 4.58 | 2001-12-11 10:13 | Anjanece | 25 | 0 | N | N
FLORIDA WIRE AND CABLE | FW8918 | Y | FLORIDA WIRE AND CABLE , FW8918 | JEA OVERHEAD DISTRIBUTION | CSC Stores | 1.82 | 2001-12-11 10:13 | Anjanece | 25 | 0 | N | N
FLORIDA WIRE AND CABLE | FW8918 | Y | FLORIDA WIRE AND CABLE , FW8918 |  |  | 1.85 | 2001-12-11 10:13 | Anjanece | 25 | 0 | N | N
FLORIDA WIRE AND CABLE | FW8918 | Y | FLORIDA WIRE AND CABLE , FW8918 |  |  | 1.87 | 2001-12-11 10:13 | Anjanece | 25 | 0 | N | N
FLORIDA WIRE AND CABLE | FW8918 | Y | FLORIDA WIRE AND CABLE , FW8918 |  |  | 2.3 | 2001-12-11 10:13 | Anjanece | 25 | 0 | N | N
FLORIDA WIRE AND CABLE | FW8918 | Y | FLORIDA WIRE AND CABLE , FW8918 |  |  | 2.77 | 2001-12-11 10:13 | Anjanece | 25 | 0 | N | N
FLORIDA WIRE AND CABLE | FW8918 | Y | FLORIDA WIRE AND CABLE , FW8918 |  |  | 3.53 | 2001-12-11 10:13 | Anjanece | 25 | 0 | N | N
FLORIDA WIRE AND CABLE | FW8918 | Y | FLORIDA WIRE AND CABLE , FW8918 |  |  | 3.91 | 2001-12-11 10:13 | Anjanece | 25 | 0 | N | N
FLORIDA WIRE AND CABLE | FW8918 | Y | FLORIDA WIRE AND CABLE , FW8918 |  |  | 4.16 | 2001-12-11 10:13 | Anjanece | 25 | 0 | N | N
FLORIDA WIRE AND CABLE | FW8918 | Y | FLORIDA WIRE AND CABLE , FW8918 |  |  | 4.58 | 2001-12-11 10:13 | Anjanece | 25 | 0 | N | N
HUGHES | B718-6 | Y | HUGHES , B718-6 | JEA OVERHEAD DISTRIBUTION | CSC Stores | 1.82 | 2001-12-11 10:13 | Anjanece | 25 | 0 | N | N
HUGHES | B718-6 | Y | HUGHES , B718-6 |  |  | 1.85 | 2001-12-11 10:13 | Anjanece | 25 | 0 | N | N
HUGHES | B718-6 | Y | HUGHES , B718-6 |  |  | 1.87 | 2001-12-11 10:13 | Anjanece | 25 | 0 | N | N
HUGHES | B718-6 | Y | HUGHES , B718-6 |  |  | 2.3 | 2001-12-11 10:13 | Anjanece | 25 | 0 | N | N
HUGHES | B718-6 | Y | HUGHES , B718-6 |  |  | 2.77 | 2001-12-11 10:13 | Anjanece | 25 | 0 | N | N
HUGHES | B718-6 | Y | HUGHES , B718-6 |  |  | 3.53 | 2001-12-11 10:13 | Anjanece | 25 | 0 | N | N
HUGHES | B718-6 | Y | HUGHES , B718-6 |  |  | 3.91 | 2001-12-11 10:13 | Anjanece | 25 | 0 | N | N
HUGHES | B718-6 | Y | HUGHES , B718-6 |  |  | 4.16 | 2001-12-11 10:13 | Anjanece | 25 | 0 | N | N
HUGHES | B718-6 | Y | HUGHES , B718-6 |  |  | 4.58 | 2001-12-11 10:13 | Anjanece | 25 | 0 | N | N
JOSLYN HI-VOLTAGE CORP. | J8918 | Y | JOSLYN HI-VOLTAGE CORP. , J8918 | JEA OVERHEAD DISTRIBUTION | CSC Stores | 1.82 | 2001-12-11 10:13 | Anjanece | 25 | 0 | N | N
JOSLYN HI-VOLTAGE CORP. | J8918 | Y | JOSLYN HI-VOLTAGE CORP. , J8918 |  |  | 1.85 | 2001-12-11 10:13 | Anjanece | 25 | 0 | N | N
JOSLYN HI-VOLTAGE CORP. | J8918 | Y | JOSLYN HI-VOLTAGE CORP. , J8918 |  |  | 1.87 | 2001-12-11 10:13 | Anjanece | 25 | 0 | N | N
JOSLYN HI-VOLTAGE CORP. | J8918 | Y | JOSLYN HI-VOLTAGE CORP. , J8918 |  |  | 2.3 | 2001-12-11 10:13 | Anjanece | 25 | 0 | N | N
JOSLYN HI-VOLTAGE CORP. | J8918 | Y | JOSLYN HI-VOLTAGE CORP. , J8918 |  |  | 2.77 | 2001-12-11 10:13 | Anjanece | 25 | 0 | N | N
JOSLYN HI-VOLTAGE CORP. | J8918 | Y | JOSLYN HI-VOLTAGE CORP. , J8918 |  |  | 3.53 | 2001-12-11 10:13 | Anjanece | 25 | 0 | N | N
JOSLYN HI-VOLTAGE CORP. | J8918 | Y | JOSLYN HI-VOLTAGE CORP. , J8918 |  |  | 3.91 | 2001-12-11 10:13 | Anjanece | 25 | 0 | N | N
JOSLYN HI-VOLTAGE CORP. | J8918 | Y | JOSLYN HI-VOLTAGE CORP. , J8918 |  |  | 4.16 | 2001-12-11 10:13 | Anjanece | 25 | 0 | N | N
JOSLYN HI-VOLTAGE CORP. | J8918 | Y | JOSLYN HI-VOLTAGE CORP. , J8918 |  |  | 4.58 | 2001-12-11 10:13 | Anjanece | 25 | 0 | N | N
MC GRAW EDISON | DF4B18 | Y | MC GRAW EDISON , DF4B18 | JEA OVERHEAD DISTRIBUTION | CSC Stores | 1.82 | 2001-12-11 10:13 | Anjanece | 25 | 0 | N | N
MC GRAW EDISON | DF4B18 | Y | MC GRAW EDISON , DF4B18 |  |  | 1.85 | 2001-12-11 10:13 | Anjanece | 25 | 0 | N | N
MC GRAW EDISON | DF4B18 | Y | MC GRAW EDISON , DF4B18 |  |  | 1.87 | 2001-12-11 10:13 | Anjanece | 25 | 0 | N | N
MC GRAW EDISON | DF4B18 | Y | MC GRAW EDISON , DF4B18 |  |  | 2.3 | 2001-12-11 10:13 | Anjanece | 25 | 0 | N | N
MC GRAW EDISON | DF4B18 | Y | MC GRAW EDISON , DF4B18 |  |  | 2.77 | 2001-12-11 10:13 | Anjanece | 25 | 0 | N | N
MC GRAW EDISON | DF4B18 | Y | MC GRAW EDISON , DF4B18 |  |  | 3.53 | 2001-12-11 10:13 | Anjanece | 25 | 0 | N | N
MC GRAW EDISON | DF4B18 | Y | MC GRAW EDISON , DF4B18 |  |  | 3.91 | 2001-12-11 10:13 | Anjanece | 25 | 0 | N | N
MC GRAW EDISON | DF4B18 | Y | MC GRAW EDISON , DF4B18 |  |  | 4.16 | 2001-12-11 10:13 | Anjanece | 25 | 0 | N | N
MC GRAW EDISON | DF4B18 | Y | MC GRAW EDISON , DF4B18 |  |  | 4.58 | 2001-12-11 10:13 | Anjanece | 25 | 0 | N | N
POWERLINE HARDWARE CO. | P8918 | Y | POWERLINE HARDWARE CO. , P8918 | JEA OVERHEAD DISTRIBUTION | CSC Stores | 1.82 | 2001-12-11 10:13 | Anjanece | 25 | 0 | N | N
POWERLINE HARDWARE CO. | P8918 | Y | POWERLINE HARDWARE CO. , P8918 |  |  | 1.85 | 2001-12-11 10:13 | Anjanece | 25 | 0 | N | N
POWERLINE HARDWARE CO. | P8918 | Y | POWERLINE HARDWARE CO. , P8918 |  |  | 1.87 | 2001-12-11 10:13 | Anjanece | 25 | 0 | N | N
POWERLINE HARDWARE CO. | P8918 | Y | POWERLINE HARDWARE CO. , P8918 |  |  | 2.3 | 2001-12-11 10:13 | Anjanece | 25 | 0 | N | N
POWERLINE HARDWARE CO. | P8918 | Y | POWERLINE HARDWARE CO. , P8918 |  |  | 2.77 | 2001-12-11 10:13 | Anjanece | 25 | 0 | N | N
POWERLINE HARDWARE CO. | P8918 | Y | POWERLINE HARDWARE CO. , P8918 |  |  | 3.53 | 2001-12-11 10:13 | Anjanece | 25 | 0 | N | N
POWERLINE HARDWARE CO. | P8918 | Y | POWERLINE HARDWARE CO. , P8918 |  |  | 3.91 | 2001-12-11 10:13 | Anjanece | 25 | 0 | N | N
POWERLINE HARDWARE CO. | P8918 | Y | POWERLINE HARDWARE CO. , P8918 |  |  | 4.16 | 2001-12-11 10:13 | Anjanece | 25 | 0 | N | N
POWERLINE HARDWARE CO. | P8918 | Y | POWERLINE HARDWARE CO. , P8918 |  |  | 4.58 | 2001-12-11 10:13 | Anjanece | 25 | 0 | N | N
STEEL CITY | SC8918BG | Y | STEEL CITY , SC8918BG | JEA OVERHEAD DISTRIBUTION | CSC Stores | 1.82 | 2001-12-11 10:13 | Anjanece | 25 | 0 | N | N
STEEL CITY | SC8918BG | Y | STEEL CITY , SC8918BG |  |  | 1.85 | 2001-12-11 10:13 | Anjanece | 25 | 0 | N | N
STEEL CITY | SC8918BG | Y | STEEL CITY , SC8918BG |  |  | 1.87 | 2001-12-11 10:13 | Anjanece | 25 | 0 | N | N
STEEL CITY | SC8918BG | Y | STEEL CITY , SC8918BG |  |  | 2.3 | 2001-12-11 10:13 | Anjanece | 25 | 0 | N | N
STEEL CITY | SC8918BG | Y | STEEL CITY , SC8918BG |  |  | 2.77 | 2001-12-11 10:13 | Anjanece | 25 | 0 | N | N
STEEL CITY | SC8918BG | Y | STEEL CITY , SC8918BG |  |  | 3.53 | 2001-12-11 10:13 | Anjanece | 25 | 0 | N | N
STEEL CITY | SC8918BG | Y | STEEL CITY , SC8918BG |  |  | 3.91 | 2001-12-11 10:13 | Anjanece | 25 | 0 | N | N
STEEL CITY | SC8918BG | Y | STEEL CITY , SC8918BG |  |  | 4.16 | 2001-12-11 10:13 | Anjanece | 25 | 0 | N | N
STEEL CITY | SC8918BG | Y | STEEL CITY , SC8918BG |  |  | 4.58 | 2001-12-11 10:13 | Anjanece | 25 | 0 | N | N
THREADED FASTENERS INC. | TF8918 | Y | THREADED FASTENERS INC. , TF8918 | JEA OVERHEAD DISTRIBUTION | CSC Stores | 1.82 | 2001-12-11 10:13 | Anjanece | 25 | 0 | N | N
THREADED FASTENERS INC. | TF8918 | Y | THREADED FASTENERS INC. , TF8918 |  |  | 1.85 | 2001-12-11 10:13 | Anjanece | 25 | 0 | N | N
THREADED FASTENERS INC. | TF8918 | Y | THREADED FASTENERS INC. , TF8918 |  |  | 1.87 | 2001-12-11 10:13 | Anjanece | 25 | 0 | N | N
THREADED FASTENERS INC. | TF8918 | Y | THREADED FASTENERS INC. , TF8918 |  |  | 2.3 | 2001-12-11 10:13 | Anjanece | 25 | 0 | N | N
THREADED FASTENERS INC. | TF8918 | Y | THREADED FASTENERS INC. , TF8918 |  |  | 2.77 | 2001-12-11 10:13 | Anjanece | 25 | 0 | N | N
THREADED FASTENERS INC. | TF8918 | Y | THREADED FASTENERS INC. , TF8918 |  |  | 3.53 | 2001-12-11 10:13 | Anjanece | 25 | 0 | N | N
THREADED FASTENERS INC. | TF8918 | Y | THREADED FASTENERS INC. , TF8918 |  |  | 3.91 | 2001-12-11 10:13 | Anjanece | 25 | 0 | N | N
THREADED FASTENERS INC. | TF8918 | Y | THREADED FASTENERS INC. , TF8918 |  |  | 4.16 | 2001-12-11 10:13 | Anjanece | 25 | 0 | N | N
THREADED FASTENERS INC. | TF8918 | Y | THREADED FASTENERS INC. , TF8918 |  |  | 4.58 | 2001-12-11 10:13 | Anjanece | 25 | 0 | N | N
ALLIED BOLT, INC. | 8250 | Y | ALLIED BOLT, INC. , 8250 | JEA GENERATION | CSC Stores | 2.19 | 2001-12-11 10:14 | Anjanece | 25 | 0 | N | N
ALLIED BOLT, INC. | 8250 | Y | ALLIED BOLT, INC. , 8250 |  |  | 2.27 | 2001-12-11 10:14 | Anjanece | 25 | 0 | N | N
ALLIED BOLT, INC. | 8250 | Y | ALLIED BOLT, INC. , 8250 |  |  | 2.28 | 2001-12-11 10:14 | Anjanece | 25 | 0 | N | N
ALLIED BOLT, INC. | 8250 | Y | ALLIED BOLT, INC. , 8250 |  |  | 2.56 | 2001-12-11 10:14 | Anjanece | 25 | 0 | N | N
ALLIED BOLT, INC. | 8250 | Y | ALLIED BOLT, INC. , 8250 |  |  | 2.63 | 2001-12-11 10:14 | Anjanece | 25 | 0 | N | N
ALLIED BOLT, INC. | 8250 | Y | ALLIED BOLT, INC. , 8250 |  |  | 2.79 | 2001-12-11 10:14 | Anjanece | 25 | 0 | N | N
ALLIED BOLT, INC. | 8250 | Y | ALLIED BOLT, INC. , 8250 |  |  | 2.84 | 2001-12-11 10:14 | Anjanece | 25 | 0 | N | N
ALLIED BOLT, INC. | 8250 | Y | ALLIED BOLT, INC. , 8250 |  |  | 3.19 | 2001-12-11 10:14 | Anjanece | 25 | 0 | N | N
ALLIED BOLT, INC. | 8250 | Y | ALLIED BOLT, INC. , 8250 |  |  | 3.28 | 2001-12-11 10:14 | Anjanece | 25 | 0 | N | N
ALLIED BOLT, INC. | 8250 | Y | ALLIED BOLT, INC. , 8250 |  |  | 3.79 | 2001-12-11 10:14 | Anjanece | 25 | 0 | N | N
ALLIED BOLT, INC. | 8250 | Y | ALLIED BOLT, INC. , 8250 |  |  | 3.94 | 2001-12-11 10:14 | Anjanece | 25 | 0 | N | N
ALLIED BOLT, INC. | 8250 | Y | ALLIED BOLT, INC. , 8250 |  |  | 4.04 | 2001-12-11 10:14 | Anjanece | 25 | 0 | N | N
ALLIED BOLT, INC. | 8250 | Y | ALLIED BOLT, INC. , 8250 |  |  | 4.05 | 2001-12-11 10:14 | Anjanece | 25 | 0 | N | N
ALLIED BOLT, INC. | 8250 | Y | ALLIED BOLT, INC. , 8250 |  |  | 4.12 | 2001-12-11 10:14 | Anjanece | 25 | 0 | N | N
ALLIED BOLT, INC. | 8250 | Y | ALLIED BOLT, INC. , 8250 |  |  | 4.15 | 2001-12-11 10:14 | Anjanece | 25 | 0 | N | N
ALLIED BOLT, INC. | 8250 | Y | ALLIED BOLT, INC. , 8250 |  |  | 4.17 | 2001-12-11 10:14 | Anjanece | 25 | 0 | N | N
ALLIED BOLT, INC. | 8250 | Y | ALLIED BOLT, INC. , 8250 |  |  | 4.2 | 2001-12-11 10:14 | Anjanece | 25 | 0 | N | N
ALLIED BOLT, INC. | 8250 | Y | ALLIED BOLT, INC. , 8250 |  |  | 4.46 | 2001-12-11 10:14 | Anjanece | 25 | 0 | N | N
ALUMA-FORM | AF8920 | Y | ALUMA-FORM , AF8920 | JEA GENERATION | CSC Stores | 2.19 | 2001-12-11 10:14 | Anjanece | 25 | 0 | N | N
ALUMA-FORM | AF8920 | Y | ALUMA-FORM , AF8920 |  |  | 2.27 | 2001-12-11 10:14 | Anjanece | 25 | 0 | N | N
ALUMA-FORM | AF8920 | Y | ALUMA-FORM , AF8920 |  |  | 2.28 | 2001-12-11 10:14 | Anjanece | 25 | 0 | N | N
ALUMA-FORM | AF8920 | Y | ALUMA-FORM , AF8920 |  |  | 2.56 | 2001-12-11 10:14 | Anjanece | 25 | 0 | N | N
ALUMA-FORM | AF8920 | Y | ALUMA-FORM , AF8920 |  |  | 2.63 | 2001-12-11 10:14 | Anjanece | 25 | 0 | N | N
ALUMA-FORM | AF8920 | Y | ALUMA-FORM , AF8920 |  |  | 2.79 | 2001-12-11 10:14 | Anjanece | 25 | 0 | N | N
ALUMA-FORM | AF8920 | Y | ALUMA-FORM , AF8920 |  |  | 2.84 | 2001-12-11 10:14 | Anjanece | 25 | 0 | N | N
ALUMA-FORM | AF8920 | Y | ALUMA-FORM , AF8920 |  |  | 3.19 | 2001-12-11 10:14 | Anjanece | 25 | 0 | N | N
ALUMA-FORM | AF8920 | Y | ALUMA-FORM , AF8920 |  |  | 3.28 | 2001-12-11 10:14 | Anjanece | 25 | 0 | N | N
ALUMA-FORM | AF8920 | Y | ALUMA-FORM , AF8920 |  |  | 3.79 | 2001-12-11 10:14 | Anjanece | 25 | 0 | N | N
ALUMA-FORM | AF8920 | Y | ALUMA-FORM , AF8920 |  |  | 3.94 | 2001-12-11 10:14 | Anjanece | 25 | 0 | N | N
ALUMA-FORM | AF8920 | Y | ALUMA-FORM , AF8920 |  |  | 4.04 | 2001-12-11 10:14 | Anjanece | 25 | 0 | N | N
ALUMA-FORM | AF8920 | Y | ALUMA-FORM , AF8920 |  |  | 4.05 | 2001-12-11 10:14 | Anjanece | 25 | 0 | N | N
ALUMA-FORM | AF8920 | Y | ALUMA-FORM , AF8920 |  |  | 4.12 | 2001-12-11 10:14 | Anjanece | 25 | 0 | N | N
ALUMA-FORM | AF8920 | Y | ALUMA-FORM , AF8920 |  |  | 4.15 | 2001-12-11 10:14 | Anjanece | 25 | 0 | N | N
ALUMA-FORM | AF8920 | Y | ALUMA-FORM , AF8920 |  |  | 4.17 | 2001-12-11 10:14 | Anjanece | 25 | 0 | N | N
ALUMA-FORM | AF8920 | Y | ALUMA-FORM , AF8920 |  |  | 4.2 | 2001-12-11 10:14 | Anjanece | 25 | 0 | N | N
ALUMA-FORM | AF8920 | Y | ALUMA-FORM , AF8920 |  |  | 4.46 | 2001-12-11 10:14 | Anjanece | 25 | 0 | N | N
CHANCE | 8920 | Y | CHANCE , 8920 | JEA GENERATION | CSC Stores | 2.19 | 2001-12-11 10:14 | Anjanece | 25 | 0 | N | N
CHANCE | 8920 | Y | CHANCE , 8920 |  |  | 2.27 | 2001-12-11 10:14 | Anjanece | 25 | 0 | N | N
CHANCE | 8920 | Y | CHANCE , 8920 |  |  | 2.28 | 2001-12-11 10:14 | Anjanece | 25 | 0 | N | N
CHANCE | 8920 | Y | CHANCE , 8920 |  |  | 2.56 | 2001-12-11 10:14 | Anjanece | 25 | 0 | N | N
CHANCE | 8920 | Y | CHANCE , 8920 |  |  | 2.63 | 2001-12-11 10:14 | Anjanece | 25 | 0 | N | N
CHANCE | 8920 | Y | CHANCE , 8920 |  |  | 2.79 | 2001-12-11 10:14 | Anjanece | 25 | 0 | N | N
CHANCE | 8920 | Y | CHANCE , 8920 |  |  | 2.84 | 2001-12-11 10:14 | Anjanece | 25 | 0 | N | N
CHANCE | 8920 | Y | CHANCE , 8920 |  |  | 3.19 | 2001-12-11 10:14 | Anjanece | 25 | 0 | N | N
CHANCE | 8920 | Y | CHANCE , 8920 |  |  | 3.28 | 2001-12-11 10:14 | Anjanece | 25 | 0 | N | N
CHANCE | 8920 | Y | CHANCE , 8920 |  |  | 3.79 | 2001-12-11 10:14 | Anjanece | 25 | 0 | N | N
CHANCE | 8920 | Y | CHANCE , 8920 |  |  | 3.94 | 2001-12-11 10:14 | Anjanece | 25 | 0 | N | N
CHANCE | 8920 | Y | CHANCE , 8920 |  |  | 4.04 | 2001-12-11 10:14 | Anjanece | 25 | 0 | N | N
CHANCE | 8920 | Y | CHANCE , 8920 |  |  | 4.05 | 2001-12-11 10:14 | Anjanece | 25 | 0 | N | N
CHANCE | 8920 | Y | CHANCE , 8920 |  |  | 4.12 | 2001-12-11 10:14 | Anjanece | 25 | 0 | N | N
CHANCE | 8920 | Y | CHANCE , 8920 |  |  | 4.15 | 2001-12-11 10:14 | Anjanece | 25 | 0 | N | N
CHANCE | 8920 | Y | CHANCE , 8920 |  |  | 4.17 | 2001-12-11 10:14 | Anjanece | 25 | 0 | N | N
CHANCE | 8920 | Y | CHANCE , 8920 |  |  | 4.2 | 2001-12-11 10:14 | Anjanece | 25 | 0 | N | N
CHANCE | 8920 | Y | CHANCE , 8920 |  |  | 4.46 | 2001-12-11 10:14 | Anjanece | 25 | 0 | N | N
DIXIE ELECTRIC | D8920 | Y | DIXIE ELECTRIC , D8920 | JEA GENERATION | CSC Stores | 2.19 | 2001-12-11 10:14 | Anjanece | 25 | 0 | N | N
DIXIE ELECTRIC | D8920 | Y | DIXIE ELECTRIC , D8920 |  |  | 2.27 | 2001-12-11 10:14 | Anjanece | 25 | 0 | N | N
DIXIE ELECTRIC | D8920 | Y | DIXIE ELECTRIC , D8920 |  |  | 2.28 | 2001-12-11 10:14 | Anjanece | 25 | 0 | N | N
DIXIE ELECTRIC | D8920 | Y | DIXIE ELECTRIC , D8920 |  |  | 2.56 | 2001-12-11 10:14 | Anjanece | 25 | 0 | N | N
DIXIE ELECTRIC | D8920 | Y | DIXIE ELECTRIC , D8920 |  |  | 2.63 | 2001-12-11 10:14 | Anjanece | 25 | 0 | N | N
DIXIE ELECTRIC | D8920 | Y | DIXIE ELECTRIC , D8920 |  |  | 2.79 | 2001-12-11 10:14 | Anjanece | 25 | 0 | N | N
DIXIE ELECTRIC | D8920 | Y | DIXIE ELECTRIC , D8920 |  |  | 2.84 | 2001-12-11 10:14 | Anjanece | 25 | 0 | N | N
DIXIE ELECTRIC | D8920 | Y | DIXIE ELECTRIC , D8920 |  |  | 3.19 | 2001-12-11 10:14 | Anjanece | 25 | 0 | N | N
DIXIE ELECTRIC | D8920 | Y | DIXIE ELECTRIC , D8920 |  |  | 3.28 | 2001-12-11 10:14 | Anjanece | 25 | 0 | N | N
DIXIE ELECTRIC | D8920 | Y | DIXIE ELECTRIC , D8920 |  |  | 3.79 | 2001-12-11 10:14 | Anjanece | 25 | 0 | N | N
DIXIE ELECTRIC | D8920 | Y | DIXIE ELECTRIC , D8920 |  |  | 3.94 | 2001-12-11 10:14 | Anjanece | 25 | 0 | N | N
DIXIE ELECTRIC | D8920 | Y | DIXIE ELECTRIC , D8920 |  |  | 4.04 | 2001-12-11 10:14 | Anjanece | 25 | 0 | N | N
DIXIE ELECTRIC | D8920 | Y | DIXIE ELECTRIC , D8920 |  |  | 4.05 | 2001-12-11 10:14 | Anjanece | 25 | 0 | N | N
DIXIE ELECTRIC | D8920 | Y | DIXIE ELECTRIC , D8920 |  |  | 4.12 | 2001-12-11 10:14 | Anjanece | 25 | 0 | N | N
DIXIE ELECTRIC | D8920 | Y | DIXIE ELECTRIC , D8920 |  |  | 4.15 | 2001-12-11 10:14 | Anjanece | 25 | 0 | N | N
DIXIE ELECTRIC | D8920 | Y | DIXIE ELECTRIC , D8920 |  |  | 4.17 | 2001-12-11 10:14 | Anjanece | 25 | 0 | N | N
DIXIE ELECTRIC | D8920 | Y | DIXIE ELECTRIC , D8920 |  |  | 4.2 | 2001-12-11 10:14 | Anjanece | 25 | 0 | N | N
DIXIE ELECTRIC | D8920 | Y | DIXIE ELECTRIC , D8920 |  |  | 4.46 | 2001-12-11 10:14 | Anjanece | 25 | 0 | N | N
FLORIDA WIRE AND CABLE | FW8920 | Y | FLORIDA WIRE AND CABLE , FW8920 | JEA GENERATION | CSC Stores | 2.19 | 2001-12-11 10:14 | Anjanece | 25 | 0 | N | N
FLORIDA WIRE AND CABLE | FW8920 | Y | FLORIDA WIRE AND CABLE , FW8920 |  |  | 2.27 | 2001-12-11 10:14 | Anjanece | 25 | 0 | N | N
FLORIDA WIRE AND CABLE | FW8920 | Y | FLORIDA WIRE AND CABLE , FW8920 |  |  | 2.28 | 2001-12-11 10:14 | Anjanece | 25 | 0 | N | N
FLORIDA WIRE AND CABLE | FW8920 | Y | FLORIDA WIRE AND CABLE , FW8920 |  |  | 2.56 | 2001-12-11 10:14 | Anjanece | 25 | 0 | N | N
FLORIDA WIRE AND CABLE | FW8920 | Y | FLORIDA WIRE AND CABLE , FW8920 |  |  | 2.63 | 2001-12-11 10:14 | Anjanece | 25 | 0 | N | N
FLORIDA WIRE AND CABLE | FW8920 | Y | FLORIDA WIRE AND CABLE , FW8920 |  |  | 2.79 | 2001-12-11 10:14 | Anjanece | 25 | 0 | N | N
FLORIDA WIRE AND CABLE | FW8920 | Y | FLORIDA WIRE AND CABLE , FW8920 |  |  | 2.84 | 2001-12-11 10:14 | Anjanece | 25 | 0 | N | N
FLORIDA WIRE AND CABLE | FW8920 | Y | FLORIDA WIRE AND CABLE , FW8920 |  |  | 3.19 | 2001-12-11 10:14 | Anjanece | 25 | 0 | N | N
FLORIDA WIRE AND CABLE | FW8920 | Y | FLORIDA WIRE AND CABLE , FW8920 |  |  | 3.28 | 2001-12-11 10:14 | Anjanece | 25 | 0 | N | N
FLORIDA WIRE AND CABLE | FW8920 | Y | FLORIDA WIRE AND CABLE , FW8920 |  |  | 3.79 | 2001-12-11 10:14 | Anjanece | 25 | 0 | N | N
FLORIDA WIRE AND CABLE | FW8920 | Y | FLORIDA WIRE AND CABLE , FW8920 |  |  | 3.94 | 2001-12-11 10:14 | Anjanece | 25 | 0 | N | N
FLORIDA WIRE AND CABLE | FW8920 | Y | FLORIDA WIRE AND CABLE , FW8920 |  |  | 4.04 | 2001-12-11 10:14 | Anjanece | 25 | 0 | N | N
FLORIDA WIRE AND CABLE | FW8920 | Y | FLORIDA WIRE AND CABLE , FW8920 |  |  | 4.05 | 2001-12-11 10:14 | Anjanece | 25 | 0 | N | N
FLORIDA WIRE AND CABLE | FW8920 | Y | FLORIDA WIRE AND CABLE , FW8920 |  |  | 4.12 | 2001-12-11 10:14 | Anjanece | 25 | 0 | N | N
FLORIDA WIRE AND CABLE | FW8920 | Y | FLORIDA WIRE AND CABLE , FW8920 |  |  | 4.15 | 2001-12-11 10:14 | Anjanece | 25 | 0 | N | N
FLORIDA WIRE AND CABLE | FW8920 | Y | FLORIDA WIRE AND CABLE , FW8920 |  |  | 4.17 | 2001-12-11 10:14 | Anjanece | 25 | 0 | N | N
FLORIDA WIRE AND CABLE | FW8920 | Y | FLORIDA WIRE AND CABLE , FW8920 |  |  | 4.2 | 2001-12-11 10:14 | Anjanece | 25 | 0 | N | N
FLORIDA WIRE AND CABLE | FW8920 | Y | FLORIDA WIRE AND CABLE , FW8920 |  |  | 4.46 | 2001-12-11 10:14 | Anjanece | 25 | 0 | N | N
HUGHES | B720-6 | Y | HUGHES , B720-6 | JEA GENERATION | CSC Stores | 2.19 | 2001-12-11 10:14 | Anjanece | 25 | 0 | N | N
HUGHES | B720-6 | Y | HUGHES , B720-6 |  |  | 2.27 | 2001-12-11 10:14 | Anjanece | 25 | 0 | N | N
HUGHES | B720-6 | Y | HUGHES , B720-6 |  |  | 2.28 | 2001-12-11 10:14 | Anjanece | 25 | 0 | N | N
HUGHES | B720-6 | Y | HUGHES , B720-6 |  |  | 2.56 | 2001-12-11 10:14 | Anjanece | 25 | 0 | N | N
HUGHES | B720-6 | Y | HUGHES , B720-6 |  |  | 2.63 | 2001-12-11 10:14 | Anjanece | 25 | 0 | N | N
HUGHES | B720-6 | Y | HUGHES , B720-6 |  |  | 2.79 | 2001-12-11 10:14 | Anjanece | 25 | 0 | N | N
HUGHES | B720-6 | Y | HUGHES , B720-6 |  |  | 2.84 | 2001-12-11 10:14 | Anjanece | 25 | 0 | N | N
HUGHES | B720-6 | Y | HUGHES , B720-6 |  |  | 3.19 | 2001-12-11 10:14 | Anjanece | 25 | 0 | N | N
HUGHES | B720-6 | Y | HUGHES , B720-6 |  |  | 3.28 | 2001-12-11 10:14 | Anjanece | 25 | 0 | N | N
HUGHES | B720-6 | Y | HUGHES , B720-6 |  |  | 3.79 | 2001-12-11 10:14 | Anjanece | 25 | 0 | N | N
HUGHES | B720-6 | Y | HUGHES , B720-6 |  |  | 3.94 | 2001-12-11 10:14 | Anjanece | 25 | 0 | N | N
HUGHES | B720-6 | Y | HUGHES , B720-6 |  |  | 4.04 | 2001-12-11 10:14 | Anjanece | 25 | 0 | N | N
HUGHES | B720-6 | Y | HUGHES , B720-6 |  |  | 4.05 | 2001-12-11 10:14 | Anjanece | 25 | 0 | N | N
HUGHES | B720-6 | Y | HUGHES , B720-6 |  |  | 4.12 | 2001-12-11 10:14 | Anjanece | 25 | 0 | N | N
HUGHES | B720-6 | Y | HUGHES , B720-6 |  |  | 4.15 | 2001-12-11 10:14 | Anjanece | 25 | 0 | N | N
HUGHES | B720-6 | Y | HUGHES , B720-6 |  |  | 4.17 | 2001-12-11 10:14 | Anjanece | 25 | 0 | N | N
HUGHES | B720-6 | Y | HUGHES , B720-6 |  |  | 4.2 | 2001-12-11 10:14 | Anjanece | 25 | 0 | N | N
HUGHES | B720-6 | Y | HUGHES , B720-6 |  |  | 4.46 | 2001-12-11 10:14 | Anjanece | 25 | 0 | N | N
JOSLYN HI-VOLTAGE CORP. | J8920 | Y | JOSLYN HI-VOLTAGE CORP. , J8920 | JEA GENERATION | CSC Stores | 2.19 | 2001-12-11 10:14 | Anjanece | 25 | 0 | N | N
JOSLYN HI-VOLTAGE CORP. | J8920 | Y | JOSLYN HI-VOLTAGE CORP. , J8920 |  |  | 2.27 | 2001-12-11 10:14 | Anjanece | 25 | 0 | N | N
JOSLYN HI-VOLTAGE CORP. | J8920 | Y | JOSLYN HI-VOLTAGE CORP. , J8920 |  |  | 2.28 | 2001-12-11 10:14 | Anjanece | 25 | 0 | N | N
JOSLYN HI-VOLTAGE CORP. | J8920 | Y | JOSLYN HI-VOLTAGE CORP. , J8920 |  |  | 2.56 | 2001-12-11 10:14 | Anjanece | 25 | 0 | N | N
JOSLYN HI-VOLTAGE CORP. | J8920 | Y | JOSLYN HI-VOLTAGE CORP. , J8920 |  |  | 2.63 | 2001-12-11 10:14 | Anjanece | 25 | 0 | N | N
JOSLYN HI-VOLTAGE CORP. | J8920 | Y | JOSLYN HI-VOLTAGE CORP. , J8920 |  |  | 2.79 | 2001-12-11 10:14 | Anjanece | 25 | 0 | N | N
JOSLYN HI-VOLTAGE CORP. | J8920 | Y | JOSLYN HI-VOLTAGE CORP. , J8920 |  |  | 2.84 | 2001-12-11 10:14 | Anjanece | 25 | 0 | N | N
JOSLYN HI-VOLTAGE CORP. | J8920 | Y | JOSLYN HI-VOLTAGE CORP. , J8920 |  |  | 3.19 | 2001-12-11 10:14 | Anjanece | 25 | 0 | N | N
JOSLYN HI-VOLTAGE CORP. | J8920 | Y | JOSLYN HI-VOLTAGE CORP. , J8920 |  |  | 3.28 | 2001-12-11 10:14 | Anjanece | 25 | 0 | N | N
JOSLYN HI-VOLTAGE CORP. | J8920 | Y | JOSLYN HI-VOLTAGE CORP. , J8920 |  |  | 3.79 | 2001-12-11 10:14 | Anjanece | 25 | 0 | N | N
JOSLYN HI-VOLTAGE CORP. | J8920 | Y | JOSLYN HI-VOLTAGE CORP. , J8920 |  |  | 3.94 | 2001-12-11 10:14 | Anjanece | 25 | 0 | N | N
JOSLYN HI-VOLTAGE CORP. | J8920 | Y | JOSLYN HI-VOLTAGE CORP. , J8920 |  |  | 4.04 | 2001-12-11 10:14 | Anjanece | 25 | 0 | N | N
JOSLYN HI-VOLTAGE CORP. | J8920 | Y | JOSLYN HI-VOLTAGE CORP. , J8920 |  |  | 4.05 | 2001-12-11 10:14 | Anjanece | 25 | 0 | N | N
JOSLYN HI-VOLTAGE CORP. | J8920 | Y | JOSLYN HI-VOLTAGE CORP. , J8920 |  |  | 4.12 | 2001-12-11 10:14 | Anjanece | 25 | 0 | N | N
JOSLYN HI-VOLTAGE CORP. | J8920 | Y | JOSLYN HI-VOLTAGE CORP. , J8920 |  |  | 4.15 | 2001-12-11 10:14 | Anjanece | 25 | 0 | N | N
JOSLYN HI-VOLTAGE CORP. | J8920 | Y | JOSLYN HI-VOLTAGE CORP. , J8920 |  |  | 4.17 | 2001-12-11 10:14 | Anjanece | 25 | 0 | N | N
JOSLYN HI-VOLTAGE CORP. | J8920 | Y | JOSLYN HI-VOLTAGE CORP. , J8920 |  |  | 4.2 | 2001-12-11 10:14 | Anjanece | 25 | 0 | N | N
JOSLYN HI-VOLTAGE CORP. | J8920 | Y | JOSLYN HI-VOLTAGE CORP. , J8920 |  |  | 4.46 | 2001-12-11 10:14 | Anjanece | 25 | 0 | N | N
MC GRAW EDISON | DF4B20 | Y | MC GRAW EDISON , DF4B20 | JEA GENERATION | CSC Stores | 2.19 | 2001-12-11 10:14 | Anjanece | 25 | 0 | N | N
MC GRAW EDISON | DF4B20 | Y | MC GRAW EDISON , DF4B20 |  |  | 2.27 | 2001-12-11 10:14 | Anjanece | 25 | 0 | N | N
MC GRAW EDISON | DF4B20 | Y | MC GRAW EDISON , DF4B20 |  |  | 2.28 | 2001-12-11 10:14 | Anjanece | 25 | 0 | N | N
MC GRAW EDISON | DF4B20 | Y | MC GRAW EDISON , DF4B20 |  |  | 2.56 | 2001-12-11 10:14 | Anjanece | 25 | 0 | N | N
MC GRAW EDISON | DF4B20 | Y | MC GRAW EDISON , DF4B20 |  |  | 2.63 | 2001-12-11 10:14 | Anjanece | 25 | 0 | N | N
MC GRAW EDISON | DF4B20 | Y | MC GRAW EDISON , DF4B20 |  |  | 2.79 | 2001-12-11 10:14 | Anjanece | 25 | 0 | N | N
MC GRAW EDISON | DF4B20 | Y | MC GRAW EDISON , DF4B20 |  |  | 2.84 | 2001-12-11 10:14 | Anjanece | 25 | 0 | N | N
MC GRAW EDISON | DF4B20 | Y | MC GRAW EDISON , DF4B20 |  |  | 3.19 | 2001-12-11 10:14 | Anjanece | 25 | 0 | N | N
MC GRAW EDISON | DF4B20 | Y | MC GRAW EDISON , DF4B20 |  |  | 3.28 | 2001-12-11 10:14 | Anjanece | 25 | 0 | N | N
MC GRAW EDISON | DF4B20 | Y | MC GRAW EDISON , DF4B20 |  |  | 3.79 | 2001-12-11 10:14 | Anjanece | 25 | 0 | N | N
MC GRAW EDISON | DF4B20 | Y | MC GRAW EDISON , DF4B20 |  |  | 3.94 | 2001-12-11 10:14 | Anjanece | 25 | 0 | N | N
MC GRAW EDISON | DF4B20 | Y | MC GRAW EDISON , DF4B20 |  |  | 4.04 | 2001-12-11 10:14 | Anjanece | 25 | 0 | N | N
MC GRAW EDISON | DF4B20 | Y | MC GRAW EDISON , DF4B20 |  |  | 4.05 | 2001-12-11 10:14 | Anjanece | 25 | 0 | N | N
MC GRAW EDISON | DF4B20 | Y | MC GRAW EDISON , DF4B20 |  |  | 4.12 | 2001-12-11 10:14 | Anjanece | 25 | 0 | N | N
MC GRAW EDISON | DF4B20 | Y | MC GRAW EDISON , DF4B20 |  |  | 4.15 | 2001-12-11 10:14 | Anjanece | 25 | 0 | N | N
MC GRAW EDISON | DF4B20 | Y | MC GRAW EDISON , DF4B20 |  |  | 4.17 | 2001-12-11 10:14 | Anjanece | 25 | 0 | N | N
MC GRAW EDISON | DF4B20 | Y | MC GRAW EDISON , DF4B20 |  |  | 4.2 | 2001-12-11 10:14 | Anjanece | 25 | 0 | N | N
MC GRAW EDISON | DF4B20 | Y | MC GRAW EDISON , DF4B20 |  |  | 4.46 | 2001-12-11 10:14 | Anjanece | 25 | 0 | N | N
POWERLINE HARDWARE CO. | P8920 | Y | POWERLINE HARDWARE CO. , P8920 | JEA GENERATION | CSC Stores | 2.19 | 2001-12-11 10:14 | Anjanece | 25 | 0 | N | N
POWERLINE HARDWARE CO. | P8920 | Y | POWERLINE HARDWARE CO. , P8920 |  |  | 2.27 | 2001-12-11 10:14 | Anjanece | 25 | 0 | N | N
POWERLINE HARDWARE CO. | P8920 | Y | POWERLINE HARDWARE CO. , P8920 |  |  | 2.28 | 2001-12-11 10:14 | Anjanece | 25 | 0 | N | N
POWERLINE HARDWARE CO. | P8920 | Y | POWERLINE HARDWARE CO. , P8920 |  |  | 2.56 | 2001-12-11 10:14 | Anjanece | 25 | 0 | N | N
POWERLINE HARDWARE CO. | P8920 | Y | POWERLINE HARDWARE CO. , P8920 |  |  | 2.63 | 2001-12-11 10:14 | Anjanece | 25 | 0 | N | N
POWERLINE HARDWARE CO. | P8920 | Y | POWERLINE HARDWARE CO. , P8920 |  |  | 2.79 | 2001-12-11 10:14 | Anjanece | 25 | 0 | N | N
POWERLINE HARDWARE CO. | P8920 | Y | POWERLINE HARDWARE CO. , P8920 |  |  | 2.84 | 2001-12-11 10:14 | Anjanece | 25 | 0 | N | N
POWERLINE HARDWARE CO. | P8920 | Y | POWERLINE HARDWARE CO. , P8920 |  |  | 3.19 | 2001-12-11 10:14 | Anjanece | 25 | 0 | N | N
POWERLINE HARDWARE CO. | P8920 | Y | POWERLINE HARDWARE CO. , P8920 |  |  | 3.28 | 2001-12-11 10:14 | Anjanece | 25 | 0 | N | N
POWERLINE HARDWARE CO. | P8920 | Y | POWERLINE HARDWARE CO. , P8920 |  |  | 3.79 | 2001-12-11 10:14 | Anjanece | 25 | 0 | N | N
POWERLINE HARDWARE CO. | P8920 | Y | POWERLINE HARDWARE CO. , P8920 |  |  | 3.94 | 2001-12-11 10:14 | Anjanece | 25 | 0 | N | N
POWERLINE HARDWARE CO. | P8920 | Y | POWERLINE HARDWARE CO. , P8920 |  |  | 4.04 | 2001-12-11 10:14 | Anjanece | 25 | 0 | N | N
POWERLINE HARDWARE CO. | P8920 | Y | POWERLINE HARDWARE CO. , P8920 |  |  | 4.05 | 2001-12-11 10:14 | Anjanece | 25 | 0 | N | N
POWERLINE HARDWARE CO. | P8920 | Y | POWERLINE HARDWARE CO. , P8920 |  |  | 4.12 | 2001-12-11 10:14 | Anjanece | 25 | 0 | N | N
POWERLINE HARDWARE CO. | P8920 | Y | POWERLINE HARDWARE CO. , P8920 |  |  | 4.15 | 2001-12-11 10:14 | Anjanece | 25 | 0 | N | N
POWERLINE HARDWARE CO. | P8920 | Y | POWERLINE HARDWARE CO. , P8920 |  |  | 4.17 | 2001-12-11 10:14 | Anjanece | 25 | 0 | N | N
POWERLINE HARDWARE CO. | P8920 | Y | POWERLINE HARDWARE CO. , P8920 |  |  | 4.2 | 2001-12-11 10:14 | Anjanece | 25 | 0 | N | N
POWERLINE HARDWARE CO. | P8920 | Y | POWERLINE HARDWARE CO. , P8920 |  |  | 4.46 | 2001-12-11 10:14 | Anjanece | 25 | 0 | N | N
STEEL CITY | SC8920BG | Y | STEEL CITY , SC8920BG | JEA GENERATION | CSC Stores | 2.19 | 2001-12-11 10:14 | Anjanece | 25 | 0 | N | N
STEEL CITY | SC8920BG | Y | STEEL CITY , SC8920BG |  |  | 2.27 | 2001-12-11 10:14 | Anjanece | 25 | 0 | N | N
STEEL CITY | SC8920BG | Y | STEEL CITY , SC8920BG |  |  | 2.28 | 2001-12-11 10:14 | Anjanece | 25 | 0 | N | N
STEEL CITY | SC8920BG | Y | STEEL CITY , SC8920BG |  |  | 2.56 | 2001-12-11 10:14 | Anjanece | 25 | 0 | N | N
STEEL CITY | SC8920BG | Y | STEEL CITY , SC8920BG |  |  | 2.63 | 2001-12-11 10:14 | Anjanece | 25 | 0 | N | N
STEEL CITY | SC8920BG | Y | STEEL CITY , SC8920BG |  |  | 2.79 | 2001-12-11 10:14 | Anjanece | 25 | 0 | N | N
STEEL CITY | SC8920BG | Y | STEEL CITY , SC8920BG |  |  | 2.84 | 2001-12-11 10:14 | Anjanece | 25 | 0 | N | N
STEEL CITY | SC8920BG | Y | STEEL CITY , SC8920BG |  |  | 3.19 | 2001-12-11 10:14 | Anjanece | 25 | 0 | N | N
STEEL CITY | SC8920BG | Y | STEEL CITY , SC8920BG |  |  | 3.28 | 2001-12-11 10:14 | Anjanece | 25 | 0 | N | N
STEEL CITY | SC8920BG | Y | STEEL CITY , SC8920BG |  |  | 3.79 | 2001-12-11 10:14 | Anjanece | 25 | 0 | N | N
STEEL CITY | SC8920BG | Y | STEEL CITY , SC8920BG |  |  | 3.94 | 2001-12-11 10:14 | Anjanece | 25 | 0 | N | N
STEEL CITY | SC8920BG | Y | STEEL CITY , SC8920BG |  |  | 4.04 | 2001-12-11 10:14 | Anjanece | 25 | 0 | N | N
STEEL CITY | SC8920BG | Y | STEEL CITY , SC8920BG |  |  | 4.05 | 2001-12-11 10:14 | Anjanece | 25 | 0 | N | N
STEEL CITY | SC8920BG | Y | STEEL CITY , SC8920BG |  |  | 4.12 | 2001-12-11 10:14 | Anjanece | 25 | 0 | N | N
STEEL CITY | SC8920BG | Y | STEEL CITY , SC8920BG |  |  | 4.15 | 2001-12-11 10:14 | Anjanece | 25 | 0 | N | N
STEEL CITY | SC8920BG | Y | STEEL CITY , SC8920BG |  |  | 4.17 | 2001-12-11 10:14 | Anjanece | 25 | 0 | N | N
STEEL CITY | SC8920BG | Y | STEEL CITY , SC8920BG |  |  | 4.2 | 2001-12-11 10:14 | Anjanece | 25 | 0 | N | N
STEEL CITY | SC8920BG | Y | STEEL CITY , SC8920BG |  |  | 4.46 | 2001-12-11 10:14 | Anjanece | 25 | 0 | N | N
THREADED FASTENERS INC. | TF8920 | Y | THREADED FASTENERS INC. , TF8920 | JEA GENERATION | CSC Stores | 2.19 | 2001-12-11 10:14 | Anjanece | 25 | 0 | N | N
THREADED FASTENERS INC. | TF8920 | Y | THREADED FASTENERS INC. , TF8920 |  |  | 2.27 | 2001-12-11 10:14 | Anjanece | 25 | 0 | N | N
THREADED FASTENERS INC. | TF8920 | Y | THREADED FASTENERS INC. , TF8920 |  |  | 2.28 | 2001-12-11 10:14 | Anjanece | 25 | 0 | N | N
THREADED FASTENERS INC. | TF8920 | Y | THREADED FASTENERS INC. , TF8920 |  |  | 2.56 | 2001-12-11 10:14 | Anjanece | 25 | 0 | N | N
THREADED FASTENERS INC. | TF8920 | Y | THREADED FASTENERS INC. , TF8920 |  |  | 2.63 | 2001-12-11 10:14 | Anjanece | 25 | 0 | N | N
THREADED FASTENERS INC. | TF8920 | Y | THREADED FASTENERS INC. , TF8920 |  |  | 2.79 | 2001-12-11 10:14 | Anjanece | 25 | 0 | N | N
THREADED FASTENERS INC. | TF8920 | Y | THREADED FASTENERS INC. , TF8920 |  |  | 2.84 | 2001-12-11 10:14 | Anjanece | 25 | 0 | N | N
THREADED FASTENERS INC. | TF8920 | Y | THREADED FASTENERS INC. , TF8920 |  |  | 3.19 | 2001-12-11 10:14 | Anjanece | 25 | 0 | N | N
THREADED FASTENERS INC. | TF8920 | Y | THREADED FASTENERS INC. , TF8920 |  |  | 3.28 | 2001-12-11 10:14 | Anjanece | 25 | 0 | N | N
THREADED FASTENERS INC. | TF8920 | Y | THREADED FASTENERS INC. , TF8920 |  |  | 3.79 | 2001-12-11 10:14 | Anjanece | 25 | 0 | N | N
THREADED FASTENERS INC. | TF8920 | Y | THREADED FASTENERS INC. , TF8920 |  |  | 3.94 | 2001-12-11 10:14 | Anjanece | 25 | 0 | N | N
THREADED FASTENERS INC. | TF8920 | Y | THREADED FASTENERS INC. , TF8920 |  |  | 4.04 | 2001-12-11 10:14 | Anjanece | 25 | 0 | N | N
THREADED FASTENERS INC. | TF8920 | Y | THREADED FASTENERS INC. , TF8920 |  |  | 4.05 | 2001-12-11 10:14 | Anjanece | 25 | 0 | N | N
THREADED FASTENERS INC. | TF8920 | Y | THREADED FASTENERS INC. , TF8920 |  |  | 4.12 | 2001-12-11 10:14 | Anjanece | 25 | 0 | N | N
THREADED FASTENERS INC. | TF8920 | Y | THREADED FASTENERS INC. , TF8920 |  |  | 4.15 | 2001-12-11 10:14 | Anjanece | 25 | 0 | N | N
THREADED FASTENERS INC. | TF8920 | Y | THREADED FASTENERS INC. , TF8920 |  |  | 4.17 | 2001-12-11 10:14 | Anjanece | 25 | 0 | N | N
THREADED FASTENERS INC. | TF8920 | Y | THREADED FASTENERS INC. , TF8920 |  |  | 4.2 | 2001-12-11 10:14 | Anjanece | 25 | 0 | N | N
THREADED FASTENERS INC. | TF8920 | Y | THREADED FASTENERS INC. , TF8920 |  |  | 4.46 | 2001-12-11 10:14 | Anjanece | 25 | 0 | N | N
ALLIED BOLT, INC. | 8252 | Y | ALLIED BOLT, INC. , 8252 | JEA GENERATION | CSC Stores | 3.73 | 2001-12-11 10:14 | Anjanece | 20 | 0 | N | N
ALLIED BOLT, INC. | 8252 | Y | ALLIED BOLT, INC. , 8252 |  |  | 3.78 | 2001-12-11 10:14 | Anjanece | 20 | 0 | N | N
ALLIED BOLT, INC. | 8252 | Y | ALLIED BOLT, INC. , 8252 |  |  | 3.87 | 2001-12-11 10:14 | Anjanece | 20 | 0 | N | N
ALLIED BOLT, INC. | 8252 | Y | ALLIED BOLT, INC. , 8252 |  |  | 3.91 | 2001-12-11 10:14 | Anjanece | 20 | 0 | N | N
ALLIED BOLT, INC. | 8252 | Y | ALLIED BOLT, INC. , 8252 |  |  | 4.05 | 2001-12-11 10:14 | Anjanece | 20 | 0 | N | N
ALLIED BOLT, INC. | 8252 | Y | ALLIED BOLT, INC. , 8252 |  |  | 4.2 | 2001-12-11 10:14 | Anjanece | 20 | 0 | N | N
ALLIED BOLT, INC. | 8252 | Y | ALLIED BOLT, INC. , 8252 |  |  | 4.26 | 2001-12-11 10:14 | Anjanece | 20 | 0 | N | N
ALLIED BOLT, INC. | 8252 | Y | ALLIED BOLT, INC. , 8252 |  |  | 4.57 | 2001-12-11 10:14 | Anjanece | 20 | 0 | N | N
ALLIED BOLT, INC. | 8252 | Y | ALLIED BOLT, INC. , 8252 |  |  | 4.63 | 2001-12-11 10:14 | Anjanece | 20 | 0 | N | N
ALLIED BOLT, INC. | 8252 | Y | ALLIED BOLT, INC. , 8252 |  |  | 4.75 | 2001-12-11 10:14 | Anjanece | 20 | 0 | N | N
ALLIED BOLT, INC. | 8252 | Y | ALLIED BOLT, INC. , 8252 |  |  | 4.77 | 2001-12-11 10:14 | Anjanece | 20 | 0 | N | N
ALLIED BOLT, INC. | 8252 | Y | ALLIED BOLT, INC. , 8252 |  |  | 4.79 | 2001-12-11 10:14 | Anjanece | 20 | 0 | N | N
ALLIED BOLT, INC. | 8252 | Y | ALLIED BOLT, INC. , 8252 |  |  | 4.83 | 2001-12-11 10:14 | Anjanece | 20 | 0 | N | N
ALLIED BOLT, INC. | 8252 | Y | ALLIED BOLT, INC. , 8252 |  |  | 4.85 | 2001-12-11 10:14 | Anjanece | 20 | 0 | N | N
ALLIED BOLT, INC. | 8252 | Y | ALLIED BOLT, INC. , 8252 |  |  | 5 | 2001-12-11 10:14 | Anjanece | 20 | 0 | N | N
ALLIED BOLT, INC. | 8252 | Y | ALLIED BOLT, INC. , 8252 |  |  | 5.66 | 2001-12-11 10:14 | Anjanece | 20 | 0 | N | N
ALUMA-FORM | AF8922 | Y | ALUMA-FORM , AF8922 | JEA GENERATION | CSC Stores | 3.73 | 2001-12-11 10:14 | Anjanece | 20 | 0 | N | N
ALUMA-FORM | AF8922 | Y | ALUMA-FORM , AF8922 |  |  | 3.78 | 2001-12-11 10:14 | Anjanece | 20 | 0 | N | N
ALUMA-FORM | AF8922 | Y | ALUMA-FORM , AF8922 |  |  | 3.87 | 2001-12-11 10:14 | Anjanece | 20 | 0 | N | N
ALUMA-FORM | AF8922 | Y | ALUMA-FORM , AF8922 |  |  | 3.91 | 2001-12-11 10:14 | Anjanece | 20 | 0 | N | N
ALUMA-FORM | AF8922 | Y | ALUMA-FORM , AF8922 |  |  | 4.05 | 2001-12-11 10:14 | Anjanece | 20 | 0 | N | N
ALUMA-FORM | AF8922 | Y | ALUMA-FORM , AF8922 |  |  | 4.2 | 2001-12-11 10:14 | Anjanece | 20 | 0 | N | N
ALUMA-FORM | AF8922 | Y | ALUMA-FORM , AF8922 |  |  | 4.26 | 2001-12-11 10:14 | Anjanece | 20 | 0 | N | N
ALUMA-FORM | AF8922 | Y | ALUMA-FORM , AF8922 |  |  | 4.57 | 2001-12-11 10:14 | Anjanece | 20 | 0 | N | N
ALUMA-FORM | AF8922 | Y | ALUMA-FORM , AF8922 |  |  | 4.63 | 2001-12-11 10:14 | Anjanece | 20 | 0 | N | N
ALUMA-FORM | AF8922 | Y | ALUMA-FORM , AF8922 |  |  | 4.75 | 2001-12-11 10:14 | Anjanece | 20 | 0 | N | N
ALUMA-FORM | AF8922 | Y | ALUMA-FORM , AF8922 |  |  | 4.77 | 2001-12-11 10:14 | Anjanece | 20 | 0 | N | N
ALUMA-FORM | AF8922 | Y | ALUMA-FORM , AF8922 |  |  | 4.79 | 2001-12-11 10:14 | Anjanece | 20 | 0 | N | N
ALUMA-FORM | AF8922 | Y | ALUMA-FORM , AF8922 |  |  | 4.83 | 2001-12-11 10:14 | Anjanece | 20 | 0 | N | N
ALUMA-FORM | AF8922 | Y | ALUMA-FORM , AF8922 |  |  | 4.85 | 2001-12-11 10:14 | Anjanece | 20 | 0 | N | N
ALUMA-FORM | AF8922 | Y | ALUMA-FORM , AF8922 |  |  | 5 | 2001-12-11 10:14 | Anjanece | 20 | 0 | N | N
ALUMA-FORM | AF8922 | Y | ALUMA-FORM , AF8922 |  |  | 5.66 | 2001-12-11 10:14 | Anjanece | 20 | 0 | N | N
CHANCE | 8922 | Y | CHANCE , 8922 | JEA GENERATION | CSC Stores | 3.73 | 2001-12-11 10:14 | Anjanece | 20 | 0 | N | N
CHANCE | 8922 | Y | CHANCE , 8922 |  |  | 3.78 | 2001-12-11 10:14 | Anjanece | 20 | 0 | N | N
CHANCE | 8922 | Y | CHANCE , 8922 |  |  | 3.87 | 2001-12-11 10:14 | Anjanece | 20 | 0 | N | N
CHANCE | 8922 | Y | CHANCE , 8922 |  |  | 3.91 | 2001-12-11 10:14 | Anjanece | 20 | 0 | N | N
CHANCE | 8922 | Y | CHANCE , 8922 |  |  | 4.05 | 2001-12-11 10:14 | Anjanece | 20 | 0 | N | N
CHANCE | 8922 | Y | CHANCE , 8922 |  |  | 4.2 | 2001-12-11 10:14 | Anjanece | 20 | 0 | N | N
CHANCE | 8922 | Y | CHANCE , 8922 |  |  | 4.26 | 2001-12-11 10:14 | Anjanece | 20 | 0 | N | N
CHANCE | 8922 | Y | CHANCE , 8922 |  |  | 4.57 | 2001-12-11 10:14 | Anjanece | 20 | 0 | N | N
CHANCE | 8922 | Y | CHANCE , 8922 |  |  | 4.63 | 2001-12-11 10:14 | Anjanece | 20 | 0 | N | N
CHANCE | 8922 | Y | CHANCE , 8922 |  |  | 4.75 | 2001-12-11 10:14 | Anjanece | 20 | 0 | N | N
CHANCE | 8922 | Y | CHANCE , 8922 |  |  | 4.77 | 2001-12-11 10:14 | Anjanece | 20 | 0 | N | N
CHANCE | 8922 | Y | CHANCE , 8922 |  |  | 4.79 | 2001-12-11 10:14 | Anjanece | 20 | 0 | N | N
CHANCE | 8922 | Y | CHANCE , 8922 |  |  | 4.83 | 2001-12-11 10:14 | Anjanece | 20 | 0 | N | N
CHANCE | 8922 | Y | CHANCE , 8922 |  |  | 4.85 | 2001-12-11 10:14 | Anjanece | 20 | 0 | N | N
CHANCE | 8922 | Y | CHANCE , 8922 |  |  | 5 | 2001-12-11 10:14 | Anjanece | 20 | 0 | N | N
CHANCE | 8922 | Y | CHANCE , 8922 |  |  | 5.66 | 2001-12-11 10:14 | Anjanece | 20 | 0 | N | N
DIXIE ELECTRIC | D8922 | Y | DIXIE ELECTRIC , D8922 | JEA GENERATION | CSC Stores | 3.73 | 2001-12-11 10:14 | Anjanece | 20 | 0 | N | N
DIXIE ELECTRIC | D8922 | Y | DIXIE ELECTRIC , D8922 |  |  | 3.78 | 2001-12-11 10:14 | Anjanece | 20 | 0 | N | N
DIXIE ELECTRIC | D8922 | Y | DIXIE ELECTRIC , D8922 |  |  | 3.87 | 2001-12-11 10:14 | Anjanece | 20 | 0 | N | N
DIXIE ELECTRIC | D8922 | Y | DIXIE ELECTRIC , D8922 |  |  | 3.91 | 2001-12-11 10:14 | Anjanece | 20 | 0 | N | N
DIXIE ELECTRIC | D8922 | Y | DIXIE ELECTRIC , D8922 |  |  | 4.05 | 2001-12-11 10:14 | Anjanece | 20 | 0 | N | N
DIXIE ELECTRIC | D8922 | Y | DIXIE ELECTRIC , D8922 |  |  | 4.2 | 2001-12-11 10:14 | Anjanece | 20 | 0 | N | N
DIXIE ELECTRIC | D8922 | Y | DIXIE ELECTRIC , D8922 |  |  | 4.26 | 2001-12-11 10:14 | Anjanece | 20 | 0 | N | N
DIXIE ELECTRIC | D8922 | Y | DIXIE ELECTRIC , D8922 |  |  | 4.57 | 2001-12-11 10:14 | Anjanece | 20 | 0 | N | N
DIXIE ELECTRIC | D8922 | Y | DIXIE ELECTRIC , D8922 |  |  | 4.63 | 2001-12-11 10:14 | Anjanece | 20 | 0 | N | N
DIXIE ELECTRIC | D8922 | Y | DIXIE ELECTRIC , D8922 |  |  | 4.75 | 2001-12-11 10:14 | Anjanece | 20 | 0 | N | N
DIXIE ELECTRIC | D8922 | Y | DIXIE ELECTRIC , D8922 |  |  | 4.77 | 2001-12-11 10:14 | Anjanece | 20 | 0 | N | N
DIXIE ELECTRIC | D8922 | Y | DIXIE ELECTRIC , D8922 |  |  | 4.79 | 2001-12-11 10:14 | Anjanece | 20 | 0 | N | N
DIXIE ELECTRIC | D8922 | Y | DIXIE ELECTRIC , D8922 |  |  | 4.83 | 2001-12-11 10:14 | Anjanece | 20 | 0 | N | N
DIXIE ELECTRIC | D8922 | Y | DIXIE ELECTRIC , D8922 |  |  | 4.85 | 2001-12-11 10:14 | Anjanece | 20 | 0 | N | N
DIXIE ELECTRIC | D8922 | Y | DIXIE ELECTRIC , D8922 |  |  | 5 | 2001-12-11 10:14 | Anjanece | 20 | 0 | N | N
DIXIE ELECTRIC | D8922 | Y | DIXIE ELECTRIC , D8922 |  |  | 5.66 | 2001-12-11 10:14 | Anjanece | 20 | 0 | N | N
FLORIDA WIRE AND CABLE | FW8922 | Y | FLORIDA WIRE AND CABLE , FW8922 | JEA GENERATION | CSC Stores | 3.73 | 2001-12-11 10:14 | Anjanece | 20 | 0 | N | N
FLORIDA WIRE AND CABLE | FW8922 | Y | FLORIDA WIRE AND CABLE , FW8922 |  |  | 3.78 | 2001-12-11 10:14 | Anjanece | 20 | 0 | N | N
FLORIDA WIRE AND CABLE | FW8922 | Y | FLORIDA WIRE AND CABLE , FW8922 |  |  | 3.87 | 2001-12-11 10:14 | Anjanece | 20 | 0 | N | N
FLORIDA WIRE AND CABLE | FW8922 | Y | FLORIDA WIRE AND CABLE , FW8922 |  |  | 3.91 | 2001-12-11 10:14 | Anjanece | 20 | 0 | N | N
FLORIDA WIRE AND CABLE | FW8922 | Y | FLORIDA WIRE AND CABLE , FW8922 |  |  | 4.05 | 2001-12-11 10:14 | Anjanece | 20 | 0 | N | N
FLORIDA WIRE AND CABLE | FW8922 | Y | FLORIDA WIRE AND CABLE , FW8922 |  |  | 4.2 | 2001-12-11 10:14 | Anjanece | 20 | 0 | N | N
FLORIDA WIRE AND CABLE | FW8922 | Y | FLORIDA WIRE AND CABLE , FW8922 |  |  | 4.26 | 2001-12-11 10:14 | Anjanece | 20 | 0 | N | N
FLORIDA WIRE AND CABLE | FW8922 | Y | FLORIDA WIRE AND CABLE , FW8922 |  |  | 4.57 | 2001-12-11 10:14 | Anjanece | 20 | 0 | N | N
FLORIDA WIRE AND CABLE | FW8922 | Y | FLORIDA WIRE AND CABLE , FW8922 |  |  | 4.63 | 2001-12-11 10:14 | Anjanece | 20 | 0 | N | N
FLORIDA WIRE AND CABLE | FW8922 | Y | FLORIDA WIRE AND CABLE , FW8922 |  |  | 4.75 | 2001-12-11 10:14 | Anjanece | 20 | 0 | N | N
FLORIDA WIRE AND CABLE | FW8922 | Y | FLORIDA WIRE AND CABLE , FW8922 |  |  | 4.77 | 2001-12-11 10:14 | Anjanece | 20 | 0 | N | N
FLORIDA WIRE AND CABLE | FW8922 | Y | FLORIDA WIRE AND CABLE , FW8922 |  |  | 4.79 | 2001-12-11 10:14 | Anjanece | 20 | 0 | N | N
FLORIDA WIRE AND CABLE | FW8922 | Y | FLORIDA WIRE AND CABLE , FW8922 |  |  | 4.83 | 2001-12-11 10:14 | Anjanece | 20 | 0 | N | N
FLORIDA WIRE AND CABLE | FW8922 | Y | FLORIDA WIRE AND CABLE , FW8922 |  |  | 4.85 | 2001-12-11 10:14 | Anjanece | 20 | 0 | N | N
FLORIDA WIRE AND CABLE | FW8922 | Y | FLORIDA WIRE AND CABLE , FW8922 |  |  | 5 | 2001-12-11 10:14 | Anjanece | 20 | 0 | N | N
FLORIDA WIRE AND CABLE | FW8922 | Y | FLORIDA WIRE AND CABLE , FW8922 |  |  | 5.66 | 2001-12-11 10:14 | Anjanece | 20 | 0 | N | N
HUGHES | B722-6 | Y | HUGHES , B722-6 | JEA GENERATION | CSC Stores | 3.73 | 2001-12-11 10:14 | Anjanece | 20 | 0 | N | N
HUGHES | B722-6 | Y | HUGHES , B722-6 |  |  | 3.78 | 2001-12-11 10:14 | Anjanece | 20 | 0 | N | N
HUGHES | B722-6 | Y | HUGHES , B722-6 |  |  | 3.87 | 2001-12-11 10:14 | Anjanece | 20 | 0 | N | N
HUGHES | B722-6 | Y | HUGHES , B722-6 |  |  | 3.91 | 2001-12-11 10:14 | Anjanece | 20 | 0 | N | N
HUGHES | B722-6 | Y | HUGHES , B722-6 |  |  | 4.05 | 2001-12-11 10:14 | Anjanece | 20 | 0 | N | N
HUGHES | B722-6 | Y | HUGHES , B722-6 |  |  | 4.2 | 2001-12-11 10:14 | Anjanece | 20 | 0 | N | N
HUGHES | B722-6 | Y | HUGHES , B722-6 |  |  | 4.26 | 2001-12-11 10:14 | Anjanece | 20 | 0 | N | N
HUGHES | B722-6 | Y | HUGHES , B722-6 |  |  | 4.57 | 2001-12-11 10:14 | Anjanece | 20 | 0 | N | N
HUGHES | B722-6 | Y | HUGHES , B722-6 |  |  | 4.63 | 2001-12-11 10:14 | Anjanece | 20 | 0 | N | N
HUGHES | B722-6 | Y | HUGHES , B722-6 |  |  | 4.75 | 2001-12-11 10:14 | Anjanece | 20 | 0 | N | N
HUGHES | B722-6 | Y | HUGHES , B722-6 |  |  | 4.77 | 2001-12-11 10:14 | Anjanece | 20 | 0 | N | N
HUGHES | B722-6 | Y | HUGHES , B722-6 |  |  | 4.79 | 2001-12-11 10:14 | Anjanece | 20 | 0 | N | N
HUGHES | B722-6 | Y | HUGHES , B722-6 |  |  | 4.83 | 2001-12-11 10:14 | Anjanece | 20 | 0 | N | N
HUGHES | B722-6 | Y | HUGHES , B722-6 |  |  | 4.85 | 2001-12-11 10:14 | Anjanece | 20 | 0 | N | N
HUGHES | B722-6 | Y | HUGHES , B722-6 |  |  | 5 | 2001-12-11 10:14 | Anjanece | 20 | 0 | N | N
HUGHES | B722-6 | Y | HUGHES , B722-6 |  |  | 5.66 | 2001-12-11 10:14 | Anjanece | 20 | 0 | N | N
JOSLYN HI-VOLTAGE CORP. | J8922 | Y | JOSLYN HI-VOLTAGE CORP. , J8922 | JEA GENERATION | CSC Stores | 3.73 | 2001-12-11 10:14 | Anjanece | 20 | 0 | N | N
JOSLYN HI-VOLTAGE CORP. | J8922 | Y | JOSLYN HI-VOLTAGE CORP. , J8922 |  |  | 3.78 | 2001-12-11 10:14 | Anjanece | 20 | 0 | N | N
JOSLYN HI-VOLTAGE CORP. | J8922 | Y | JOSLYN HI-VOLTAGE CORP. , J8922 |  |  | 3.87 | 2001-12-11 10:14 | Anjanece | 20 | 0 | N | N
JOSLYN HI-VOLTAGE CORP. | J8922 | Y | JOSLYN HI-VOLTAGE CORP. , J8922 |  |  | 3.91 | 2001-12-11 10:14 | Anjanece | 20 | 0 | N | N
JOSLYN HI-VOLTAGE CORP. | J8922 | Y | JOSLYN HI-VOLTAGE CORP. , J8922 |  |  | 4.05 | 2001-12-11 10:14 | Anjanece | 20 | 0 | N | N
JOSLYN HI-VOLTAGE CORP. | J8922 | Y | JOSLYN HI-VOLTAGE CORP. , J8922 |  |  | 4.2 | 2001-12-11 10:14 | Anjanece | 20 | 0 | N | N
JOSLYN HI-VOLTAGE CORP. | J8922 | Y | JOSLYN HI-VOLTAGE CORP. , J8922 |  |  | 4.26 | 2001-12-11 10:14 | Anjanece | 20 | 0 | N | N
JOSLYN HI-VOLTAGE CORP. | J8922 | Y | JOSLYN HI-VOLTAGE CORP. , J8922 |  |  | 4.57 | 2001-12-11 10:14 | Anjanece | 20 | 0 | N | N
JOSLYN HI-VOLTAGE CORP. | J8922 | Y | JOSLYN HI-VOLTAGE CORP. , J8922 |  |  | 4.63 | 2001-12-11 10:14 | Anjanece | 20 | 0 | N | N
JOSLYN HI-VOLTAGE CORP. | J8922 | Y | JOSLYN HI-VOLTAGE CORP. , J8922 |  |  | 4.75 | 2001-12-11 10:14 | Anjanece | 20 | 0 | N | N
JOSLYN HI-VOLTAGE CORP. | J8922 | Y | JOSLYN HI-VOLTAGE CORP. , J8922 |  |  | 4.77 | 2001-12-11 10:14 | Anjanece | 20 | 0 | N | N
JOSLYN HI-VOLTAGE CORP. | J8922 | Y | JOSLYN HI-VOLTAGE CORP. , J8922 |  |  | 4.79 | 2001-12-11 10:14 | Anjanece | 20 | 0 | N | N
JOSLYN HI-VOLTAGE CORP. | J8922 | Y | JOSLYN HI-VOLTAGE CORP. , J8922 |  |  | 4.83 | 2001-12-11 10:14 | Anjanece | 20 | 0 | N | N
JOSLYN HI-VOLTAGE CORP. | J8922 | Y | JOSLYN HI-VOLTAGE CORP. , J8922 |  |  | 4.85 | 2001-12-11 10:14 | Anjanece | 20 | 0 | N | N
JOSLYN HI-VOLTAGE CORP. | J8922 | Y | JOSLYN HI-VOLTAGE CORP. , J8922 |  |  | 5 | 2001-12-11 10:14 | Anjanece | 20 | 0 | N | N
JOSLYN HI-VOLTAGE CORP. | J8922 | Y | JOSLYN HI-VOLTAGE CORP. , J8922 |  |  | 5.66 | 2001-12-11 10:14 | Anjanece | 20 | 0 | N | N
MC GRAW EDISON | DF4B22 | Y | MC GRAW EDISON , DF4B22 | JEA GENERATION | CSC Stores | 3.73 | 2001-12-11 10:14 | Anjanece | 20 | 0 | N | N
MC GRAW EDISON | DF4B22 | Y | MC GRAW EDISON , DF4B22 |  |  | 3.78 | 2001-12-11 10:14 | Anjanece | 20 | 0 | N | N
MC GRAW EDISON | DF4B22 | Y | MC GRAW EDISON , DF4B22 |  |  | 3.87 | 2001-12-11 10:14 | Anjanece | 20 | 0 | N | N
MC GRAW EDISON | DF4B22 | Y | MC GRAW EDISON , DF4B22 |  |  | 3.91 | 2001-12-11 10:14 | Anjanece | 20 | 0 | N | N
MC GRAW EDISON | DF4B22 | Y | MC GRAW EDISON , DF4B22 |  |  | 4.05 | 2001-12-11 10:14 | Anjanece | 20 | 0 | N | N
MC GRAW EDISON | DF4B22 | Y | MC GRAW EDISON , DF4B22 |  |  | 4.2 | 2001-12-11 10:14 | Anjanece | 20 | 0 | N | N
MC GRAW EDISON | DF4B22 | Y | MC GRAW EDISON , DF4B22 |  |  | 4.26 | 2001-12-11 10:14 | Anjanece | 20 | 0 | N | N
MC GRAW EDISON | DF4B22 | Y | MC GRAW EDISON , DF4B22 |  |  | 4.57 | 2001-12-11 10:14 | Anjanece | 20 | 0 | N | N
MC GRAW EDISON | DF4B22 | Y | MC GRAW EDISON , DF4B22 |  |  | 4.63 | 2001-12-11 10:14 | Anjanece | 20 | 0 | N | N
MC GRAW EDISON | DF4B22 | Y | MC GRAW EDISON , DF4B22 |  |  | 4.75 | 2001-12-11 10:14 | Anjanece | 20 | 0 | N | N
MC GRAW EDISON | DF4B22 | Y | MC GRAW EDISON , DF4B22 |  |  | 4.77 | 2001-12-11 10:14 | Anjanece | 20 | 0 | N | N
MC GRAW EDISON | DF4B22 | Y | MC GRAW EDISON , DF4B22 |  |  | 4.79 | 2001-12-11 10:14 | Anjanece | 20 | 0 | N | N
MC GRAW EDISON | DF4B22 | Y | MC GRAW EDISON , DF4B22 |  |  | 4.83 | 2001-12-11 10:14 | Anjanece | 20 | 0 | N | N
MC GRAW EDISON | DF4B22 | Y | MC GRAW EDISON , DF4B22 |  |  | 4.85 | 2001-12-11 10:14 | Anjanece | 20 | 0 | N | N
MC GRAW EDISON | DF4B22 | Y | MC GRAW EDISON , DF4B22 |  |  | 5 | 2001-12-11 10:14 | Anjanece | 20 | 0 | N | N
MC GRAW EDISON | DF4B22 | Y | MC GRAW EDISON , DF4B22 |  |  | 5.66 | 2001-12-11 10:14 | Anjanece | 20 | 0 | N | N
STEEL CITY | SC8922BG | Y | STEEL CITY , SC8922BG | JEA GENERATION | CSC Stores | 3.73 | 2001-12-11 10:14 | Anjanece | 20 | 0 | N | N
STEEL CITY | SC8922BG | Y | STEEL CITY , SC8922BG |  |  | 3.78 | 2001-12-11 10:14 | Anjanece | 20 | 0 | N | N
STEEL CITY | SC8922BG | Y | STEEL CITY , SC8922BG |  |  | 3.87 | 2001-12-11 10:14 | Anjanece | 20 | 0 | N | N
STEEL CITY | SC8922BG | Y | STEEL CITY , SC8922BG |  |  | 3.91 | 2001-12-11 10:14 | Anjanece | 20 | 0 | N | N
STEEL CITY | SC8922BG | Y | STEEL CITY , SC8922BG |  |  | 4.05 | 2001-12-11 10:14 | Anjanece | 20 | 0 | N | N
STEEL CITY | SC8922BG | Y | STEEL CITY , SC8922BG |  |  | 4.2 | 2001-12-11 10:14 | Anjanece | 20 | 0 | N | N
STEEL CITY | SC8922BG | Y | STEEL CITY , SC8922BG |  |  | 4.26 | 2001-12-11 10:14 | Anjanece | 20 | 0 | N | N
STEEL CITY | SC8922BG | Y | STEEL CITY , SC8922BG |  |  | 4.57 | 2001-12-11 10:14 | Anjanece | 20 | 0 | N | N
STEEL CITY | SC8922BG | Y | STEEL CITY , SC8922BG |  |  | 4.63 | 2001-12-11 10:14 | Anjanece | 20 | 0 | N | N
STEEL CITY | SC8922BG | Y | STEEL CITY , SC8922BG |  |  | 4.75 | 2001-12-11 10:14 | Anjanece | 20 | 0 | N | N
STEEL CITY | SC8922BG | Y | STEEL CITY , SC8922BG |  |  | 4.77 | 2001-12-11 10:14 | Anjanece | 20 | 0 | N | N
STEEL CITY | SC8922BG | Y | STEEL CITY , SC8922BG |  |  | 4.79 | 2001-12-11 10:14 | Anjanece | 20 | 0 | N | N
STEEL CITY | SC8922BG | Y | STEEL CITY , SC8922BG |  |  | 4.83 | 2001-12-11 10:14 | Anjanece | 20 | 0 | N | N
STEEL CITY | SC8922BG | Y | STEEL CITY , SC8922BG |  |  | 4.85 | 2001-12-11 10:14 | Anjanece | 20 | 0 | N | N
STEEL CITY | SC8922BG | Y | STEEL CITY , SC8922BG |  |  | 5 | 2001-12-11 10:14 | Anjanece | 20 | 0 | N | N
STEEL CITY | SC8922BG | Y | STEEL CITY , SC8922BG |  |  | 5.66 | 2001-12-11 10:14 | Anjanece | 20 | 0 | N | N
THREADED FASTENERS INC. | TF8922 | Y | THREADED FASTENERS INC. , TF8922 | JEA GENERATION | CSC Stores | 3.73 | 2001-12-11 10:14 | Anjanece | 20 | 0 | N | N
THREADED FASTENERS INC. | TF8922 | Y | THREADED FASTENERS INC. , TF8922 |  |  | 3.78 | 2001-12-11 10:14 | Anjanece | 20 | 0 | N | N
THREADED FASTENERS INC. | TF8922 | Y | THREADED FASTENERS INC. , TF8922 |  |  | 3.87 | 2001-12-11 10:14 | Anjanece | 20 | 0 | N | N
THREADED FASTENERS INC. | TF8922 | Y | THREADED FASTENERS INC. , TF8922 |  |  | 3.91 | 2001-12-11 10:14 | Anjanece | 20 | 0 | N | N
THREADED FASTENERS INC. | TF8922 | Y | THREADED FASTENERS INC. , TF8922 |  |  | 4.05 | 2001-12-11 10:14 | Anjanece | 20 | 0 | N | N
THREADED FASTENERS INC. | TF8922 | Y | THREADED FASTENERS INC. , TF8922 |  |  | 4.2 | 2001-12-11 10:14 | Anjanece | 20 | 0 | N | N
THREADED FASTENERS INC. | TF8922 | Y | THREADED FASTENERS INC. , TF8922 |  |  | 4.26 | 2001-12-11 10:14 | Anjanece | 20 | 0 | N | N
THREADED FASTENERS INC. | TF8922 | Y | THREADED FASTENERS INC. , TF8922 |  |  | 4.57 | 2001-12-11 10:14 | Anjanece | 20 | 0 | N | N
THREADED FASTENERS INC. | TF8922 | Y | THREADED FASTENERS INC. , TF8922 |  |  | 4.63 | 2001-12-11 10:14 | Anjanece | 20 | 0 | N | N
THREADED FASTENERS INC. | TF8922 | Y | THREADED FASTENERS INC. , TF8922 |  |  | 4.75 | 2001-12-11 10:14 | Anjanece | 20 | 0 | N | N
THREADED FASTENERS INC. | TF8922 | Y | THREADED FASTENERS INC. , TF8922 |  |  | 4.77 | 2001-12-11 10:14 | Anjanece | 20 | 0 | N | N
THREADED FASTENERS INC. | TF8922 | Y | THREADED FASTENERS INC. , TF8922 |  |  | 4.79 | 2001-12-11 10:14 | Anjanece | 20 | 0 | N | N
THREADED FASTENERS INC. | TF8922 | Y | THREADED FASTENERS INC. , TF8922 |  |  | 4.83 | 2001-12-11 10:14 | Anjanece | 20 | 0 | N | N
THREADED FASTENERS INC. | TF8922 | Y | THREADED FASTENERS INC. , TF8922 |  |  | 4.85 | 2001-12-11 10:14 | Anjanece | 20 | 0 | N | N
THREADED FASTENERS INC. | TF8922 | Y | THREADED FASTENERS INC. , TF8922 |  |  | 5 | 2001-12-11 10:14 | Anjanece | 20 | 0 | N | N
THREADED FASTENERS INC. | TF8922 | Y | THREADED FASTENERS INC. , TF8922 |  |  | 5.66 | 2001-12-11 10:14 | Anjanece | 20 | 0 | N | N
ALLIED BOLT, INC. | 8254 | Y | ALLIED BOLT, INC. , 8254 | JEA OVERHEAD DISTRIBUTION | CSC Stores | 3.57 | 2001-12-11 10:14 | Anjanece | 15 | 0 | N | N
ALLIED BOLT, INC. | 8254 | Y | ALLIED BOLT, INC. , 8254 |  |  | 4 | 2001-12-11 10:14 | Anjanece | 15 | 0 | N | N
ALLIED BOLT, INC. | 8254 | Y | ALLIED BOLT, INC. , 8254 |  |  | 4.7 | 2001-12-11 10:14 | Anjanece | 15 | 0 | N | N
ALLIED BOLT, INC. | 8254 | Y | ALLIED BOLT, INC. , 8254 |  |  | 4.95 | 2001-12-11 10:14 | Anjanece | 15 | 0 | N | N
ALLIED BOLT, INC. | 8254 | Y | ALLIED BOLT, INC. , 8254 |  |  | 5.16 | 2001-12-11 10:14 | Anjanece | 15 | 0 | N | N
ALLIED BOLT, INC. | 8254 | Y | ALLIED BOLT, INC. , 8254 |  |  | 5.2 | 2001-12-11 10:14 | Anjanece | 15 | 0 | N | N
ALLIED BOLT, INC. | 8254 | Y | ALLIED BOLT, INC. , 8254 |  |  | 5.26 | 2001-12-11 10:14 | Anjanece | 15 | 0 | N | N
ALLIED BOLT, INC. | 8254 | Y | ALLIED BOLT, INC. , 8254 |  |  | 5.4 | 2001-12-11 10:14 | Anjanece | 15 | 0 | N | N
ALLIED BOLT, INC. | 8254 | Y | ALLIED BOLT, INC. , 8254 |  |  | 7.26 | 2001-12-11 10:14 | Anjanece | 15 | 0 | N | N
ALUMA-FORM | AF8924 | Y | ALUMA-FORM , AF8924 | JEA OVERHEAD DISTRIBUTION | CSC Stores | 3.57 | 2001-12-11 10:14 | Anjanece | 15 | 0 | N | N
ALUMA-FORM | AF8924 | Y | ALUMA-FORM , AF8924 |  |  | 4 | 2001-12-11 10:14 | Anjanece | 15 | 0 | N | N
ALUMA-FORM | AF8924 | Y | ALUMA-FORM , AF8924 |  |  | 4.7 | 2001-12-11 10:14 | Anjanece | 15 | 0 | N | N
ALUMA-FORM | AF8924 | Y | ALUMA-FORM , AF8924 |  |  | 4.95 | 2001-12-11 10:14 | Anjanece | 15 | 0 | N | N
ALUMA-FORM | AF8924 | Y | ALUMA-FORM , AF8924 |  |  | 5.16 | 2001-12-11 10:14 | Anjanece | 15 | 0 | N | N
ALUMA-FORM | AF8924 | Y | ALUMA-FORM , AF8924 |  |  | 5.2 | 2001-12-11 10:14 | Anjanece | 15 | 0 | N | N
ALUMA-FORM | AF8924 | Y | ALUMA-FORM , AF8924 |  |  | 5.26 | 2001-12-11 10:14 | Anjanece | 15 | 0 | N | N
ALUMA-FORM | AF8924 | Y | ALUMA-FORM , AF8924 |  |  | 5.4 | 2001-12-11 10:14 | Anjanece | 15 | 0 | N | N
ALUMA-FORM | AF8924 | Y | ALUMA-FORM , AF8924 |  |  | 7.26 | 2001-12-11 10:14 | Anjanece | 15 | 0 | N | N
CHANCE | 8924 | Y | CHANCE , 8924 | JEA OVERHEAD DISTRIBUTION | CSC Stores | 3.57 | 2001-12-11 10:14 | Anjanece | 15 | 0 | N | N
CHANCE | 8924 | Y | CHANCE , 8924 |  |  | 4 | 2001-12-11 10:14 | Anjanece | 15 | 0 | N | N
CHANCE | 8924 | Y | CHANCE , 8924 |  |  | 4.7 | 2001-12-11 10:14 | Anjanece | 15 | 0 | N | N
CHANCE | 8924 | Y | CHANCE , 8924 |  |  | 4.95 | 2001-12-11 10:14 | Anjanece | 15 | 0 | N | N
CHANCE | 8924 | Y | CHANCE , 8924 |  |  | 5.16 | 2001-12-11 10:14 | Anjanece | 15 | 0 | N | N
CHANCE | 8924 | Y | CHANCE , 8924 |  |  | 5.2 | 2001-12-11 10:14 | Anjanece | 15 | 0 | N | N
CHANCE | 8924 | Y | CHANCE , 8924 |  |  | 5.26 | 2001-12-11 10:14 | Anjanece | 15 | 0 | N | N
CHANCE | 8924 | Y | CHANCE , 8924 |  |  | 5.4 | 2001-12-11 10:14 | Anjanece | 15 | 0 | N | N
CHANCE | 8924 | Y | CHANCE , 8924 |  |  | 7.26 | 2001-12-11 10:14 | Anjanece | 15 | 0 | N | N
DIXIE ELECTRIC | D8924 | Y | DIXIE ELECTRIC , D8924 | JEA OVERHEAD DISTRIBUTION | CSC Stores | 3.57 | 2001-12-11 10:14 | Anjanece | 15 | 0 | N | N
DIXIE ELECTRIC | D8924 | Y | DIXIE ELECTRIC , D8924 |  |  | 4 | 2001-12-11 10:14 | Anjanece | 15 | 0 | N | N
DIXIE ELECTRIC | D8924 | Y | DIXIE ELECTRIC , D8924 |  |  | 4.7 | 2001-12-11 10:14 | Anjanece | 15 | 0 | N | N
DIXIE ELECTRIC | D8924 | Y | DIXIE ELECTRIC , D8924 |  |  | 4.95 | 2001-12-11 10:14 | Anjanece | 15 | 0 | N | N
DIXIE ELECTRIC | D8924 | Y | DIXIE ELECTRIC , D8924 |  |  | 5.16 | 2001-12-11 10:14 | Anjanece | 15 | 0 | N | N
DIXIE ELECTRIC | D8924 | Y | DIXIE ELECTRIC , D8924 |  |  | 5.2 | 2001-12-11 10:14 | Anjanece | 15 | 0 | N | N
DIXIE ELECTRIC | D8924 | Y | DIXIE ELECTRIC , D8924 |  |  | 5.26 | 2001-12-11 10:14 | Anjanece | 15 | 0 | N | N
DIXIE ELECTRIC | D8924 | Y | DIXIE ELECTRIC , D8924 |  |  | 5.4 | 2001-12-11 10:14 | Anjanece | 15 | 0 | N | N
DIXIE ELECTRIC | D8924 | Y | DIXIE ELECTRIC , D8924 |  |  | 7.26 | 2001-12-11 10:14 | Anjanece | 15 | 0 | N | N
FLORIDA WIRE AND CABLE | FW8924 | Y | FLORIDA WIRE AND CABLE , FW8924 | JEA OVERHEAD DISTRIBUTION | CSC Stores | 3.57 | 2001-12-11 10:14 | Anjanece | 15 | 0 | N | N
FLORIDA WIRE AND CABLE | FW8924 | Y | FLORIDA WIRE AND CABLE , FW8924 |  |  | 4 | 2001-12-11 10:14 | Anjanece | 15 | 0 | N | N
FLORIDA WIRE AND CABLE | FW8924 | Y | FLORIDA WIRE AND CABLE , FW8924 |  |  | 4.7 | 2001-12-11 10:14 | Anjanece | 15 | 0 | N | N
FLORIDA WIRE AND CABLE | FW8924 | Y | FLORIDA WIRE AND CABLE , FW8924 |  |  | 4.95 | 2001-12-11 10:14 | Anjanece | 15 | 0 | N | N
FLORIDA WIRE AND CABLE | FW8924 | Y | FLORIDA WIRE AND CABLE , FW8924 |  |  | 5.16 | 2001-12-11 10:14 | Anjanece | 15 | 0 | N | N
FLORIDA WIRE AND CABLE | FW8924 | Y | FLORIDA WIRE AND CABLE , FW8924 |  |  | 5.2 | 2001-12-11 10:14 | Anjanece | 15 | 0 | N | N
FLORIDA WIRE AND CABLE | FW8924 | Y | FLORIDA WIRE AND CABLE , FW8924 |  |  | 5.26 | 2001-12-11 10:14 | Anjanece | 15 | 0 | N | N
FLORIDA WIRE AND CABLE | FW8924 | Y | FLORIDA WIRE AND CABLE , FW8924 |  |  | 5.4 | 2001-12-11 10:14 | Anjanece | 15 | 0 | N | N
FLORIDA WIRE AND CABLE | FW8924 | Y | FLORIDA WIRE AND CABLE , FW8924 |  |  | 7.26 | 2001-12-11 10:14 | Anjanece | 15 | 0 | N | N
HUGHES | B724-6 | Y | HUGHES , B724-6 | JEA OVERHEAD DISTRIBUTION | CSC Stores | 3.57 | 2001-12-11 10:14 | Anjanece | 15 | 0 | N | N
HUGHES | B724-6 | Y | HUGHES , B724-6 |  |  | 4 | 2001-12-11 10:14 | Anjanece | 15 | 0 | N | N
HUGHES | B724-6 | Y | HUGHES , B724-6 |  |  | 4.7 | 2001-12-11 10:14 | Anjanece | 15 | 0 | N | N
HUGHES | B724-6 | Y | HUGHES , B724-6 |  |  | 4.95 | 2001-12-11 10:14 | Anjanece | 15 | 0 | N | N
HUGHES | B724-6 | Y | HUGHES , B724-6 |  |  | 5.16 | 2001-12-11 10:14 | Anjanece | 15 | 0 | N | N
HUGHES | B724-6 | Y | HUGHES , B724-6 |  |  | 5.2 | 2001-12-11 10:14 | Anjanece | 15 | 0 | N | N
HUGHES | B724-6 | Y | HUGHES , B724-6 |  |  | 5.26 | 2001-12-11 10:14 | Anjanece | 15 | 0 | N | N
HUGHES | B724-6 | Y | HUGHES , B724-6 |  |  | 5.4 | 2001-12-11 10:14 | Anjanece | 15 | 0 | N | N
HUGHES | B724-6 | Y | HUGHES , B724-6 |  |  | 7.26 | 2001-12-11 10:14 | Anjanece | 15 | 0 | N | N
JOSLYN HI-VOLTAGE CORP. | J8924 | Y | JOSLYN HI-VOLTAGE CORP. , J8924 | JEA OVERHEAD DISTRIBUTION | CSC Stores | 3.57 | 2001-12-11 10:14 | Anjanece | 15 | 0 | N | N
JOSLYN HI-VOLTAGE CORP. | J8924 | Y | JOSLYN HI-VOLTAGE CORP. , J8924 |  |  | 4 | 2001-12-11 10:14 | Anjanece | 15 | 0 | N | N
JOSLYN HI-VOLTAGE CORP. | J8924 | Y | JOSLYN HI-VOLTAGE CORP. , J8924 |  |  | 4.7 | 2001-12-11 10:14 | Anjanece | 15 | 0 | N | N
JOSLYN HI-VOLTAGE CORP. | J8924 | Y | JOSLYN HI-VOLTAGE CORP. , J8924 |  |  | 4.95 | 2001-12-11 10:14 | Anjanece | 15 | 0 | N | N
JOSLYN HI-VOLTAGE CORP. | J8924 | Y | JOSLYN HI-VOLTAGE CORP. , J8924 |  |  | 5.16 | 2001-12-11 10:14 | Anjanece | 15 | 0 | N | N
JOSLYN HI-VOLTAGE CORP. | J8924 | Y | JOSLYN HI-VOLTAGE CORP. , J8924 |  |  | 5.2 | 2001-12-11 10:14 | Anjanece | 15 | 0 | N | N
JOSLYN HI-VOLTAGE CORP. | J8924 | Y | JOSLYN HI-VOLTAGE CORP. , J8924 |  |  | 5.26 | 2001-12-11 10:14 | Anjanece | 15 | 0 | N | N
JOSLYN HI-VOLTAGE CORP. | J8924 | Y | JOSLYN HI-VOLTAGE CORP. , J8924 |  |  | 5.4 | 2001-12-11 10:14 | Anjanece | 15 | 0 | N | N
JOSLYN HI-VOLTAGE CORP. | J8924 | Y | JOSLYN HI-VOLTAGE CORP. , J8924 |  |  | 7.26 | 2001-12-11 10:14 | Anjanece | 15 | 0 | N | N
MC GRAW EDISON | DF4B24 | Y | MC GRAW EDISON , DF4B24 | JEA OVERHEAD DISTRIBUTION | CSC Stores | 3.57 | 2001-12-11 10:14 | Anjanece | 15 | 0 | N | N
MC GRAW EDISON | DF4B24 | Y | MC GRAW EDISON , DF4B24 |  |  | 4 | 2001-12-11 10:14 | Anjanece | 15 | 0 | N | N
MC GRAW EDISON | DF4B24 | Y | MC GRAW EDISON , DF4B24 |  |  | 4.7 | 2001-12-11 10:14 | Anjanece | 15 | 0 | N | N
MC GRAW EDISON | DF4B24 | Y | MC GRAW EDISON , DF4B24 |  |  | 4.95 | 2001-12-11 10:14 | Anjanece | 15 | 0 | N | N
MC GRAW EDISON | DF4B24 | Y | MC GRAW EDISON , DF4B24 |  |  | 5.16 | 2001-12-11 10:14 | Anjanece | 15 | 0 | N | N
MC GRAW EDISON | DF4B24 | Y | MC GRAW EDISON , DF4B24 |  |  | 5.2 | 2001-12-11 10:14 | Anjanece | 15 | 0 | N | N
MC GRAW EDISON | DF4B24 | Y | MC GRAW EDISON , DF4B24 |  |  | 5.26 | 2001-12-11 10:14 | Anjanece | 15 | 0 | N | N
MC GRAW EDISON | DF4B24 | Y | MC GRAW EDISON , DF4B24 |  |  | 5.4 | 2001-12-11 10:14 | Anjanece | 15 | 0 | N | N
MC GRAW EDISON | DF4B24 | Y | MC GRAW EDISON , DF4B24 |  |  | 7.26 | 2001-12-11 10:14 | Anjanece | 15 | 0 | N | N
STEEL CITY | SC8924BG | Y | STEEL CITY , SC8924BG | JEA OVERHEAD DISTRIBUTION | CSC Stores | 3.57 | 2001-12-11 10:14 | Anjanece | 15 | 0 | N | N
STEEL CITY | SC8924BG | Y | STEEL CITY , SC8924BG |  |  | 4 | 2001-12-11 10:14 | Anjanece | 15 | 0 | N | N
STEEL CITY | SC8924BG | Y | STEEL CITY , SC8924BG |  |  | 4.7 | 2001-12-11 10:14 | Anjanece | 15 | 0 | N | N
STEEL CITY | SC8924BG | Y | STEEL CITY , SC8924BG |  |  | 4.95 | 2001-12-11 10:14 | Anjanece | 15 | 0 | N | N
STEEL CITY | SC8924BG | Y | STEEL CITY , SC8924BG |  |  | 5.16 | 2001-12-11 10:14 | Anjanece | 15 | 0 | N | N
STEEL CITY | SC8924BG | Y | STEEL CITY , SC8924BG |  |  | 5.2 | 2001-12-11 10:14 | Anjanece | 15 | 0 | N | N
STEEL CITY | SC8924BG | Y | STEEL CITY , SC8924BG |  |  | 5.26 | 2001-12-11 10:14 | Anjanece | 15 | 0 | N | N
STEEL CITY | SC8924BG | Y | STEEL CITY , SC8924BG |  |  | 5.4 | 2001-12-11 10:14 | Anjanece | 15 | 0 | N | N
STEEL CITY | SC8924BG | Y | STEEL CITY , SC8924BG |  |  | 7.26 | 2001-12-11 10:14 | Anjanece | 15 | 0 | N | N
THREADED FASTENERS INC. | TF8924 | Y | THREADED FASTENERS INC. , TF8924 | JEA OVERHEAD DISTRIBUTION | CSC Stores | 3.57 | 2001-12-11 10:14 | Anjanece | 15 | 0 | N | N
THREADED FASTENERS INC. | TF8924 | Y | THREADED FASTENERS INC. , TF8924 |  |  | 4 | 2001-12-11 10:14 | Anjanece | 15 | 0 | N | N
THREADED FASTENERS INC. | TF8924 | Y | THREADED FASTENERS INC. , TF8924 |  |  | 4.7 | 2001-12-11 10:14 | Anjanece | 15 | 0 | N | N
THREADED FASTENERS INC. | TF8924 | Y | THREADED FASTENERS INC. , TF8924 |  |  | 4.95 | 2001-12-11 10:14 | Anjanece | 15 | 0 | N | N
THREADED FASTENERS INC. | TF8924 | Y | THREADED FASTENERS INC. , TF8924 |  |  | 5.16 | 2001-12-11 10:14 | Anjanece | 15 | 0 | N | N
THREADED FASTENERS INC. | TF8924 | Y | THREADED FASTENERS INC. , TF8924 |  |  | 5.2 | 2001-12-11 10:14 | Anjanece | 15 | 0 | N | N
THREADED FASTENERS INC. | TF8924 | Y | THREADED FASTENERS INC. , TF8924 |  |  | 5.26 | 2001-12-11 10:14 | Anjanece | 15 | 0 | N | N
THREADED FASTENERS INC. | TF8924 | Y | THREADED FASTENERS INC. , TF8924 |  |  | 5.4 | 2001-12-11 10:14 | Anjanece | 15 | 0 | N | N
THREADED FASTENERS INC. | TF8924 | Y | THREADED FASTENERS INC. , TF8924 |  |  | 7.26 | 2001-12-11 10:14 | Anjanece | 15 | 0 | N | N
ALLIED BOLT, INC. | 8255-15 | Y | ALLIED BOLT, INC. , 8255-15 | JEA GENERATION | CSC Stores | 3.89 | 2006-11-09 14:34 | Anjanece | 10 | 0 | N | N
ALLIED BOLT, INC. | 8255-15 | Y | ALLIED BOLT, INC. , 8255-15 |  |  | 4.73 | 2006-11-09 14:34 | Anjanece | 10 | 0 | N | N
ALLIED BOLT, INC. | 8255-15 | Y | ALLIED BOLT, INC. , 8255-15 |  |  | 5.94 | 2006-11-09 14:34 | Anjanece | 10 | 0 | N | N
ALLIED BOLT, INC. | 8255-15 | Y | ALLIED BOLT, INC. , 8255-15 |  |  | 6.99 | 2006-11-09 14:34 | Anjanece | 10 | 0 | N | N
ALLIED BOLT, INC. | 8255-15 | Y | ALLIED BOLT, INC. , 8255-15 |  |  | 7.95 | 2006-11-09 14:34 | Anjanece | 10 | 0 | N | N
ALUMA-FORM | AF8926 | Y | ALUMA-FORM , AF8926 | JEA GENERATION | CSC Stores | 3.89 | 2006-11-09 14:34 | Anjanece | 10 | 0 | N | N
ALUMA-FORM | AF8926 | Y | ALUMA-FORM , AF8926 |  |  | 4.73 | 2006-11-09 14:34 | Anjanece | 10 | 0 | N | N
ALUMA-FORM | AF8926 | Y | ALUMA-FORM , AF8926 |  |  | 5.94 | 2006-11-09 14:34 | Anjanece | 10 | 0 | N | N
ALUMA-FORM | AF8926 | Y | ALUMA-FORM , AF8926 |  |  | 6.99 | 2006-11-09 14:34 | Anjanece | 10 | 0 | N | N
ALUMA-FORM | AF8926 | Y | ALUMA-FORM , AF8926 |  |  | 7.95 | 2006-11-09 14:34 | Anjanece | 10 | 0 | N | N
CHANCE | 8926 | Y | CHANCE , 8926 | JEA GENERATION | CSC Stores | 3.89 | 2006-11-09 14:34 | Anjanece | 10 | 0 | N | N
CHANCE | 8926 | Y | CHANCE , 8926 |  |  | 4.73 | 2006-11-09 14:34 | Anjanece | 10 | 0 | N | N
CHANCE | 8926 | Y | CHANCE , 8926 |  |  | 5.94 | 2006-11-09 14:34 | Anjanece | 10 | 0 | N | N
CHANCE | 8926 | Y | CHANCE , 8926 |  |  | 6.99 | 2006-11-09 14:34 | Anjanece | 10 | 0 | N | N
CHANCE | 8926 | Y | CHANCE , 8926 |  |  | 7.95 | 2006-11-09 14:34 | Anjanece | 10 | 0 | N | N
DIXIE ELECTRIC | D8926 | Y | DIXIE ELECTRIC , D8926 | JEA GENERATION | CSC Stores | 3.89 | 2006-11-09 14:34 | Anjanece | 10 | 0 | N | N
DIXIE ELECTRIC | D8926 | Y | DIXIE ELECTRIC , D8926 |  |  | 4.73 | 2006-11-09 14:34 | Anjanece | 10 | 0 | N | N
DIXIE ELECTRIC | D8926 | Y | DIXIE ELECTRIC , D8926 |  |  | 5.94 | 2006-11-09 14:34 | Anjanece | 10 | 0 | N | N
DIXIE ELECTRIC | D8926 | Y | DIXIE ELECTRIC , D8926 |  |  | 6.99 | 2006-11-09 14:34 | Anjanece | 10 | 0 | N | N
DIXIE ELECTRIC | D8926 | Y | DIXIE ELECTRIC , D8926 |  |  | 7.95 | 2006-11-09 14:34 | Anjanece | 10 | 0 | N | N
HUGHES BROTHERS | B726-6 | Y | HUGHES BROTHERS , B726-6 | JEA GENERATION | CSC Stores | 3.89 | 2006-11-09 14:34 | Anjanece | 10 | 0 | N | N
HUGHES BROTHERS | B726-6 | Y | HUGHES BROTHERS , B726-6 |  |  | 4.73 | 2006-11-09 14:34 | Anjanece | 10 | 0 | N | N
HUGHES BROTHERS | B726-6 | Y | HUGHES BROTHERS , B726-6 |  |  | 5.94 | 2006-11-09 14:34 | Anjanece | 10 | 0 | N | N
HUGHES BROTHERS | B726-6 | Y | HUGHES BROTHERS , B726-6 |  |  | 6.99 | 2006-11-09 14:34 | Anjanece | 10 | 0 | N | N
HUGHES BROTHERS | B726-6 | Y | HUGHES BROTHERS , B726-6 |  |  | 7.95 | 2006-11-09 14:34 | Anjanece | 10 | 0 | N | N
JOSLYN MANUFACTURING CO. | J8926 | Y | JOSLYN MANUFACTURING CO. , J8926 | JEA GENERATION | CSC Stores | 3.89 | 2006-11-09 14:34 | Anjanece | 10 | 0 | N | N
JOSLYN MANUFACTURING CO. | J8926 | Y | JOSLYN MANUFACTURING CO. , J8926 |  |  | 4.73 | 2006-11-09 14:34 | Anjanece | 10 | 0 | N | N
JOSLYN MANUFACTURING CO. | J8926 | Y | JOSLYN MANUFACTURING CO. , J8926 |  |  | 5.94 | 2006-11-09 14:34 | Anjanece | 10 | 0 | N | N
JOSLYN MANUFACTURING CO. | J8926 | Y | JOSLYN MANUFACTURING CO. , J8926 |  |  | 6.99 | 2006-11-09 14:34 | Anjanece | 10 | 0 | N | N
JOSLYN MANUFACTURING CO. | J8926 | Y | JOSLYN MANUFACTURING CO. , J8926 |  |  | 7.95 | 2006-11-09 14:34 | Anjanece | 10 | 0 | N | N
STEEL CITY | SC8926BG | Y | STEEL CITY , SC8926BG | JEA GENERATION | CSC Stores | 3.89 | 2006-11-09 14:34 | Anjanece | 10 | 0 | N | N
STEEL CITY | SC8926BG | Y | STEEL CITY , SC8926BG |  |  | 4.73 | 2006-11-09 14:34 | Anjanece | 10 | 0 | N | N
STEEL CITY | SC8926BG | Y | STEEL CITY , SC8926BG |  |  | 5.94 | 2006-11-09 14:34 | Anjanece | 10 | 0 | N | N
STEEL CITY | SC8926BG | Y | STEEL CITY , SC8926BG |  |  | 6.99 | 2006-11-09 14:34 | Anjanece | 10 | 0 | N | N
STEEL CITY | SC8926BG | Y | STEEL CITY , SC8926BG |  |  | 7.95 | 2006-11-09 14:34 | Anjanece | 10 | 0 | N | N
THREADED FASTENERS INC. | TF8926 | Y | THREADED FASTENERS INC. , TF8926 | JEA GENERATION | CSC Stores | 3.89 | 2006-11-09 14:34 | Anjanece | 10 | 0 | N | N
THREADED FASTENERS INC. | TF8926 | Y | THREADED FASTENERS INC. , TF8926 |  |  | 4.73 | 2006-11-09 14:34 | Anjanece | 10 | 0 | N | N
THREADED FASTENERS INC. | TF8926 | Y | THREADED FASTENERS INC. , TF8926 |  |  | 5.94 | 2006-11-09 14:34 | Anjanece | 10 | 0 | N | N
THREADED FASTENERS INC. | TF8926 | Y | THREADED FASTENERS INC. , TF8926 |  |  | 6.99 | 2006-11-09 14:34 | Anjanece | 10 | 0 | N | N
THREADED FASTENERS INC. | TF8926 | Y | THREADED FASTENERS INC. , TF8926 |  |  | 7.95 | 2006-11-09 14:34 | Anjanece | 10 | 0 | N | N
ALLIED BOLT, INC. | 82623 | Y | ALLIED BOLT, INC. , 82623 | JEA TRANSMISSION | CSC Stores | 4.18 | 2001-12-11 10:14 | John | 10 | 0 | N | N
ALLIED BOLT, INC. | 82623 | Y | ALLIED BOLT, INC. , 82623 |  |  | 4.32 | 2001-12-11 10:14 | John | 10 | 0 | N | N
ALLIED BOLT, INC. | 82623 | Y | ALLIED BOLT, INC. , 82623 |  |  | 4.6 | 2001-12-11 10:14 | John | 10 | 0 | N | N
ALLIED BOLT, INC. | 82623 | Y | ALLIED BOLT, INC. , 82623 |  |  | 6.23 | 2001-12-11 10:14 | John | 10 | 0 | N | N
HUGHES | B732-8 | Y | HUGHES , B732-8 | JEA TRANSMISSION | CSC Stores | 4.18 | 2001-12-11 10:14 | John | 10 | 0 | N | N
HUGHES | B732-8 | Y | HUGHES , B732-8 |  |  | 4.32 | 2001-12-11 10:14 | John | 10 | 0 | N | N
HUGHES | B732-8 | Y | HUGHES , B732-8 |  |  | 4.6 | 2001-12-11 10:14 | John | 10 | 0 | N | N
HUGHES | B732-8 | Y | HUGHES , B732-8 |  |  | 6.23 | 2001-12-11 10:14 | John | 10 | 0 | N | N
JOSLYN HI-VOLTAGE CORP. | J8932 | Y | JOSLYN HI-VOLTAGE CORP. , J8932 | JEA TRANSMISSION | CSC Stores | 4.18 | 2001-12-11 10:14 | John | 10 | 0 | N | N
JOSLYN HI-VOLTAGE CORP. | J8932 | Y | JOSLYN HI-VOLTAGE CORP. , J8932 |  |  | 4.32 | 2001-12-11 10:14 | John | 10 | 0 | N | N
JOSLYN HI-VOLTAGE CORP. | J8932 | Y | JOSLYN HI-VOLTAGE CORP. , J8932 |  |  | 4.6 | 2001-12-11 10:14 | John | 10 | 0 | N | N
JOSLYN HI-VOLTAGE CORP. | J8932 | Y | JOSLYN HI-VOLTAGE CORP. , J8932 |  |  | 6.23 | 2001-12-11 10:14 | John | 10 | 0 | N | N
STEEL CITY | SC12128BG | Y | STEEL CITY , SC12128BG | JEA TRANSMISSION | CSC Stores | 4.18 | 2001-12-11 10:14 | John | 10 | 0 | N | N
STEEL CITY | SC12128BG | Y | STEEL CITY , SC12128BG |  |  | 4.32 | 2001-12-11 10:14 | John | 10 | 0 | N | N
STEEL CITY | SC12128BG | Y | STEEL CITY , SC12128BG |  |  | 4.6 | 2001-12-11 10:14 | John | 10 | 0 | N | N
STEEL CITY | SC12128BG | Y | STEEL CITY , SC12128BG |  |  | 6.23 | 2001-12-11 10:14 | John | 10 | 0 | N | N
THREADED FASTENERS INC. | TF8932 | Y | THREADED FASTENERS INC. , TF8932 | JEA TRANSMISSION | CSC Stores | 4.18 | 2001-12-11 10:14 | John | 10 | 0 | N | N
THREADED FASTENERS INC. | TF8932 | Y | THREADED FASTENERS INC. , TF8932 |  |  | 4.32 | 2001-12-11 10:14 | John | 10 | 0 | N | N
THREADED FASTENERS INC. | TF8932 | Y | THREADED FASTENERS INC. , TF8932 |  |  | 4.6 | 2001-12-11 10:14 | John | 10 | 0 | N | N
THREADED FASTENERS INC. | TF8932 | Y | THREADED FASTENERS INC. , TF8932 |  |  | 6.23 | 2001-12-11 10:14 | John | 10 | 0 | N | N
ALLIED BOLT, INC. | 82410-25 | Y | ALLIED BOLT, INC. , 82410-25 | JEA GENERATION | CSC Stores | 1.32 | 2001-12-11 10:14 | Anjanece | 50 | 0 | N | N
ALLIED BOLT, INC. | 82410-25 | Y | ALLIED BOLT, INC. , 82410-25 |  |  | 1.47 | 2001-12-11 10:14 | Anjanece | 50 | 0 | N | N
ALLIED BOLT, INC. | 82410-25 | Y | ALLIED BOLT, INC. , 82410-25 |  |  | 1.59 | 2001-12-11 10:14 | Anjanece | 50 | 0 | N | N
ALLIED BOLT, INC. | 82410-25 | Y | ALLIED BOLT, INC. , 82410-25 |  |  | 1.67 | 2001-12-11 10:14 | Anjanece | 50 | 0 | N | N
ALLIED BOLT, INC. | 82410-25 | Y | ALLIED BOLT, INC. , 82410-25 |  |  | 3.08 | 2001-12-11 10:14 | Anjanece | 50 | 0 | N | N
ALLIED BOLT, INC. | 82410-25 | Y | ALLIED BOLT, INC. , 82410-25 |  |  | 3.72 | 2001-12-11 10:14 | Anjanece | 50 | 0 | N | N
ALLIED BOLT, INC. | 82410-25 | Y | ALLIED BOLT, INC. , 82410-25 |  |  | 3.79 | 2001-12-11 10:14 | Anjanece | 50 | 0 | N | N
ALLIED BOLT, INC. | 82410-25 | Y | ALLIED BOLT, INC. , 82410-25 |  |  | 4.1 | 2001-12-11 10:14 | Anjanece | 50 | 0 | N | N
HUBBELL POWER SYSTEMS, INC. | PSSB780300 | Y | HUBBELL POWER SYSTEMS, INC. , PSSB780300 | JEA GENERATION | CSC Stores | 1.32 | 2001-12-11 10:14 | Anjanece | 50 | 0 | N | N
HUBBELL POWER SYSTEMS, INC. | PSSB780300 | Y | HUBBELL POWER SYSTEMS, INC. , PSSB780300 |  |  | 1.47 | 2001-12-11 10:14 | Anjanece | 50 | 0 | N | N
HUBBELL POWER SYSTEMS, INC. | PSSB780300 | Y | HUBBELL POWER SYSTEMS, INC. , PSSB780300 |  |  | 1.59 | 2001-12-11 10:14 | Anjanece | 50 | 0 | N | N
HUBBELL POWER SYSTEMS, INC. | PSSB780300 | Y | HUBBELL POWER SYSTEMS, INC. , PSSB780300 |  |  | 1.67 | 2001-12-11 10:14 | Anjanece | 50 | 0 | N | N
HUBBELL POWER SYSTEMS, INC. | PSSB780300 | Y | HUBBELL POWER SYSTEMS, INC. , PSSB780300 |  |  | 3.08 | 2001-12-11 10:14 | Anjanece | 50 | 0 | N | N
HUBBELL POWER SYSTEMS, INC. | PSSB780300 | Y | HUBBELL POWER SYSTEMS, INC. , PSSB780300 |  |  | 3.72 | 2001-12-11 10:14 | Anjanece | 50 | 0 | N | N
HUBBELL POWER SYSTEMS, INC. | PSSB780300 | Y | HUBBELL POWER SYSTEMS, INC. , PSSB780300 |  |  | 3.79 | 2001-12-11 10:14 | Anjanece | 50 | 0 | N | N
HUBBELL POWER SYSTEMS, INC. | PSSB780300 | Y | HUBBELL POWER SYSTEMS, INC. , PSSB780300 |  |  | 4.1 | 2001-12-11 10:14 | Anjanece | 50 | 0 | N | N
HUGHES | B83-2 | Y | HUGHES , B83-2 | JEA GENERATION | CSC Stores | 1.32 | 2001-12-11 10:14 | Anjanece | 50 | 0 | N | N
HUGHES | B83-2 | Y | HUGHES , B83-2 |  |  | 1.47 | 2001-12-11 10:14 | Anjanece | 50 | 0 | N | N
HUGHES | B83-2 | Y | HUGHES , B83-2 |  |  | 1.59 | 2001-12-11 10:14 | Anjanece | 50 | 0 | N | N
HUGHES | B83-2 | Y | HUGHES , B83-2 |  |  | 1.67 | 2001-12-11 10:14 | Anjanece | 50 | 0 | N | N
HUGHES | B83-2 | Y | HUGHES , B83-2 |  |  | 3.08 | 2001-12-11 10:14 | Anjanece | 50 | 0 | N | N
HUGHES | B83-2 | Y | HUGHES , B83-2 |  |  | 3.72 | 2001-12-11 10:14 | Anjanece | 50 | 0 | N | N
HUGHES | B83-2 | Y | HUGHES , B83-2 |  |  | 3.79 | 2001-12-11 10:14 | Anjanece | 50 | 0 | N | N
HUGHES | B83-2 | Y | HUGHES , B83-2 |  |  | 4.1 | 2001-12-11 10:14 | Anjanece | 50 | 0 | N | N
JOSLYN HI-VOLTAGE CORP. | J9053 | Y | JOSLYN HI-VOLTAGE CORP. , J9053 | JEA GENERATION | CSC Stores | 1.32 | 2001-12-11 10:14 | Anjanece | 50 | 0 | N | N
JOSLYN HI-VOLTAGE CORP. | J9053 | Y | JOSLYN HI-VOLTAGE CORP. , J9053 |  |  | 1.47 | 2001-12-11 10:14 | Anjanece | 50 | 0 | N | N
JOSLYN HI-VOLTAGE CORP. | J9053 | Y | JOSLYN HI-VOLTAGE CORP. , J9053 |  |  | 1.59 | 2001-12-11 10:14 | Anjanece | 50 | 0 | N | N
JOSLYN HI-VOLTAGE CORP. | J9053 | Y | JOSLYN HI-VOLTAGE CORP. , J9053 |  |  | 1.67 | 2001-12-11 10:14 | Anjanece | 50 | 0 | N | N
JOSLYN HI-VOLTAGE CORP. | J9053 | Y | JOSLYN HI-VOLTAGE CORP. , J9053 |  |  | 3.08 | 2001-12-11 10:14 | Anjanece | 50 | 0 | N | N
JOSLYN HI-VOLTAGE CORP. | J9053 | Y | JOSLYN HI-VOLTAGE CORP. , J9053 |  |  | 3.72 | 2001-12-11 10:14 | Anjanece | 50 | 0 | N | N
JOSLYN HI-VOLTAGE CORP. | J9053 | Y | JOSLYN HI-VOLTAGE CORP. , J9053 |  |  | 3.79 | 2001-12-11 10:14 | Anjanece | 50 | 0 | N | N
JOSLYN HI-VOLTAGE CORP. | J9053 | Y | JOSLYN HI-VOLTAGE CORP. , J9053 |  |  | 4.1 | 2001-12-11 10:14 | Anjanece | 50 | 0 | N | N
STEEL CITY | SQG1414N | Y | STEEL CITY , SQG1414N | JEA GENERATION | CSC Stores | 1.32 | 2001-12-11 10:14 | Anjanece | 50 | 0 | N | N
STEEL CITY | SQG1414N | Y | STEEL CITY , SQG1414N |  |  | 1.47 | 2001-12-11 10:14 | Anjanece | 50 | 0 | N | N
STEEL CITY | SQG1414N | Y | STEEL CITY , SQG1414N |  |  | 1.59 | 2001-12-11 10:14 | Anjanece | 50 | 0 | N | N
STEEL CITY | SQG1414N | Y | STEEL CITY , SQG1414N |  |  | 1.67 | 2001-12-11 10:14 | Anjanece | 50 | 0 | N | N
STEEL CITY | SQG1414N | Y | STEEL CITY , SQG1414N |  |  | 3.08 | 2001-12-11 10:14 | Anjanece | 50 | 0 | N | N
STEEL CITY | SQG1414N | Y | STEEL CITY , SQG1414N |  |  | 3.72 | 2001-12-11 10:14 | Anjanece | 50 | 0 | N | N
STEEL CITY | SQG1414N | Y | STEEL CITY , SQG1414N |  |  | 3.79 | 2001-12-11 10:14 | Anjanece | 50 | 0 | N | N
STEEL CITY | SQG1414N | Y | STEEL CITY , SQG1414N |  |  | 4.1 | 2001-12-11 10:14 | Anjanece | 50 | 0 | N | N
VICTORY BOLT & SPECIALTY INC. | 7898 SQMB HDG FT | Y | VICTORY BOLT & SPECIALTY INC. , 7898 SQMB HDG FT | JEA TRANSMISSION | CSC Stores | 16.86 | 2020-04-13 14:13 | John | 1 | 0 | N | N
VICTORY BOLT & SPECIALTY INC. | 7898 SQMB HDG FT | Y | VICTORY BOLT & SPECIALTY INC. , 7898 SQMB HDG FT |  |  | 20.37 | 2020-04-13 14:13 | John | 1 | 0 | N | N
VICTORY BOLT & SPECIALTY INC. | 7898 SQMB HDG FT | Y | VICTORY BOLT & SPECIALTY INC. , 7898 SQMB HDG FT |  |  | 22.03 | 2020-04-13 14:13 | John | 1 | 0 | N | N
ALLIED BOLT, INC. | 8970-25 | Y | ALLIED BOLT, INC. , 8970-25 | JEA GENERATION | CSC Stores | 3.69 | 2001-12-11 10:14 | Anjanece | 25 | 0 | N | N
ALLIED BOLT, INC. | 8970-25 | Y | ALLIED BOLT, INC. , 8970-25 |  |  | 4.43 | 2001-12-11 10:14 | Anjanece | 25 | 0 | N | N
ALLIED BOLT, INC. | 8970-25 | Y | ALLIED BOLT, INC. , 8970-25 |  |  | 4.84 | 2001-12-11 10:14 | Anjanece | 25 | 0 | N | N
ALLIED BOLT, INC. | 8970-25 | Y | ALLIED BOLT, INC. , 8970-25 |  |  | 4.85 | 2001-12-11 10:14 | Anjanece | 25 | 0 | N | N
ALLIED BOLT, INC. | 8970-25 | Y | ALLIED BOLT, INC. , 8970-25 |  |  | 4.87 | 2001-12-11 10:14 | Anjanece | 25 | 0 | N | N
ALLIED BOLT, INC. | 8970-25 | Y | ALLIED BOLT, INC. , 8970-25 |  |  | 5.06 | 2001-12-11 10:14 | Anjanece | 25 | 0 | N | N
ALLIED BOLT, INC. | 8970-25 | Y | ALLIED BOLT, INC. , 8970-25 |  |  | 5.14 | 2001-12-11 10:14 | Anjanece | 25 | 0 | N | N
ALLIED BOLT, INC. | 8970-25 | Y | ALLIED BOLT, INC. , 8970-25 |  |  | 6.25 | 2001-12-11 10:14 | Anjanece | 25 | 0 | N | N
ALUMA-FORM | AF9062 | Y | ALUMA-FORM , AF9062 | JEA GENERATION | CSC Stores | 3.69 | 2001-12-11 10:14 | Anjanece | 25 | 0 | N | N
ALUMA-FORM | AF9062 | Y | ALUMA-FORM , AF9062 |  |  | 4.43 | 2001-12-11 10:14 | Anjanece | 25 | 0 | N | N
ALUMA-FORM | AF9062 | Y | ALUMA-FORM , AF9062 |  |  | 4.84 | 2001-12-11 10:14 | Anjanece | 25 | 0 | N | N
ALUMA-FORM | AF9062 | Y | ALUMA-FORM , AF9062 |  |  | 4.85 | 2001-12-11 10:14 | Anjanece | 25 | 0 | N | N
ALUMA-FORM | AF9062 | Y | ALUMA-FORM , AF9062 |  |  | 4.87 | 2001-12-11 10:14 | Anjanece | 25 | 0 | N | N
ALUMA-FORM | AF9062 | Y | ALUMA-FORM , AF9062 |  |  | 5.06 | 2001-12-11 10:14 | Anjanece | 25 | 0 | N | N
ALUMA-FORM | AF9062 | Y | ALUMA-FORM , AF9062 |  |  | 5.14 | 2001-12-11 10:14 | Anjanece | 25 | 0 | N | N
ALUMA-FORM | AF9062 | Y | ALUMA-FORM , AF9062 |  |  | 6.25 | 2001-12-11 10:14 | Anjanece | 25 | 0 | N | N
HUBBELL POWER SYSTEMS, INC. | DF5B12 | Y | HUBBELL POWER SYSTEMS, INC. , DF5B12 | JEA GENERATION | CSC Stores | 3.69 | 2001-12-11 10:14 | Anjanece | 25 | 0 | N | N
HUBBELL POWER SYSTEMS, INC. | DF5B12 | Y | HUBBELL POWER SYSTEMS, INC. , DF5B12 |  |  | 4.43 | 2001-12-11 10:14 | Anjanece | 25 | 0 | N | N
HUBBELL POWER SYSTEMS, INC. | DF5B12 | Y | HUBBELL POWER SYSTEMS, INC. , DF5B12 |  |  | 4.84 | 2001-12-11 10:14 | Anjanece | 25 | 0 | N | N
HUBBELL POWER SYSTEMS, INC. | DF5B12 | Y | HUBBELL POWER SYSTEMS, INC. , DF5B12 |  |  | 4.85 | 2001-12-11 10:14 | Anjanece | 25 | 0 | N | N
HUBBELL POWER SYSTEMS, INC. | DF5B12 | Y | HUBBELL POWER SYSTEMS, INC. , DF5B12 |  |  | 4.87 | 2001-12-11 10:14 | Anjanece | 25 | 0 | N | N
HUBBELL POWER SYSTEMS, INC. | DF5B12 | Y | HUBBELL POWER SYSTEMS, INC. , DF5B12 |  |  | 5.06 | 2001-12-11 10:14 | Anjanece | 25 | 0 | N | N
HUBBELL POWER SYSTEMS, INC. | DF5B12 | Y | HUBBELL POWER SYSTEMS, INC. , DF5B12 |  |  | 5.14 | 2001-12-11 10:14 | Anjanece | 25 | 0 | N | N
HUBBELL POWER SYSTEMS, INC. | DF5B12 | Y | HUBBELL POWER SYSTEMS, INC. , DF5B12 |  |  | 6.25 | 2001-12-11 10:14 | Anjanece | 25 | 0 | N | N
HUGHES | B812 | Y | HUGHES , B812 | JEA GENERATION | CSC Stores | 3.69 | 2001-12-11 10:14 | Anjanece | 25 | 0 | N | N
HUGHES | B812 | Y | HUGHES , B812 |  |  | 4.43 | 2001-12-11 10:14 | Anjanece | 25 | 0 | N | N
HUGHES | B812 | Y | HUGHES , B812 |  |  | 4.84 | 2001-12-11 10:14 | Anjanece | 25 | 0 | N | N
HUGHES | B812 | Y | HUGHES , B812 |  |  | 4.85 | 2001-12-11 10:14 | Anjanece | 25 | 0 | N | N
HUGHES | B812 | Y | HUGHES , B812 |  |  | 4.87 | 2001-12-11 10:14 | Anjanece | 25 | 0 | N | N
HUGHES | B812 | Y | HUGHES , B812 |  |  | 5.06 | 2001-12-11 10:14 | Anjanece | 25 | 0 | N | N
HUGHES | B812 | Y | HUGHES , B812 |  |  | 5.14 | 2001-12-11 10:14 | Anjanece | 25 | 0 | N | N
HUGHES | B812 | Y | HUGHES , B812 |  |  | 6.25 | 2001-12-11 10:14 | Anjanece | 25 | 0 | N | N
JOSLYN HI-VOLTAGE CORP. | J9062 | Y | JOSLYN HI-VOLTAGE CORP. , J9062 | JEA GENERATION | CSC Stores | 3.69 | 2001-12-11 10:14 | Anjanece | 25 | 0 | N | N
JOSLYN HI-VOLTAGE CORP. | J9062 | Y | JOSLYN HI-VOLTAGE CORP. , J9062 |  |  | 4.43 | 2001-12-11 10:14 | Anjanece | 25 | 0 | N | N
JOSLYN HI-VOLTAGE CORP. | J9062 | Y | JOSLYN HI-VOLTAGE CORP. , J9062 |  |  | 4.84 | 2001-12-11 10:14 | Anjanece | 25 | 0 | N | N
JOSLYN HI-VOLTAGE CORP. | J9062 | Y | JOSLYN HI-VOLTAGE CORP. , J9062 |  |  | 4.85 | 2001-12-11 10:14 | Anjanece | 25 | 0 | N | N
JOSLYN HI-VOLTAGE CORP. | J9062 | Y | JOSLYN HI-VOLTAGE CORP. , J9062 |  |  | 4.87 | 2001-12-11 10:14 | Anjanece | 25 | 0 | N | N
JOSLYN HI-VOLTAGE CORP. | J9062 | Y | JOSLYN HI-VOLTAGE CORP. , J9062 |  |  | 5.06 | 2001-12-11 10:14 | Anjanece | 25 | 0 | N | N
JOSLYN HI-VOLTAGE CORP. | J9062 | Y | JOSLYN HI-VOLTAGE CORP. , J9062 |  |  | 5.14 | 2001-12-11 10:14 | Anjanece | 25 | 0 | N | N
JOSLYN HI-VOLTAGE CORP. | J9062 | Y | JOSLYN HI-VOLTAGE CORP. , J9062 |  |  | 6.25 | 2001-12-11 10:14 | Anjanece | 25 | 0 | N | N
MC GRAW EDISON | DF5B12 | Y | MC GRAW EDISON , DF5B12 | JEA GENERATION | CSC Stores | 3.69 | 2001-12-11 10:14 | Anjanece | 25 | 0 | N | N
MC GRAW EDISON | DF5B12 | Y | MC GRAW EDISON , DF5B12 |  |  | 4.43 | 2001-12-11 10:14 | Anjanece | 25 | 0 | N | N
MC GRAW EDISON | DF5B12 | Y | MC GRAW EDISON , DF5B12 |  |  | 4.84 | 2001-12-11 10:14 | Anjanece | 25 | 0 | N | N
MC GRAW EDISON | DF5B12 | Y | MC GRAW EDISON , DF5B12 |  |  | 4.85 | 2001-12-11 10:14 | Anjanece | 25 | 0 | N | N
MC GRAW EDISON | DF5B12 | Y | MC GRAW EDISON , DF5B12 |  |  | 4.87 | 2001-12-11 10:14 | Anjanece | 25 | 0 | N | N
MC GRAW EDISON | DF5B12 | Y | MC GRAW EDISON , DF5B12 |  |  | 5.06 | 2001-12-11 10:14 | Anjanece | 25 | 0 | N | N
MC GRAW EDISON | DF5B12 | Y | MC GRAW EDISON , DF5B12 |  |  | 5.14 | 2001-12-11 10:14 | Anjanece | 25 | 0 | N | N
MC GRAW EDISON | DF5B12 | Y | MC GRAW EDISON , DF5B12 |  |  | 6.25 | 2001-12-11 10:14 | Anjanece | 25 | 0 | N | N
STEEL CITY | SC9062BG | Y | STEEL CITY , SC9062BG | JEA GENERATION | CSC Stores | 3.69 | 2001-12-11 10:14 | Anjanece | 25 | 0 | N | N
STEEL CITY | SC9062BG | Y | STEEL CITY , SC9062BG |  |  | 4.43 | 2001-12-11 10:14 | Anjanece | 25 | 0 | N | N
STEEL CITY | SC9062BG | Y | STEEL CITY , SC9062BG |  |  | 4.84 | 2001-12-11 10:14 | Anjanece | 25 | 0 | N | N
STEEL CITY | SC9062BG | Y | STEEL CITY , SC9062BG |  |  | 4.85 | 2001-12-11 10:14 | Anjanece | 25 | 0 | N | N
STEEL CITY | SC9062BG | Y | STEEL CITY , SC9062BG |  |  | 4.87 | 2001-12-11 10:14 | Anjanece | 25 | 0 | N | N
STEEL CITY | SC9062BG | Y | STEEL CITY , SC9062BG |  |  | 5.06 | 2001-12-11 10:14 | Anjanece | 25 | 0 | N | N
STEEL CITY | SC9062BG | Y | STEEL CITY , SC9062BG |  |  | 5.14 | 2001-12-11 10:14 | Anjanece | 25 | 0 | N | N
STEEL CITY | SC9062BG | Y | STEEL CITY , SC9062BG |  |  | 6.25 | 2001-12-11 10:14 | Anjanece | 25 | 0 | N | N
ALLIED BOLT, INC. | 8972-10 | Y | ALLIED BOLT, INC. , 8972-10 | JEA GENERATION | CSC Stores | 3.88 | 2001-12-11 10:15 | Anjanece | 10 | 0 | N | N
ALLIED BOLT, INC. | 8972-10 | Y | ALLIED BOLT, INC. , 8972-10 |  |  | 4.02 | 2001-12-11 10:15 | Anjanece | 10 | 0 | N | N
ALLIED BOLT, INC. | 8972-10 | Y | ALLIED BOLT, INC. , 8972-10 |  |  | 4.76 | 2001-12-11 10:15 | Anjanece | 10 | 0 | N | N
ALLIED BOLT, INC. | 8972-10 | Y | ALLIED BOLT, INC. , 8972-10 |  |  | 5.27 | 2001-12-11 10:15 | Anjanece | 10 | 0 | N | N
ALLIED BOLT, INC. | 8972-10 | Y | ALLIED BOLT, INC. , 8972-10 |  |  | 5.73 | 2001-12-11 10:15 | Anjanece | 10 | 0 | N | N
ALLIED BOLT, INC. | 8972-10 | Y | ALLIED BOLT, INC. , 8972-10 |  |  | 6.19 | 2001-12-11 10:15 | Anjanece | 10 | 0 | N | N
ALUMA-FORM | AF9066 | Y | ALUMA-FORM , AF9066 | JEA GENERATION | CSC Stores | 3.88 | 2001-12-11 10:15 | Anjanece | 10 | 0 | N | N
ALUMA-FORM | AF9066 | Y | ALUMA-FORM , AF9066 |  |  | 4.02 | 2001-12-11 10:15 | Anjanece | 10 | 0 | N | N
ALUMA-FORM | AF9066 | Y | ALUMA-FORM , AF9066 |  |  | 4.76 | 2001-12-11 10:15 | Anjanece | 10 | 0 | N | N
ALUMA-FORM | AF9066 | Y | ALUMA-FORM , AF9066 |  |  | 5.27 | 2001-12-11 10:15 | Anjanece | 10 | 0 | N | N
ALUMA-FORM | AF9066 | Y | ALUMA-FORM , AF9066 |  |  | 5.73 | 2001-12-11 10:15 | Anjanece | 10 | 0 | N | N
ALUMA-FORM | AF9066 | Y | ALUMA-FORM , AF9066 |  |  | 6.19 | 2001-12-11 10:15 | Anjanece | 10 | 0 | N | N
FLORIDA WIRE AND CABLE | FW9066 | Y | FLORIDA WIRE AND CABLE , FW9066 | JEA GENERATION | CSC Stores | 3.88 | 2001-12-11 10:15 | Anjanece | 10 | 0 | N | N
FLORIDA WIRE AND CABLE | FW9066 | Y | FLORIDA WIRE AND CABLE , FW9066 |  |  | 4.02 | 2001-12-11 10:15 | Anjanece | 10 | 0 | N | N
FLORIDA WIRE AND CABLE | FW9066 | Y | FLORIDA WIRE AND CABLE , FW9066 |  |  | 4.76 | 2001-12-11 10:15 | Anjanece | 10 | 0 | N | N
FLORIDA WIRE AND CABLE | FW9066 | Y | FLORIDA WIRE AND CABLE , FW9066 |  |  | 5.27 | 2001-12-11 10:15 | Anjanece | 10 | 0 | N | N
FLORIDA WIRE AND CABLE | FW9066 | Y | FLORIDA WIRE AND CABLE , FW9066 |  |  | 5.73 | 2001-12-11 10:15 | Anjanece | 10 | 0 | N | N
FLORIDA WIRE AND CABLE | FW9066 | Y | FLORIDA WIRE AND CABLE , FW9066 |  |  | 6.19 | 2001-12-11 10:15 | Anjanece | 10 | 0 | N | N
HUBBELL POWER SYSTEMS, INC. | C205-0255 | Y | HUBBELL POWER SYSTEMS, INC. , C205-0255 | JEA GENERATION | CSC Stores | 3.88 | 2001-12-11 10:15 | Anjanece | 10 | 0 | N | N
HUBBELL POWER SYSTEMS, INC. | C205-0255 | Y | HUBBELL POWER SYSTEMS, INC. , C205-0255 |  |  | 4.02 | 2001-12-11 10:15 | Anjanece | 10 | 0 | N | N
HUBBELL POWER SYSTEMS, INC. | C205-0255 | Y | HUBBELL POWER SYSTEMS, INC. , C205-0255 |  |  | 4.76 | 2001-12-11 10:15 | Anjanece | 10 | 0 | N | N
HUBBELL POWER SYSTEMS, INC. | C205-0255 | Y | HUBBELL POWER SYSTEMS, INC. , C205-0255 |  |  | 5.27 | 2001-12-11 10:15 | Anjanece | 10 | 0 | N | N
HUBBELL POWER SYSTEMS, INC. | C205-0255 | Y | HUBBELL POWER SYSTEMS, INC. , C205-0255 |  |  | 5.73 | 2001-12-11 10:15 | Anjanece | 10 | 0 | N | N
HUBBELL POWER SYSTEMS, INC. | C205-0255 | Y | HUBBELL POWER SYSTEMS, INC. , C205-0255 |  |  | 6.19 | 2001-12-11 10:15 | Anjanece | 10 | 0 | N | N
HUGHES | B816-6 | Y | HUGHES , B816-6 | JEA GENERATION | CSC Stores | 3.88 | 2001-12-11 10:15 | Anjanece | 10 | 0 | N | N
HUGHES | B816-6 | Y | HUGHES , B816-6 |  |  | 4.02 | 2001-12-11 10:15 | Anjanece | 10 | 0 | N | N
HUGHES | B816-6 | Y | HUGHES , B816-6 |  |  | 4.76 | 2001-12-11 10:15 | Anjanece | 10 | 0 | N | N
HUGHES | B816-6 | Y | HUGHES , B816-6 |  |  | 5.27 | 2001-12-11 10:15 | Anjanece | 10 | 0 | N | N
HUGHES | B816-6 | Y | HUGHES , B816-6 |  |  | 5.73 | 2001-12-11 10:15 | Anjanece | 10 | 0 | N | N
HUGHES | B816-6 | Y | HUGHES , B816-6 |  |  | 6.19 | 2001-12-11 10:15 | Anjanece | 10 | 0 | N | N
JOSLYN HI-VOLTAGE CORP. | J9066 | Y | JOSLYN HI-VOLTAGE CORP. , J9066 | JEA GENERATION | CSC Stores | 3.88 | 2001-12-11 10:15 | Anjanece | 10 | 0 | N | N
JOSLYN HI-VOLTAGE CORP. | J9066 | Y | JOSLYN HI-VOLTAGE CORP. , J9066 |  |  | 4.02 | 2001-12-11 10:15 | Anjanece | 10 | 0 | N | N
JOSLYN HI-VOLTAGE CORP. | J9066 | Y | JOSLYN HI-VOLTAGE CORP. , J9066 |  |  | 4.76 | 2001-12-11 10:15 | Anjanece | 10 | 0 | N | N
JOSLYN HI-VOLTAGE CORP. | J9066 | Y | JOSLYN HI-VOLTAGE CORP. , J9066 |  |  | 5.27 | 2001-12-11 10:15 | Anjanece | 10 | 0 | N | N
JOSLYN HI-VOLTAGE CORP. | J9066 | Y | JOSLYN HI-VOLTAGE CORP. , J9066 |  |  | 5.73 | 2001-12-11 10:15 | Anjanece | 10 | 0 | N | N
JOSLYN HI-VOLTAGE CORP. | J9066 | Y | JOSLYN HI-VOLTAGE CORP. , J9066 |  |  | 6.19 | 2001-12-11 10:15 | Anjanece | 10 | 0 | N | N
MC GRAW EDISON | DF5B16 | Y | MC GRAW EDISON , DF5B16 | JEA GENERATION | CSC Stores | 3.88 | 2001-12-11 10:15 | Anjanece | 10 | 0 | N | N
MC GRAW EDISON | DF5B16 | Y | MC GRAW EDISON , DF5B16 |  |  | 4.02 | 2001-12-11 10:15 | Anjanece | 10 | 0 | N | N
MC GRAW EDISON | DF5B16 | Y | MC GRAW EDISON , DF5B16 |  |  | 4.76 | 2001-12-11 10:15 | Anjanece | 10 | 0 | N | N
MC GRAW EDISON | DF5B16 | Y | MC GRAW EDISON , DF5B16 |  |  | 5.27 | 2001-12-11 10:15 | Anjanece | 10 | 0 | N | N
MC GRAW EDISON | DF5B16 | Y | MC GRAW EDISON , DF5B16 |  |  | 5.73 | 2001-12-11 10:15 | Anjanece | 10 | 0 | N | N
MC GRAW EDISON | DF5B16 | Y | MC GRAW EDISON , DF5B16 |  |  | 6.19 | 2001-12-11 10:15 | Anjanece | 10 | 0 | N | N
STEEL CITY | SC9066BG | Y | STEEL CITY , SC9066BG | JEA GENERATION | CSC Stores | 3.88 | 2001-12-11 10:15 | Anjanece | 10 | 0 | N | N
STEEL CITY | SC9066BG | Y | STEEL CITY , SC9066BG |  |  | 4.02 | 2001-12-11 10:15 | Anjanece | 10 | 0 | N | N
STEEL CITY | SC9066BG | Y | STEEL CITY , SC9066BG |  |  | 4.76 | 2001-12-11 10:15 | Anjanece | 10 | 0 | N | N
STEEL CITY | SC9066BG | Y | STEEL CITY , SC9066BG |  |  | 5.27 | 2001-12-11 10:15 | Anjanece | 10 | 0 | N | N
STEEL CITY | SC9066BG | Y | STEEL CITY , SC9066BG |  |  | 5.73 | 2001-12-11 10:15 | Anjanece | 10 | 0 | N | N
STEEL CITY | SC9066BG | Y | STEEL CITY , SC9066BG |  |  | 6.19 | 2001-12-11 10:15 | Anjanece | 10 | 0 | N | N
THREADED FASTENERS INC. | TF9066 | Y | THREADED FASTENERS INC. , TF9066 | JEA GENERATION | CSC Stores | 3.88 | 2001-12-11 10:15 | Anjanece | 10 | 0 | N | N
THREADED FASTENERS INC. | TF9066 | Y | THREADED FASTENERS INC. , TF9066 |  |  | 4.02 | 2001-12-11 10:15 | Anjanece | 10 | 0 | N | N
THREADED FASTENERS INC. | TF9066 | Y | THREADED FASTENERS INC. , TF9066 |  |  | 4.76 | 2001-12-11 10:15 | Anjanece | 10 | 0 | N | N
THREADED FASTENERS INC. | TF9066 | Y | THREADED FASTENERS INC. , TF9066 |  |  | 5.27 | 2001-12-11 10:15 | Anjanece | 10 | 0 | N | N
THREADED FASTENERS INC. | TF9066 | Y | THREADED FASTENERS INC. , TF9066 |  |  | 5.73 | 2001-12-11 10:15 | Anjanece | 10 | 0 | N | N
THREADED FASTENERS INC. | TF9066 | Y | THREADED FASTENERS INC. , TF9066 |  |  | 6.19 | 2001-12-11 10:15 | Anjanece | 10 | 0 | N | N
ALLIED BOLT, INC. | 8256 | Y | ALLIED BOLT, INC. , 8256 | JEA GENERATION | CSC Stores | 3.61 | 2001-12-11 10:15 | Anjanece | 10 | 0 | N | N
ALLIED BOLT, INC. | 8256 | Y | ALLIED BOLT, INC. , 8256 |  |  | 3.69 | 2001-12-11 10:15 | Anjanece | 10 | 0 | N | N
ALLIED BOLT, INC. | 8256 | Y | ALLIED BOLT, INC. , 8256 |  |  | 6.04 | 2001-12-11 10:15 | Anjanece | 10 | 0 | N | N
ALLIED BOLT, INC. | 8256 | Y | ALLIED BOLT, INC. , 8256 |  |  | 6.27 | 2001-12-11 10:15 | Anjanece | 10 | 0 | N | N
ALLIED BOLT, INC. | 8256 | Y | ALLIED BOLT, INC. , 8256 |  |  | 6.28 | 2001-12-11 10:15 | Anjanece | 10 | 0 | N | N
ALLIED BOLT, INC. | 8256 | Y | ALLIED BOLT, INC. , 8256 |  |  | 6.58 | 2001-12-11 10:15 | Anjanece | 10 | 0 | N | N
ALLIED BOLT, INC. | 8256 | Y | ALLIED BOLT, INC. , 8256 |  |  | 6.82 | 2001-12-11 10:15 | Anjanece | 10 | 0 | N | N
ALUMA-FORM | AF9068 | Y | ALUMA-FORM , AF9068 | JEA GENERATION | CSC Stores | 3.61 | 2001-12-11 10:15 | Anjanece | 10 | 0 | N | N
ALUMA-FORM | AF9068 | Y | ALUMA-FORM , AF9068 |  |  | 3.69 | 2001-12-11 10:15 | Anjanece | 10 | 0 | N | N
ALUMA-FORM | AF9068 | Y | ALUMA-FORM , AF9068 |  |  | 6.04 | 2001-12-11 10:15 | Anjanece | 10 | 0 | N | N
ALUMA-FORM | AF9068 | Y | ALUMA-FORM , AF9068 |  |  | 6.27 | 2001-12-11 10:15 | Anjanece | 10 | 0 | N | N
ALUMA-FORM | AF9068 | Y | ALUMA-FORM , AF9068 |  |  | 6.28 | 2001-12-11 10:15 | Anjanece | 10 | 0 | N | N
ALUMA-FORM | AF9068 | Y | ALUMA-FORM , AF9068 |  |  | 6.58 | 2001-12-11 10:15 | Anjanece | 10 | 0 | N | N
ALUMA-FORM | AF9068 | Y | ALUMA-FORM , AF9068 |  |  | 6.82 | 2001-12-11 10:15 | Anjanece | 10 | 0 | N | N
FLORIDA WIRE AND CABLE | FW9068 | Y | FLORIDA WIRE AND CABLE , FW9068 | JEA GENERATION | CSC Stores | 3.61 | 2001-12-11 10:15 | Anjanece | 10 | 0 | N | N
FLORIDA WIRE AND CABLE | FW9068 | Y | FLORIDA WIRE AND CABLE , FW9068 |  |  | 3.69 | 2001-12-11 10:15 | Anjanece | 10 | 0 | N | N
FLORIDA WIRE AND CABLE | FW9068 | Y | FLORIDA WIRE AND CABLE , FW9068 |  |  | 6.04 | 2001-12-11 10:15 | Anjanece | 10 | 0 | N | N
FLORIDA WIRE AND CABLE | FW9068 | Y | FLORIDA WIRE AND CABLE , FW9068 |  |  | 6.27 | 2001-12-11 10:15 | Anjanece | 10 | 0 | N | N
FLORIDA WIRE AND CABLE | FW9068 | Y | FLORIDA WIRE AND CABLE , FW9068 |  |  | 6.28 | 2001-12-11 10:15 | Anjanece | 10 | 0 | N | N
FLORIDA WIRE AND CABLE | FW9068 | Y | FLORIDA WIRE AND CABLE , FW9068 |  |  | 6.58 | 2001-12-11 10:15 | Anjanece | 10 | 0 | N | N
FLORIDA WIRE AND CABLE | FW9068 | Y | FLORIDA WIRE AND CABLE , FW9068 |  |  | 6.82 | 2001-12-11 10:15 | Anjanece | 10 | 0 | N | N
HUBBELL POWER SYSTEMS, INC. | C205-0256 | Y | HUBBELL POWER SYSTEMS, INC. , C205-0256 | JEA GENERATION | CSC Stores | 3.61 | 2001-12-11 10:15 | Anjanece | 10 | 0 | N | N
HUBBELL POWER SYSTEMS, INC. | C205-0256 | Y | HUBBELL POWER SYSTEMS, INC. , C205-0256 |  |  | 3.69 | 2001-12-11 10:15 | Anjanece | 10 | 0 | N | N
HUBBELL POWER SYSTEMS, INC. | C205-0256 | Y | HUBBELL POWER SYSTEMS, INC. , C205-0256 |  |  | 6.04 | 2001-12-11 10:15 | Anjanece | 10 | 0 | N | N
HUBBELL POWER SYSTEMS, INC. | C205-0256 | Y | HUBBELL POWER SYSTEMS, INC. , C205-0256 |  |  | 6.27 | 2001-12-11 10:15 | Anjanece | 10 | 0 | N | N
HUBBELL POWER SYSTEMS, INC. | C205-0256 | Y | HUBBELL POWER SYSTEMS, INC. , C205-0256 |  |  | 6.28 | 2001-12-11 10:15 | Anjanece | 10 | 0 | N | N
HUBBELL POWER SYSTEMS, INC. | C205-0256 | Y | HUBBELL POWER SYSTEMS, INC. , C205-0256 |  |  | 6.58 | 2001-12-11 10:15 | Anjanece | 10 | 0 | N | N
HUBBELL POWER SYSTEMS, INC. | C205-0256 | Y | HUBBELL POWER SYSTEMS, INC. , C205-0256 |  |  | 6.82 | 2001-12-11 10:15 | Anjanece | 10 | 0 | N | N
HUGHES | B818-6 | Y | HUGHES , B818-6 | JEA GENERATION | CSC Stores | 3.61 | 2001-12-11 10:15 | Anjanece | 10 | 0 | N | N
HUGHES | B818-6 | Y | HUGHES , B818-6 |  |  | 3.69 | 2001-12-11 10:15 | Anjanece | 10 | 0 | N | N
HUGHES | B818-6 | Y | HUGHES , B818-6 |  |  | 6.04 | 2001-12-11 10:15 | Anjanece | 10 | 0 | N | N
HUGHES | B818-6 | Y | HUGHES , B818-6 |  |  | 6.27 | 2001-12-11 10:15 | Anjanece | 10 | 0 | N | N
HUGHES | B818-6 | Y | HUGHES , B818-6 |  |  | 6.28 | 2001-12-11 10:15 | Anjanece | 10 | 0 | N | N
HUGHES | B818-6 | Y | HUGHES , B818-6 |  |  | 6.58 | 2001-12-11 10:15 | Anjanece | 10 | 0 | N | N
HUGHES | B818-6 | Y | HUGHES , B818-6 |  |  | 6.82 | 2001-12-11 10:15 | Anjanece | 10 | 0 | N | N
JOSLYN HI-VOLTAGE CORP. | J9068 | Y | JOSLYN HI-VOLTAGE CORP. , J9068 | JEA GENERATION | CSC Stores | 3.61 | 2001-12-11 10:15 | Anjanece | 10 | 0 | N | N
JOSLYN HI-VOLTAGE CORP. | J9068 | Y | JOSLYN HI-VOLTAGE CORP. , J9068 |  |  | 3.69 | 2001-12-11 10:15 | Anjanece | 10 | 0 | N | N
JOSLYN HI-VOLTAGE CORP. | J9068 | Y | JOSLYN HI-VOLTAGE CORP. , J9068 |  |  | 6.04 | 2001-12-11 10:15 | Anjanece | 10 | 0 | N | N
JOSLYN HI-VOLTAGE CORP. | J9068 | Y | JOSLYN HI-VOLTAGE CORP. , J9068 |  |  | 6.27 | 2001-12-11 10:15 | Anjanece | 10 | 0 | N | N
JOSLYN HI-VOLTAGE CORP. | J9068 | Y | JOSLYN HI-VOLTAGE CORP. , J9068 |  |  | 6.28 | 2001-12-11 10:15 | Anjanece | 10 | 0 | N | N
JOSLYN HI-VOLTAGE CORP. | J9068 | Y | JOSLYN HI-VOLTAGE CORP. , J9068 |  |  | 6.58 | 2001-12-11 10:15 | Anjanece | 10 | 0 | N | N
JOSLYN HI-VOLTAGE CORP. | J9068 | Y | JOSLYN HI-VOLTAGE CORP. , J9068 |  |  | 6.82 | 2001-12-11 10:15 | Anjanece | 10 | 0 | N | N
MC GRAW EDISON | DF5B18 | Y | MC GRAW EDISON , DF5B18 | JEA GENERATION | CSC Stores | 3.61 | 2001-12-11 10:15 | Anjanece | 10 | 0 | N | N
MC GRAW EDISON | DF5B18 | Y | MC GRAW EDISON , DF5B18 |  |  | 3.69 | 2001-12-11 10:15 | Anjanece | 10 | 0 | N | N
MC GRAW EDISON | DF5B18 | Y | MC GRAW EDISON , DF5B18 |  |  | 6.04 | 2001-12-11 10:15 | Anjanece | 10 | 0 | N | N
MC GRAW EDISON | DF5B18 | Y | MC GRAW EDISON , DF5B18 |  |  | 6.27 | 2001-12-11 10:15 | Anjanece | 10 | 0 | N | N
MC GRAW EDISON | DF5B18 | Y | MC GRAW EDISON , DF5B18 |  |  | 6.28 | 2001-12-11 10:15 | Anjanece | 10 | 0 | N | N
MC GRAW EDISON | DF5B18 | Y | MC GRAW EDISON , DF5B18 |  |  | 6.58 | 2001-12-11 10:15 | Anjanece | 10 | 0 | N | N
MC GRAW EDISON | DF5B18 | Y | MC GRAW EDISON , DF5B18 |  |  | 6.82 | 2001-12-11 10:15 | Anjanece | 10 | 0 | N | N
STEEL CITY | SC9068BG | Y | STEEL CITY , SC9068BG | JEA GENERATION | CSC Stores | 3.61 | 2001-12-11 10:15 | Anjanece | 10 | 0 | N | N
STEEL CITY | SC9068BG | Y | STEEL CITY , SC9068BG |  |  | 3.69 | 2001-12-11 10:15 | Anjanece | 10 | 0 | N | N
STEEL CITY | SC9068BG | Y | STEEL CITY , SC9068BG |  |  | 6.04 | 2001-12-11 10:15 | Anjanece | 10 | 0 | N | N
STEEL CITY | SC9068BG | Y | STEEL CITY , SC9068BG |  |  | 6.27 | 2001-12-11 10:15 | Anjanece | 10 | 0 | N | N
STEEL CITY | SC9068BG | Y | STEEL CITY , SC9068BG |  |  | 6.28 | 2001-12-11 10:15 | Anjanece | 10 | 0 | N | N
STEEL CITY | SC9068BG | Y | STEEL CITY , SC9068BG |  |  | 6.58 | 2001-12-11 10:15 | Anjanece | 10 | 0 | N | N
STEEL CITY | SC9068BG | Y | STEEL CITY , SC9068BG |  |  | 6.82 | 2001-12-11 10:15 | Anjanece | 10 | 0 | N | N
THREADED FASTENERS INC. | TF9068 | Y | THREADED FASTENERS INC. , TF9068 | JEA GENERATION | CSC Stores | 3.61 | 2001-12-11 10:15 | Anjanece | 10 | 0 | N | N
THREADED FASTENERS INC. | TF9068 | Y | THREADED FASTENERS INC. , TF9068 |  |  | 3.69 | 2001-12-11 10:15 | Anjanece | 10 | 0 | N | N
THREADED FASTENERS INC. | TF9068 | Y | THREADED FASTENERS INC. , TF9068 |  |  | 6.04 | 2001-12-11 10:15 | Anjanece | 10 | 0 | N | N
THREADED FASTENERS INC. | TF9068 | Y | THREADED FASTENERS INC. , TF9068 |  |  | 6.27 | 2001-12-11 10:15 | Anjanece | 10 | 0 | N | N
THREADED FASTENERS INC. | TF9068 | Y | THREADED FASTENERS INC. , TF9068 |  |  | 6.28 | 2001-12-11 10:15 | Anjanece | 10 | 0 | N | N
THREADED FASTENERS INC. | TF9068 | Y | THREADED FASTENERS INC. , TF9068 |  |  | 6.58 | 2001-12-11 10:15 | Anjanece | 10 | 0 | N | N
THREADED FASTENERS INC. | TF9068 | Y | THREADED FASTENERS INC. , TF9068 |  |  | 6.82 | 2001-12-11 10:15 | Anjanece | 10 | 0 | N | N
ALLIED BOLT, INC. | 8257-10 | Y | ALLIED BOLT, INC. , 8257-10 | JEA GENERATION | CSC Stores | 3.41 | 2001-12-11 10:15 | Anjanece | 10 | 0 | N | N
ALLIED BOLT, INC. | 8257-10 | Y | ALLIED BOLT, INC. , 8257-10 |  |  | 3.78 | 2001-12-11 10:15 | Anjanece | 10 | 0 | N | N
ALLIED BOLT, INC. | 8257-10 | Y | ALLIED BOLT, INC. , 8257-10 |  |  | 4.21 | 2001-12-11 10:15 | Anjanece | 10 | 0 | N | N
ALLIED BOLT, INC. | 8257-10 | Y | ALLIED BOLT, INC. , 8257-10 |  |  | 5.26 | 2001-12-11 10:15 | Anjanece | 10 | 0 | N | N
ALLIED BOLT, INC. | 8257-10 | Y | ALLIED BOLT, INC. , 8257-10 |  |  | 5.41 | 2001-12-11 10:15 | Anjanece | 10 | 0 | N | N
ALLIED BOLT, INC. | 8257-10 | Y | ALLIED BOLT, INC. , 8257-10 |  |  | 6.09 | 2001-12-11 10:15 | Anjanece | 10 | 0 | N | N
ALLIED BOLT, INC. | 8257-10 | Y | ALLIED BOLT, INC. , 8257-10 |  |  | 7 | 2001-12-11 10:15 | Anjanece | 10 | 0 | N | N
ALLIED BOLT, INC. | 8257-10 | Y | ALLIED BOLT, INC. , 8257-10 |  |  | 7.39 | 2001-12-11 10:15 | Anjanece | 10 | 0 | N | N
ALLIED BOLT, INC. | 8257-10 | Y | ALLIED BOLT, INC. , 8257-10 |  |  | 8.61 | 2001-12-11 10:15 | Anjanece | 10 | 0 | N | N
ALUMA-FORM | AF9070 | Y | ALUMA-FORM , AF9070 | JEA GENERATION | CSC Stores | 3.41 | 2001-12-11 10:15 | Anjanece | 10 | 0 | N | N
ALUMA-FORM | AF9070 | Y | ALUMA-FORM , AF9070 |  |  | 3.78 | 2001-12-11 10:15 | Anjanece | 10 | 0 | N | N
ALUMA-FORM | AF9070 | Y | ALUMA-FORM , AF9070 |  |  | 4.21 | 2001-12-11 10:15 | Anjanece | 10 | 0 | N | N
ALUMA-FORM | AF9070 | Y | ALUMA-FORM , AF9070 |  |  | 5.26 | 2001-12-11 10:15 | Anjanece | 10 | 0 | N | N
ALUMA-FORM | AF9070 | Y | ALUMA-FORM , AF9070 |  |  | 5.41 | 2001-12-11 10:15 | Anjanece | 10 | 0 | N | N
ALUMA-FORM | AF9070 | Y | ALUMA-FORM , AF9070 |  |  | 6.09 | 2001-12-11 10:15 | Anjanece | 10 | 0 | N | N
ALUMA-FORM | AF9070 | Y | ALUMA-FORM , AF9070 |  |  | 7 | 2001-12-11 10:15 | Anjanece | 10 | 0 | N | N
ALUMA-FORM | AF9070 | Y | ALUMA-FORM , AF9070 |  |  | 7.39 | 2001-12-11 10:15 | Anjanece | 10 | 0 | N | N
ALUMA-FORM | AF9070 | Y | ALUMA-FORM , AF9070 |  |  | 8.61 | 2001-12-11 10:15 | Anjanece | 10 | 0 | N | N
FLORIDA WIRE AND CABLE | FW9070 | Y | FLORIDA WIRE AND CABLE , FW9070 | JEA GENERATION | CSC Stores | 3.41 | 2001-12-11 10:15 | Anjanece | 10 | 0 | N | N
FLORIDA WIRE AND CABLE | FW9070 | Y | FLORIDA WIRE AND CABLE , FW9070 |  |  | 3.78 | 2001-12-11 10:15 | Anjanece | 10 | 0 | N | N
FLORIDA WIRE AND CABLE | FW9070 | Y | FLORIDA WIRE AND CABLE , FW9070 |  |  | 4.21 | 2001-12-11 10:15 | Anjanece | 10 | 0 | N | N
FLORIDA WIRE AND CABLE | FW9070 | Y | FLORIDA WIRE AND CABLE , FW9070 |  |  | 5.26 | 2001-12-11 10:15 | Anjanece | 10 | 0 | N | N
FLORIDA WIRE AND CABLE | FW9070 | Y | FLORIDA WIRE AND CABLE , FW9070 |  |  | 5.41 | 2001-12-11 10:15 | Anjanece | 10 | 0 | N | N
FLORIDA WIRE AND CABLE | FW9070 | Y | FLORIDA WIRE AND CABLE , FW9070 |  |  | 6.09 | 2001-12-11 10:15 | Anjanece | 10 | 0 | N | N
FLORIDA WIRE AND CABLE | FW9070 | Y | FLORIDA WIRE AND CABLE , FW9070 |  |  | 7 | 2001-12-11 10:15 | Anjanece | 10 | 0 | N | N
FLORIDA WIRE AND CABLE | FW9070 | Y | FLORIDA WIRE AND CABLE , FW9070 |  |  | 7.39 | 2001-12-11 10:15 | Anjanece | 10 | 0 | N | N
FLORIDA WIRE AND CABLE | FW9070 | Y | FLORIDA WIRE AND CABLE , FW9070 |  |  | 8.61 | 2001-12-11 10:15 | Anjanece | 10 | 0 | N | N
HUBBELL POWER SYSTEMS, INC. | C205-0257 | Y | HUBBELL POWER SYSTEMS, INC. , C205-0257 | JEA GENERATION | CSC Stores | 3.41 | 2001-12-11 10:15 | Anjanece | 10 | 0 | N | N
HUBBELL POWER SYSTEMS, INC. | C205-0257 | Y | HUBBELL POWER SYSTEMS, INC. , C205-0257 |  |  | 3.78 | 2001-12-11 10:15 | Anjanece | 10 | 0 | N | N
HUBBELL POWER SYSTEMS, INC. | C205-0257 | Y | HUBBELL POWER SYSTEMS, INC. , C205-0257 |  |  | 4.21 | 2001-12-11 10:15 | Anjanece | 10 | 0 | N | N
HUBBELL POWER SYSTEMS, INC. | C205-0257 | Y | HUBBELL POWER SYSTEMS, INC. , C205-0257 |  |  | 5.26 | 2001-12-11 10:15 | Anjanece | 10 | 0 | N | N
HUBBELL POWER SYSTEMS, INC. | C205-0257 | Y | HUBBELL POWER SYSTEMS, INC. , C205-0257 |  |  | 5.41 | 2001-12-11 10:15 | Anjanece | 10 | 0 | N | N
HUBBELL POWER SYSTEMS, INC. | C205-0257 | Y | HUBBELL POWER SYSTEMS, INC. , C205-0257 |  |  | 6.09 | 2001-12-11 10:15 | Anjanece | 10 | 0 | N | N
HUBBELL POWER SYSTEMS, INC. | C205-0257 | Y | HUBBELL POWER SYSTEMS, INC. , C205-0257 |  |  | 7 | 2001-12-11 10:15 | Anjanece | 10 | 0 | N | N
HUBBELL POWER SYSTEMS, INC. | C205-0257 | Y | HUBBELL POWER SYSTEMS, INC. , C205-0257 |  |  | 7.39 | 2001-12-11 10:15 | Anjanece | 10 | 0 | N | N
HUBBELL POWER SYSTEMS, INC. | C205-0257 | Y | HUBBELL POWER SYSTEMS, INC. , C205-0257 |  |  | 8.61 | 2001-12-11 10:15 | Anjanece | 10 | 0 | N | N
HUGHES | B820-6 | Y | HUGHES , B820-6 | JEA GENERATION | CSC Stores | 3.41 | 2001-12-11 10:15 | Anjanece | 10 | 0 | N | N
HUGHES | B820-6 | Y | HUGHES , B820-6 |  |  | 3.78 | 2001-12-11 10:15 | Anjanece | 10 | 0 | N | N
HUGHES | B820-6 | Y | HUGHES , B820-6 |  |  | 4.21 | 2001-12-11 10:15 | Anjanece | 10 | 0 | N | N
HUGHES | B820-6 | Y | HUGHES , B820-6 |  |  | 5.26 | 2001-12-11 10:15 | Anjanece | 10 | 0 | N | N
HUGHES | B820-6 | Y | HUGHES , B820-6 |  |  | 5.41 | 2001-12-11 10:15 | Anjanece | 10 | 0 | N | N
HUGHES | B820-6 | Y | HUGHES , B820-6 |  |  | 6.09 | 2001-12-11 10:15 | Anjanece | 10 | 0 | N | N
HUGHES | B820-6 | Y | HUGHES , B820-6 |  |  | 7 | 2001-12-11 10:15 | Anjanece | 10 | 0 | N | N
HUGHES | B820-6 | Y | HUGHES , B820-6 |  |  | 7.39 | 2001-12-11 10:15 | Anjanece | 10 | 0 | N | N
HUGHES | B820-6 | Y | HUGHES , B820-6 |  |  | 8.61 | 2001-12-11 10:15 | Anjanece | 10 | 0 | N | N
JOSLYN HI-VOLTAGE CORP. | J9070 | Y | JOSLYN HI-VOLTAGE CORP. , J9070 | JEA GENERATION | CSC Stores | 3.41 | 2001-12-11 10:15 | Anjanece | 10 | 0 | N | N
JOSLYN HI-VOLTAGE CORP. | J9070 | Y | JOSLYN HI-VOLTAGE CORP. , J9070 |  |  | 3.78 | 2001-12-11 10:15 | Anjanece | 10 | 0 | N | N
JOSLYN HI-VOLTAGE CORP. | J9070 | Y | JOSLYN HI-VOLTAGE CORP. , J9070 |  |  | 4.21 | 2001-12-11 10:15 | Anjanece | 10 | 0 | N | N
JOSLYN HI-VOLTAGE CORP. | J9070 | Y | JOSLYN HI-VOLTAGE CORP. , J9070 |  |  | 5.26 | 2001-12-11 10:15 | Anjanece | 10 | 0 | N | N
JOSLYN HI-VOLTAGE CORP. | J9070 | Y | JOSLYN HI-VOLTAGE CORP. , J9070 |  |  | 5.41 | 2001-12-11 10:15 | Anjanece | 10 | 0 | N | N
JOSLYN HI-VOLTAGE CORP. | J9070 | Y | JOSLYN HI-VOLTAGE CORP. , J9070 |  |  | 6.09 | 2001-12-11 10:15 | Anjanece | 10 | 0 | N | N
JOSLYN HI-VOLTAGE CORP. | J9070 | Y | JOSLYN HI-VOLTAGE CORP. , J9070 |  |  | 7 | 2001-12-11 10:15 | Anjanece | 10 | 0 | N | N
JOSLYN HI-VOLTAGE CORP. | J9070 | Y | JOSLYN HI-VOLTAGE CORP. , J9070 |  |  | 7.39 | 2001-12-11 10:15 | Anjanece | 10 | 0 | N | N
JOSLYN HI-VOLTAGE CORP. | J9070 | Y | JOSLYN HI-VOLTAGE CORP. , J9070 |  |  | 8.61 | 2001-12-11 10:15 | Anjanece | 10 | 0 | N | N
MC GRAW EDISON | DF5B20 | Y | MC GRAW EDISON , DF5B20 | JEA GENERATION | CSC Stores | 3.41 | 2001-12-11 10:15 | Anjanece | 10 | 0 | N | N
MC GRAW EDISON | DF5B20 | Y | MC GRAW EDISON , DF5B20 |  |  | 3.78 | 2001-12-11 10:15 | Anjanece | 10 | 0 | N | N
MC GRAW EDISON | DF5B20 | Y | MC GRAW EDISON , DF5B20 |  |  | 4.21 | 2001-12-11 10:15 | Anjanece | 10 | 0 | N | N
MC GRAW EDISON | DF5B20 | Y | MC GRAW EDISON , DF5B20 |  |  | 5.26 | 2001-12-11 10:15 | Anjanece | 10 | 0 | N | N
MC GRAW EDISON | DF5B20 | Y | MC GRAW EDISON , DF5B20 |  |  | 5.41 | 2001-12-11 10:15 | Anjanece | 10 | 0 | N | N
MC GRAW EDISON | DF5B20 | Y | MC GRAW EDISON , DF5B20 |  |  | 6.09 | 2001-12-11 10:15 | Anjanece | 10 | 0 | N | N
MC GRAW EDISON | DF5B20 | Y | MC GRAW EDISON , DF5B20 |  |  | 7 | 2001-12-11 10:15 | Anjanece | 10 | 0 | N | N
MC GRAW EDISON | DF5B20 | Y | MC GRAW EDISON , DF5B20 |  |  | 7.39 | 2001-12-11 10:15 | Anjanece | 10 | 0 | N | N
MC GRAW EDISON | DF5B20 | Y | MC GRAW EDISON , DF5B20 |  |  | 8.61 | 2001-12-11 10:15 | Anjanece | 10 | 0 | N | N
STEEL CITY | SC9070BG | Y | STEEL CITY , SC9070BG | JEA GENERATION | CSC Stores | 3.41 | 2001-12-11 10:15 | Anjanece | 10 | 0 | N | N
STEEL CITY | SC9070BG | Y | STEEL CITY , SC9070BG |  |  | 3.78 | 2001-12-11 10:15 | Anjanece | 10 | 0 | N | N
STEEL CITY | SC9070BG | Y | STEEL CITY , SC9070BG |  |  | 4.21 | 2001-12-11 10:15 | Anjanece | 10 | 0 | N | N
STEEL CITY | SC9070BG | Y | STEEL CITY , SC9070BG |  |  | 5.26 | 2001-12-11 10:15 | Anjanece | 10 | 0 | N | N
STEEL CITY | SC9070BG | Y | STEEL CITY , SC9070BG |  |  | 5.41 | 2001-12-11 10:15 | Anjanece | 10 | 0 | N | N
STEEL CITY | SC9070BG | Y | STEEL CITY , SC9070BG |  |  | 6.09 | 2001-12-11 10:15 | Anjanece | 10 | 0 | N | N
STEEL CITY | SC9070BG | Y | STEEL CITY , SC9070BG |  |  | 7 | 2001-12-11 10:15 | Anjanece | 10 | 0 | N | N
STEEL CITY | SC9070BG | Y | STEEL CITY , SC9070BG |  |  | 7.39 | 2001-12-11 10:15 | Anjanece | 10 | 0 | N | N
STEEL CITY | SC9070BG | Y | STEEL CITY , SC9070BG |  |  | 8.61 | 2001-12-11 10:15 | Anjanece | 10 | 0 | N | N
THREADED FASTENERS INC. | TF9070 | Y | THREADED FASTENERS INC. , TF9070 | JEA GENERATION | CSC Stores | 3.41 | 2001-12-11 10:15 | Anjanece | 10 | 0 | N | N
THREADED FASTENERS INC. | TF9070 | Y | THREADED FASTENERS INC. , TF9070 |  |  | 3.78 | 2001-12-11 10:15 | Anjanece | 10 | 0 | N | N
THREADED FASTENERS INC. | TF9070 | Y | THREADED FASTENERS INC. , TF9070 |  |  | 4.21 | 2001-12-11 10:15 | Anjanece | 10 | 0 | N | N
THREADED FASTENERS INC. | TF9070 | Y | THREADED FASTENERS INC. , TF9070 |  |  | 5.26 | 2001-12-11 10:15 | Anjanece | 10 | 0 | N | N
THREADED FASTENERS INC. | TF9070 | Y | THREADED FASTENERS INC. , TF9070 |  |  | 5.41 | 2001-12-11 10:15 | Anjanece | 10 | 0 | N | N
THREADED FASTENERS INC. | TF9070 | Y | THREADED FASTENERS INC. , TF9070 |  |  | 6.09 | 2001-12-11 10:15 | Anjanece | 10 | 0 | N | N
THREADED FASTENERS INC. | TF9070 | Y | THREADED FASTENERS INC. , TF9070 |  |  | 7 | 2001-12-11 10:15 | Anjanece | 10 | 0 | N | N
THREADED FASTENERS INC. | TF9070 | Y | THREADED FASTENERS INC. , TF9070 |  |  | 7.39 | 2001-12-11 10:15 | Anjanece | 10 | 0 | N | N
THREADED FASTENERS INC. | TF9070 | Y | THREADED FASTENERS INC. , TF9070 |  |  | 8.61 | 2001-12-11 10:15 | Anjanece | 10 | 0 | N | N
ALLIED BOLT, INC. | 8973-10 | Y | ALLIED BOLT, INC. , 8973-10 | JEA GENERATION | CSC Stores | 3.62 | 2001-12-11 10:15 | Anjanece | 10 | 0 | N | N
ALLIED BOLT, INC. | 8973-10 | Y | ALLIED BOLT, INC. , 8973-10 |  |  | 3.98 | 2001-12-11 10:15 | Anjanece | 10 | 0 | N | N
ALLIED BOLT, INC. | 8973-10 | Y | ALLIED BOLT, INC. , 8973-10 |  |  | 8.14 | 2001-12-11 10:15 | Anjanece | 10 | 0 | N | N
ALLIED BOLT, INC. | 8973-10 | Y | ALLIED BOLT, INC. , 8973-10 |  |  | 8.58 | 2001-12-11 10:15 | Anjanece | 10 | 0 | N | N
ALLIED BOLT, INC. | 8973-10 | Y | ALLIED BOLT, INC. , 8973-10 |  |  | 8.78 | 2001-12-11 10:15 | Anjanece | 10 | 0 | N | N
ALLIED BOLT, INC. | 8973-10 | Y | ALLIED BOLT, INC. , 8973-10 |  |  | 8.8 | 2001-12-11 10:15 | Anjanece | 10 | 0 | N | N
ALUMA-FORM | AF9072 | Y | ALUMA-FORM , AF9072 | JEA GENERATION | CSC Stores | 3.62 | 2001-12-11 10:15 | Anjanece | 10 | 0 | N | N
ALUMA-FORM | AF9072 | Y | ALUMA-FORM , AF9072 |  |  | 3.98 | 2001-12-11 10:15 | Anjanece | 10 | 0 | N | N
ALUMA-FORM | AF9072 | Y | ALUMA-FORM , AF9072 |  |  | 8.14 | 2001-12-11 10:15 | Anjanece | 10 | 0 | N | N
ALUMA-FORM | AF9072 | Y | ALUMA-FORM , AF9072 |  |  | 8.58 | 2001-12-11 10:15 | Anjanece | 10 | 0 | N | N
ALUMA-FORM | AF9072 | Y | ALUMA-FORM , AF9072 |  |  | 8.78 | 2001-12-11 10:15 | Anjanece | 10 | 0 | N | N
ALUMA-FORM | AF9072 | Y | ALUMA-FORM , AF9072 |  |  | 8.8 | 2001-12-11 10:15 | Anjanece | 10 | 0 | N | N
FLORIDA WIRE AND CABLE | FW9072 | Y | FLORIDA WIRE AND CABLE , FW9072 | JEA GENERATION | CSC Stores | 3.62 | 2001-12-11 10:15 | Anjanece | 10 | 0 | N | N
FLORIDA WIRE AND CABLE | FW9072 | Y | FLORIDA WIRE AND CABLE , FW9072 |  |  | 3.98 | 2001-12-11 10:15 | Anjanece | 10 | 0 | N | N
FLORIDA WIRE AND CABLE | FW9072 | Y | FLORIDA WIRE AND CABLE , FW9072 |  |  | 8.14 | 2001-12-11 10:15 | Anjanece | 10 | 0 | N | N
FLORIDA WIRE AND CABLE | FW9072 | Y | FLORIDA WIRE AND CABLE , FW9072 |  |  | 8.58 | 2001-12-11 10:15 | Anjanece | 10 | 0 | N | N
FLORIDA WIRE AND CABLE | FW9072 | Y | FLORIDA WIRE AND CABLE , FW9072 |  |  | 8.78 | 2001-12-11 10:15 | Anjanece | 10 | 0 | N | N
FLORIDA WIRE AND CABLE | FW9072 | Y | FLORIDA WIRE AND CABLE , FW9072 |  |  | 8.8 | 2001-12-11 10:15 | Anjanece | 10 | 0 | N | N
HUBBELL POWER SYSTEMS, INC. | C205-0258 | Y | HUBBELL POWER SYSTEMS, INC. , C205-0258 | JEA GENERATION | CSC Stores | 3.62 | 2001-12-11 10:15 | Anjanece | 10 | 0 | N | N
HUBBELL POWER SYSTEMS, INC. | C205-0258 | Y | HUBBELL POWER SYSTEMS, INC. , C205-0258 |  |  | 3.98 | 2001-12-11 10:15 | Anjanece | 10 | 0 | N | N
HUBBELL POWER SYSTEMS, INC. | C205-0258 | Y | HUBBELL POWER SYSTEMS, INC. , C205-0258 |  |  | 8.14 | 2001-12-11 10:15 | Anjanece | 10 | 0 | N | N
HUBBELL POWER SYSTEMS, INC. | C205-0258 | Y | HUBBELL POWER SYSTEMS, INC. , C205-0258 |  |  | 8.58 | 2001-12-11 10:15 | Anjanece | 10 | 0 | N | N
HUBBELL POWER SYSTEMS, INC. | C205-0258 | Y | HUBBELL POWER SYSTEMS, INC. , C205-0258 |  |  | 8.78 | 2001-12-11 10:15 | Anjanece | 10 | 0 | N | N
HUBBELL POWER SYSTEMS, INC. | C205-0258 | Y | HUBBELL POWER SYSTEMS, INC. , C205-0258 |  |  | 8.8 | 2001-12-11 10:15 | Anjanece | 10 | 0 | N | N
HUGHES | B822-6 | Y | HUGHES , B822-6 | JEA GENERATION | CSC Stores | 3.62 | 2001-12-11 10:15 | Anjanece | 10 | 0 | N | N
HUGHES | B822-6 | Y | HUGHES , B822-6 |  |  | 3.98 | 2001-12-11 10:15 | Anjanece | 10 | 0 | N | N
HUGHES | B822-6 | Y | HUGHES , B822-6 |  |  | 8.14 | 2001-12-11 10:15 | Anjanece | 10 | 0 | N | N
HUGHES | B822-6 | Y | HUGHES , B822-6 |  |  | 8.58 | 2001-12-11 10:15 | Anjanece | 10 | 0 | N | N
HUGHES | B822-6 | Y | HUGHES , B822-6 |  |  | 8.78 | 2001-12-11 10:15 | Anjanece | 10 | 0 | N | N
HUGHES | B822-6 | Y | HUGHES , B822-6 |  |  | 8.8 | 2001-12-11 10:15 | Anjanece | 10 | 0 | N | N
JOSLYN HI-VOLTAGE CORP. | J9072 | Y | JOSLYN HI-VOLTAGE CORP. , J9072 | JEA GENERATION | CSC Stores | 3.62 | 2001-12-11 10:15 | Anjanece | 10 | 0 | N | N
JOSLYN HI-VOLTAGE CORP. | J9072 | Y | JOSLYN HI-VOLTAGE CORP. , J9072 |  |  | 3.98 | 2001-12-11 10:15 | Anjanece | 10 | 0 | N | N
JOSLYN HI-VOLTAGE CORP. | J9072 | Y | JOSLYN HI-VOLTAGE CORP. , J9072 |  |  | 8.14 | 2001-12-11 10:15 | Anjanece | 10 | 0 | N | N
JOSLYN HI-VOLTAGE CORP. | J9072 | Y | JOSLYN HI-VOLTAGE CORP. , J9072 |  |  | 8.58 | 2001-12-11 10:15 | Anjanece | 10 | 0 | N | N
JOSLYN HI-VOLTAGE CORP. | J9072 | Y | JOSLYN HI-VOLTAGE CORP. , J9072 |  |  | 8.78 | 2001-12-11 10:15 | Anjanece | 10 | 0 | N | N
JOSLYN HI-VOLTAGE CORP. | J9072 | Y | JOSLYN HI-VOLTAGE CORP. , J9072 |  |  | 8.8 | 2001-12-11 10:15 | Anjanece | 10 | 0 | N | N
MC GRAW EDISON | DF5B22 | Y | MC GRAW EDISON , DF5B22 | JEA GENERATION | CSC Stores | 3.62 | 2001-12-11 10:15 | Anjanece | 10 | 0 | N | N
MC GRAW EDISON | DF5B22 | Y | MC GRAW EDISON , DF5B22 |  |  | 3.98 | 2001-12-11 10:15 | Anjanece | 10 | 0 | N | N
MC GRAW EDISON | DF5B22 | Y | MC GRAW EDISON , DF5B22 |  |  | 8.14 | 2001-12-11 10:15 | Anjanece | 10 | 0 | N | N
MC GRAW EDISON | DF5B22 | Y | MC GRAW EDISON , DF5B22 |  |  | 8.58 | 2001-12-11 10:15 | Anjanece | 10 | 0 | N | N
MC GRAW EDISON | DF5B22 | Y | MC GRAW EDISON , DF5B22 |  |  | 8.78 | 2001-12-11 10:15 | Anjanece | 10 | 0 | N | N
MC GRAW EDISON | DF5B22 | Y | MC GRAW EDISON , DF5B22 |  |  | 8.8 | 2001-12-11 10:15 | Anjanece | 10 | 0 | N | N
STEEL CITY | SC9072BG | Y | STEEL CITY , SC9072BG | JEA GENERATION | CSC Stores | 3.62 | 2001-12-11 10:15 | Anjanece | 10 | 0 | N | N
STEEL CITY | SC9072BG | Y | STEEL CITY , SC9072BG |  |  | 3.98 | 2001-12-11 10:15 | Anjanece | 10 | 0 | N | N
STEEL CITY | SC9072BG | Y | STEEL CITY , SC9072BG |  |  | 8.14 | 2001-12-11 10:15 | Anjanece | 10 | 0 | N | N
STEEL CITY | SC9072BG | Y | STEEL CITY , SC9072BG |  |  | 8.58 | 2001-12-11 10:15 | Anjanece | 10 | 0 | N | N
STEEL CITY | SC9072BG | Y | STEEL CITY , SC9072BG |  |  | 8.78 | 2001-12-11 10:15 | Anjanece | 10 | 0 | N | N
STEEL CITY | SC9072BG | Y | STEEL CITY , SC9072BG |  |  | 8.8 | 2001-12-11 10:15 | Anjanece | 10 | 0 | N | N
THREADED FASTENERS INC. | TF9072 | Y | THREADED FASTENERS INC. , TF9072 | JEA GENERATION | CSC Stores | 3.62 | 2001-12-11 10:15 | Anjanece | 10 | 0 | N | N
THREADED FASTENERS INC. | TF9072 | Y | THREADED FASTENERS INC. , TF9072 |  |  | 3.98 | 2001-12-11 10:15 | Anjanece | 10 | 0 | N | N
THREADED FASTENERS INC. | TF9072 | Y | THREADED FASTENERS INC. , TF9072 |  |  | 8.14 | 2001-12-11 10:15 | Anjanece | 10 | 0 | N | N
THREADED FASTENERS INC. | TF9072 | Y | THREADED FASTENERS INC. , TF9072 |  |  | 8.58 | 2001-12-11 10:15 | Anjanece | 10 | 0 | N | N
THREADED FASTENERS INC. | TF9072 | Y | THREADED FASTENERS INC. , TF9072 |  |  | 8.78 | 2001-12-11 10:15 | Anjanece | 10 | 0 | N | N
THREADED FASTENERS INC. | TF9072 | Y | THREADED FASTENERS INC. , TF9072 |  |  | 8.8 | 2001-12-11 10:15 | Anjanece | 10 | 0 | N | N
ALLIED BOLT, INC. | 8606-10 | Y | ALLIED BOLT, INC. , 8606-10 | JEA GENERATION | CSC Stores | 3.89 | 2001-12-11 10:16 | Anjanece | 10 | 0 | N | N
ALLIED BOLT, INC. | 8606-10 | Y | ALLIED BOLT, INC. , 8606-10 |  |  | 4.29 | 2001-12-11 10:16 | Anjanece | 10 | 0 | N | N
ALLIED BOLT, INC. | 8606-10 | Y | ALLIED BOLT, INC. , 8606-10 |  |  | 5.83 | 2001-12-11 10:16 | Anjanece | 10 | 0 | N | N
ALLIED BOLT, INC. | 8606-10 | Y | ALLIED BOLT, INC. , 8606-10 |  |  | 7.84 | 2001-12-11 10:16 | Anjanece | 10 | 0 | N | N
ALLIED BOLT, INC. | 8606-10 | Y | ALLIED BOLT, INC. , 8606-10 |  |  | 9.06 | 2001-12-11 10:16 | Anjanece | 10 | 0 | N | N
ALLIED BOLT, INC. | 8606-10 | Y | ALLIED BOLT, INC. , 8606-10 |  |  | 9.08 | 2001-12-11 10:16 | Anjanece | 10 | 0 | N | N
ALLIED BOLT, INC. | 8606-10 | Y | ALLIED BOLT, INC. , 8606-10 |  |  | 9.32 | 2001-12-11 10:16 | Anjanece | 10 | 0 | N | N
ALLIED BOLT, INC. | 8606-10 | Y | ALLIED BOLT, INC. , 8606-10 |  |  | 9.67 | 2001-12-11 10:16 | Anjanece | 10 | 0 | N | N
ALLIED BOLT, INC. | 8606-10 | Y | ALLIED BOLT, INC. , 8606-10 |  |  | 9.81 | 2001-12-11 10:16 | Anjanece | 10 | 0 | N | N
ALUMA-FORM | AF9074 | Y | ALUMA-FORM , AF9074 | JEA GENERATION | CSC Stores | 3.89 | 2001-12-11 10:16 | Anjanece | 10 | 0 | N | N
ALUMA-FORM | AF9074 | Y | ALUMA-FORM , AF9074 |  |  | 4.29 | 2001-12-11 10:16 | Anjanece | 10 | 0 | N | N
ALUMA-FORM | AF9074 | Y | ALUMA-FORM , AF9074 |  |  | 5.83 | 2001-12-11 10:16 | Anjanece | 10 | 0 | N | N
ALUMA-FORM | AF9074 | Y | ALUMA-FORM , AF9074 |  |  | 7.84 | 2001-12-11 10:16 | Anjanece | 10 | 0 | N | N
ALUMA-FORM | AF9074 | Y | ALUMA-FORM , AF9074 |  |  | 9.06 | 2001-12-11 10:16 | Anjanece | 10 | 0 | N | N
ALUMA-FORM | AF9074 | Y | ALUMA-FORM , AF9074 |  |  | 9.08 | 2001-12-11 10:16 | Anjanece | 10 | 0 | N | N
ALUMA-FORM | AF9074 | Y | ALUMA-FORM , AF9074 |  |  | 9.32 | 2001-12-11 10:16 | Anjanece | 10 | 0 | N | N
ALUMA-FORM | AF9074 | Y | ALUMA-FORM , AF9074 |  |  | 9.67 | 2001-12-11 10:16 | Anjanece | 10 | 0 | N | N
ALUMA-FORM | AF9074 | Y | ALUMA-FORM , AF9074 |  |  | 9.81 | 2001-12-11 10:16 | Anjanece | 10 | 0 | N | N
FLORIDA WIRE AND CABLE | FW9074 | Y | FLORIDA WIRE AND CABLE , FW9074 | JEA GENERATION | CSC Stores | 3.89 | 2001-12-11 10:16 | Anjanece | 10 | 0 | N | N
FLORIDA WIRE AND CABLE | FW9074 | Y | FLORIDA WIRE AND CABLE , FW9074 |  |  | 4.29 | 2001-12-11 10:16 | Anjanece | 10 | 0 | N | N
FLORIDA WIRE AND CABLE | FW9074 | Y | FLORIDA WIRE AND CABLE , FW9074 |  |  | 5.83 | 2001-12-11 10:16 | Anjanece | 10 | 0 | N | N
FLORIDA WIRE AND CABLE | FW9074 | Y | FLORIDA WIRE AND CABLE , FW9074 |  |  | 7.84 | 2001-12-11 10:16 | Anjanece | 10 | 0 | N | N
FLORIDA WIRE AND CABLE | FW9074 | Y | FLORIDA WIRE AND CABLE , FW9074 |  |  | 9.06 | 2001-12-11 10:16 | Anjanece | 10 | 0 | N | N
FLORIDA WIRE AND CABLE | FW9074 | Y | FLORIDA WIRE AND CABLE , FW9074 |  |  | 9.08 | 2001-12-11 10:16 | Anjanece | 10 | 0 | N | N
FLORIDA WIRE AND CABLE | FW9074 | Y | FLORIDA WIRE AND CABLE , FW9074 |  |  | 9.32 | 2001-12-11 10:16 | Anjanece | 10 | 0 | N | N
FLORIDA WIRE AND CABLE | FW9074 | Y | FLORIDA WIRE AND CABLE , FW9074 |  |  | 9.67 | 2001-12-11 10:16 | Anjanece | 10 | 0 | N | N
FLORIDA WIRE AND CABLE | FW9074 | Y | FLORIDA WIRE AND CABLE , FW9074 |  |  | 9.81 | 2001-12-11 10:16 | Anjanece | 10 | 0 | N | N
HUBBELL POWER SYSTEMS, INC. | DF5B24 | Y | HUBBELL POWER SYSTEMS, INC. , DF5B24 | JEA GENERATION | CSC Stores | 3.89 | 2001-12-11 10:16 | Anjanece | 10 | 0 | N | N
HUBBELL POWER SYSTEMS, INC. | DF5B24 | Y | HUBBELL POWER SYSTEMS, INC. , DF5B24 |  |  | 4.29 | 2001-12-11 10:16 | Anjanece | 10 | 0 | N | N
HUBBELL POWER SYSTEMS, INC. | DF5B24 | Y | HUBBELL POWER SYSTEMS, INC. , DF5B24 |  |  | 5.83 | 2001-12-11 10:16 | Anjanece | 10 | 0 | N | N
HUBBELL POWER SYSTEMS, INC. | DF5B24 | Y | HUBBELL POWER SYSTEMS, INC. , DF5B24 |  |  | 7.84 | 2001-12-11 10:16 | Anjanece | 10 | 0 | N | N
HUBBELL POWER SYSTEMS, INC. | DF5B24 | Y | HUBBELL POWER SYSTEMS, INC. , DF5B24 |  |  | 9.06 | 2001-12-11 10:16 | Anjanece | 10 | 0 | N | N
HUBBELL POWER SYSTEMS, INC. | DF5B24 | Y | HUBBELL POWER SYSTEMS, INC. , DF5B24 |  |  | 9.08 | 2001-12-11 10:16 | Anjanece | 10 | 0 | N | N
HUBBELL POWER SYSTEMS, INC. | DF5B24 | Y | HUBBELL POWER SYSTEMS, INC. , DF5B24 |  |  | 9.32 | 2001-12-11 10:16 | Anjanece | 10 | 0 | N | N
HUBBELL POWER SYSTEMS, INC. | DF5B24 | Y | HUBBELL POWER SYSTEMS, INC. , DF5B24 |  |  | 9.67 | 2001-12-11 10:16 | Anjanece | 10 | 0 | N | N
HUBBELL POWER SYSTEMS, INC. | DF5B24 | Y | HUBBELL POWER SYSTEMS, INC. , DF5B24 |  |  | 9.81 | 2001-12-11 10:16 | Anjanece | 10 | 0 | N | N
HUGHES | B824-6 | Y | HUGHES , B824-6 | JEA GENERATION | CSC Stores | 3.89 | 2001-12-11 10:16 | Anjanece | 10 | 0 | N | N
HUGHES | B824-6 | Y | HUGHES , B824-6 |  |  | 4.29 | 2001-12-11 10:16 | Anjanece | 10 | 0 | N | N
HUGHES | B824-6 | Y | HUGHES , B824-6 |  |  | 5.83 | 2001-12-11 10:16 | Anjanece | 10 | 0 | N | N
HUGHES | B824-6 | Y | HUGHES , B824-6 |  |  | 7.84 | 2001-12-11 10:16 | Anjanece | 10 | 0 | N | N
HUGHES | B824-6 | Y | HUGHES , B824-6 |  |  | 9.06 | 2001-12-11 10:16 | Anjanece | 10 | 0 | N | N
HUGHES | B824-6 | Y | HUGHES , B824-6 |  |  | 9.08 | 2001-12-11 10:16 | Anjanece | 10 | 0 | N | N
HUGHES | B824-6 | Y | HUGHES , B824-6 |  |  | 9.32 | 2001-12-11 10:16 | Anjanece | 10 | 0 | N | N
HUGHES | B824-6 | Y | HUGHES , B824-6 |  |  | 9.67 | 2001-12-11 10:16 | Anjanece | 10 | 0 | N | N
HUGHES | B824-6 | Y | HUGHES , B824-6 |  |  | 9.81 | 2001-12-11 10:16 | Anjanece | 10 | 0 | N | N
JOSLYN HI-VOLTAGE CORP. | J9074 | Y | JOSLYN HI-VOLTAGE CORP. , J9074 | JEA GENERATION | CSC Stores | 3.89 | 2001-12-11 10:16 | Anjanece | 10 | 0 | N | N
JOSLYN HI-VOLTAGE CORP. | J9074 | Y | JOSLYN HI-VOLTAGE CORP. , J9074 |  |  | 4.29 | 2001-12-11 10:16 | Anjanece | 10 | 0 | N | N
JOSLYN HI-VOLTAGE CORP. | J9074 | Y | JOSLYN HI-VOLTAGE CORP. , J9074 |  |  | 5.83 | 2001-12-11 10:16 | Anjanece | 10 | 0 | N | N
JOSLYN HI-VOLTAGE CORP. | J9074 | Y | JOSLYN HI-VOLTAGE CORP. , J9074 |  |  | 7.84 | 2001-12-11 10:16 | Anjanece | 10 | 0 | N | N
JOSLYN HI-VOLTAGE CORP. | J9074 | Y | JOSLYN HI-VOLTAGE CORP. , J9074 |  |  | 9.06 | 2001-12-11 10:16 | Anjanece | 10 | 0 | N | N
JOSLYN HI-VOLTAGE CORP. | J9074 | Y | JOSLYN HI-VOLTAGE CORP. , J9074 |  |  | 9.08 | 2001-12-11 10:16 | Anjanece | 10 | 0 | N | N
JOSLYN HI-VOLTAGE CORP. | J9074 | Y | JOSLYN HI-VOLTAGE CORP. , J9074 |  |  | 9.32 | 2001-12-11 10:16 | Anjanece | 10 | 0 | N | N
JOSLYN HI-VOLTAGE CORP. | J9074 | Y | JOSLYN HI-VOLTAGE CORP. , J9074 |  |  | 9.67 | 2001-12-11 10:16 | Anjanece | 10 | 0 | N | N
JOSLYN HI-VOLTAGE CORP. | J9074 | Y | JOSLYN HI-VOLTAGE CORP. , J9074 |  |  | 9.81 | 2001-12-11 10:16 | Anjanece | 10 | 0 | N | N
MC GRAW EDISON | DF5B24 | Y | MC GRAW EDISON , DF5B24 | JEA GENERATION | CSC Stores | 3.89 | 2001-12-11 10:16 | Anjanece | 10 | 0 | N | N
MC GRAW EDISON | DF5B24 | Y | MC GRAW EDISON , DF5B24 |  |  | 4.29 | 2001-12-11 10:16 | Anjanece | 10 | 0 | N | N
MC GRAW EDISON | DF5B24 | Y | MC GRAW EDISON , DF5B24 |  |  | 5.83 | 2001-12-11 10:16 | Anjanece | 10 | 0 | N | N
MC GRAW EDISON | DF5B24 | Y | MC GRAW EDISON , DF5B24 |  |  | 7.84 | 2001-12-11 10:16 | Anjanece | 10 | 0 | N | N
MC GRAW EDISON | DF5B24 | Y | MC GRAW EDISON , DF5B24 |  |  | 9.06 | 2001-12-11 10:16 | Anjanece | 10 | 0 | N | N
MC GRAW EDISON | DF5B24 | Y | MC GRAW EDISON , DF5B24 |  |  | 9.08 | 2001-12-11 10:16 | Anjanece | 10 | 0 | N | N
MC GRAW EDISON | DF5B24 | Y | MC GRAW EDISON , DF5B24 |  |  | 9.32 | 2001-12-11 10:16 | Anjanece | 10 | 0 | N | N
MC GRAW EDISON | DF5B24 | Y | MC GRAW EDISON , DF5B24 |  |  | 9.67 | 2001-12-11 10:16 | Anjanece | 10 | 0 | N | N
MC GRAW EDISON | DF5B24 | Y | MC GRAW EDISON , DF5B24 |  |  | 9.81 | 2001-12-11 10:16 | Anjanece | 10 | 0 | N | N
STEEL CITY | SC9074BG | Y | STEEL CITY , SC9074BG | JEA GENERATION | CSC Stores | 3.89 | 2001-12-11 10:16 | Anjanece | 10 | 0 | N | N
STEEL CITY | SC9074BG | Y | STEEL CITY , SC9074BG |  |  | 4.29 | 2001-12-11 10:16 | Anjanece | 10 | 0 | N | N
STEEL CITY | SC9074BG | Y | STEEL CITY , SC9074BG |  |  | 5.83 | 2001-12-11 10:16 | Anjanece | 10 | 0 | N | N
STEEL CITY | SC9074BG | Y | STEEL CITY , SC9074BG |  |  | 7.84 | 2001-12-11 10:16 | Anjanece | 10 | 0 | N | N
STEEL CITY | SC9074BG | Y | STEEL CITY , SC9074BG |  |  | 9.06 | 2001-12-11 10:16 | Anjanece | 10 | 0 | N | N
STEEL CITY | SC9074BG | Y | STEEL CITY , SC9074BG |  |  | 9.08 | 2001-12-11 10:16 | Anjanece | 10 | 0 | N | N
STEEL CITY | SC9074BG | Y | STEEL CITY , SC9074BG |  |  | 9.32 | 2001-12-11 10:16 | Anjanece | 10 | 0 | N | N
STEEL CITY | SC9074BG | Y | STEEL CITY , SC9074BG |  |  | 9.67 | 2001-12-11 10:16 | Anjanece | 10 | 0 | N | N
STEEL CITY | SC9074BG | Y | STEEL CITY , SC9074BG |  |  | 9.81 | 2001-12-11 10:16 | Anjanece | 10 | 0 | N | N
THREADED FASTENERS INC. | TF9074 | Y | THREADED FASTENERS INC. , TF9074 | JEA GENERATION | CSC Stores | 3.89 | 2001-12-11 10:16 | Anjanece | 10 | 0 | N | N
THREADED FASTENERS INC. | TF9074 | Y | THREADED FASTENERS INC. , TF9074 |  |  | 4.29 | 2001-12-11 10:16 | Anjanece | 10 | 0 | N | N
THREADED FASTENERS INC. | TF9074 | Y | THREADED FASTENERS INC. , TF9074 |  |  | 5.83 | 2001-12-11 10:16 | Anjanece | 10 | 0 | N | N
THREADED FASTENERS INC. | TF9074 | Y | THREADED FASTENERS INC. , TF9074 |  |  | 7.84 | 2001-12-11 10:16 | Anjanece | 10 | 0 | N | N
THREADED FASTENERS INC. | TF9074 | Y | THREADED FASTENERS INC. , TF9074 |  |  | 9.06 | 2001-12-11 10:16 | Anjanece | 10 | 0 | N | N
THREADED FASTENERS INC. | TF9074 | Y | THREADED FASTENERS INC. , TF9074 |  |  | 9.08 | 2001-12-11 10:16 | Anjanece | 10 | 0 | N | N
THREADED FASTENERS INC. | TF9074 | Y | THREADED FASTENERS INC. , TF9074 |  |  | 9.32 | 2001-12-11 10:16 | Anjanece | 10 | 0 | N | N
THREADED FASTENERS INC. | TF9074 | Y | THREADED FASTENERS INC. , TF9074 |  |  | 9.67 | 2001-12-11 10:16 | Anjanece | 10 | 0 | N | N
THREADED FASTENERS INC. | TF9074 | Y | THREADED FASTENERS INC. , TF9074 |  |  | 9.81 | 2001-12-11 10:16 | Anjanece | 10 | 0 | N | N
ALLIED BOLT, INC. | 8607-10 | Y | ALLIED BOLT, INC. , 8607-10 | JEA GENERATION | CSC Stores | 4.16 | 2001-12-11 10:16 | Anjanece | 8 | 0 | N | N
ALLIED BOLT, INC. | 8607-10 | Y | ALLIED BOLT, INC. , 8607-10 |  |  | 4.24 | 2001-12-11 10:16 | Anjanece | 8 | 0 | N | N
ALLIED BOLT, INC. | 8607-10 | Y | ALLIED BOLT, INC. , 8607-10 |  |  | 5.62 | 2001-12-11 10:16 | Anjanece | 8 | 0 | N | N
ALLIED BOLT, INC. | 8607-10 | Y | ALLIED BOLT, INC. , 8607-10 |  |  | 6.07 | 2001-12-11 10:16 | Anjanece | 8 | 0 | N | N
ALLIED BOLT, INC. | 8607-10 | Y | ALLIED BOLT, INC. , 8607-10 |  |  | 7.36 | 2001-12-11 10:16 | Anjanece | 8 | 0 | N | N
ALLIED BOLT, INC. | 8607-10 | Y | ALLIED BOLT, INC. , 8607-10 |  |  | 10.24 | 2001-12-11 10:16 | Anjanece | 8 | 0 | N | N
ALLIED BOLT, INC. | 8607-10 | Y | ALLIED BOLT, INC. , 8607-10 |  |  | 11.71 | 2001-12-11 10:16 | Anjanece | 8 | 0 | N | N
ALLIED BOLT, INC. | 8607-10 | Y | ALLIED BOLT, INC. , 8607-10 |  |  | 12.57 | 2001-12-11 10:16 | Anjanece | 8 | 0 | N | N
ALLIED BOLT, INC. | 8607-10 | Y | ALLIED BOLT, INC. , 8607-10 |  |  | 12.6 | 2001-12-11 10:16 | Anjanece | 8 | 0 | N | N
ALLIED BOLT, INC. | 8607-10 | Y | ALLIED BOLT, INC. , 8607-10 |  |  | 12.64 | 2001-12-11 10:16 | Anjanece | 8 | 0 | N | N
ALLIED BOLT, INC. | 8607-10 | Y | ALLIED BOLT, INC. , 8607-10 |  |  | 12.65 | 2001-12-11 10:16 | Anjanece | 8 | 0 | N | N
HUBBELL POWER SYSTEMS, INC. | PSSB782600 | Y | HUBBELL POWER SYSTEMS, INC. , PSSB782600 | JEA GENERATION | CSC Stores | 4.16 | 2001-12-11 10:16 | Anjanece | 8 | 0 | N | N
HUBBELL POWER SYSTEMS, INC. | PSSB782600 | Y | HUBBELL POWER SYSTEMS, INC. , PSSB782600 |  |  | 4.24 | 2001-12-11 10:16 | Anjanece | 8 | 0 | N | N
HUBBELL POWER SYSTEMS, INC. | PSSB782600 | Y | HUBBELL POWER SYSTEMS, INC. , PSSB782600 |  |  | 5.62 | 2001-12-11 10:16 | Anjanece | 8 | 0 | N | N
HUBBELL POWER SYSTEMS, INC. | PSSB782600 | Y | HUBBELL POWER SYSTEMS, INC. , PSSB782600 |  |  | 6.07 | 2001-12-11 10:16 | Anjanece | 8 | 0 | N | N
HUBBELL POWER SYSTEMS, INC. | PSSB782600 | Y | HUBBELL POWER SYSTEMS, INC. , PSSB782600 |  |  | 7.36 | 2001-12-11 10:16 | Anjanece | 8 | 0 | N | N
HUBBELL POWER SYSTEMS, INC. | PSSB782600 | Y | HUBBELL POWER SYSTEMS, INC. , PSSB782600 |  |  | 10.24 | 2001-12-11 10:16 | Anjanece | 8 | 0 | N | N
HUBBELL POWER SYSTEMS, INC. | PSSB782600 | Y | HUBBELL POWER SYSTEMS, INC. , PSSB782600 |  |  | 11.71 | 2001-12-11 10:16 | Anjanece | 8 | 0 | N | N
HUBBELL POWER SYSTEMS, INC. | PSSB782600 | Y | HUBBELL POWER SYSTEMS, INC. , PSSB782600 |  |  | 12.57 | 2001-12-11 10:16 | Anjanece | 8 | 0 | N | N
HUBBELL POWER SYSTEMS, INC. | PSSB782600 | Y | HUBBELL POWER SYSTEMS, INC. , PSSB782600 |  |  | 12.6 | 2001-12-11 10:16 | Anjanece | 8 | 0 | N | N
HUBBELL POWER SYSTEMS, INC. | PSSB782600 | Y | HUBBELL POWER SYSTEMS, INC. , PSSB782600 |  |  | 12.64 | 2001-12-11 10:16 | Anjanece | 8 | 0 | N | N
HUBBELL POWER SYSTEMS, INC. | PSSB782600 | Y | HUBBELL POWER SYSTEMS, INC. , PSSB782600 |  |  | 12.65 | 2001-12-11 10:16 | Anjanece | 8 | 0 | N | N
HUGHES | B826-8 | Y | HUGHES , B826-8 | JEA GENERATION | CSC Stores | 4.16 | 2001-12-11 10:16 | Anjanece | 8 | 0 | N | N
HUGHES | B826-8 | Y | HUGHES , B826-8 |  |  | 4.24 | 2001-12-11 10:16 | Anjanece | 8 | 0 | N | N
HUGHES | B826-8 | Y | HUGHES , B826-8 |  |  | 5.62 | 2001-12-11 10:16 | Anjanece | 8 | 0 | N | N
HUGHES | B826-8 | Y | HUGHES , B826-8 |  |  | 6.07 | 2001-12-11 10:16 | Anjanece | 8 | 0 | N | N
HUGHES | B826-8 | Y | HUGHES , B826-8 |  |  | 7.36 | 2001-12-11 10:16 | Anjanece | 8 | 0 | N | N
HUGHES | B826-8 | Y | HUGHES , B826-8 |  |  | 10.24 | 2001-12-11 10:16 | Anjanece | 8 | 0 | N | N
HUGHES | B826-8 | Y | HUGHES , B826-8 |  |  | 11.71 | 2001-12-11 10:16 | Anjanece | 8 | 0 | N | N
HUGHES | B826-8 | Y | HUGHES , B826-8 |  |  | 12.57 | 2001-12-11 10:16 | Anjanece | 8 | 0 | N | N
HUGHES | B826-8 | Y | HUGHES , B826-8 |  |  | 12.6 | 2001-12-11 10:16 | Anjanece | 8 | 0 | N | N
HUGHES | B826-8 | Y | HUGHES , B826-8 |  |  | 12.64 | 2001-12-11 10:16 | Anjanece | 8 | 0 | N | N
HUGHES | B826-8 | Y | HUGHES , B826-8 |  |  | 12.65 | 2001-12-11 10:16 | Anjanece | 8 | 0 | N | N
JOSLYN HI-VOLTAGE CORP. | J9076 | Y | JOSLYN HI-VOLTAGE CORP. , J9076 | JEA GENERATION | CSC Stores | 4.16 | 2001-12-11 10:16 | Anjanece | 8 | 0 | N | N
JOSLYN HI-VOLTAGE CORP. | J9076 | Y | JOSLYN HI-VOLTAGE CORP. , J9076 |  |  | 4.24 | 2001-12-11 10:16 | Anjanece | 8 | 0 | N | N
JOSLYN HI-VOLTAGE CORP. | J9076 | Y | JOSLYN HI-VOLTAGE CORP. , J9076 |  |  | 5.62 | 2001-12-11 10:16 | Anjanece | 8 | 0 | N | N
JOSLYN HI-VOLTAGE CORP. | J9076 | Y | JOSLYN HI-VOLTAGE CORP. , J9076 |  |  | 6.07 | 2001-12-11 10:16 | Anjanece | 8 | 0 | N | N
JOSLYN HI-VOLTAGE CORP. | J9076 | Y | JOSLYN HI-VOLTAGE CORP. , J9076 |  |  | 7.36 | 2001-12-11 10:16 | Anjanece | 8 | 0 | N | N
JOSLYN HI-VOLTAGE CORP. | J9076 | Y | JOSLYN HI-VOLTAGE CORP. , J9076 |  |  | 10.24 | 2001-12-11 10:16 | Anjanece | 8 | 0 | N | N
JOSLYN HI-VOLTAGE CORP. | J9076 | Y | JOSLYN HI-VOLTAGE CORP. , J9076 |  |  | 11.71 | 2001-12-11 10:16 | Anjanece | 8 | 0 | N | N
JOSLYN HI-VOLTAGE CORP. | J9076 | Y | JOSLYN HI-VOLTAGE CORP. , J9076 |  |  | 12.57 | 2001-12-11 10:16 | Anjanece | 8 | 0 | N | N
JOSLYN HI-VOLTAGE CORP. | J9076 | Y | JOSLYN HI-VOLTAGE CORP. , J9076 |  |  | 12.6 | 2001-12-11 10:16 | Anjanece | 8 | 0 | N | N
JOSLYN HI-VOLTAGE CORP. | J9076 | Y | JOSLYN HI-VOLTAGE CORP. , J9076 |  |  | 12.64 | 2001-12-11 10:16 | Anjanece | 8 | 0 | N | N
JOSLYN HI-VOLTAGE CORP. | J9076 | Y | JOSLYN HI-VOLTAGE CORP. , J9076 |  |  | 12.65 | 2001-12-11 10:16 | Anjanece | 8 | 0 | N | N
STEEL CITY | SC9076BG | Y | STEEL CITY , SC9076BG | JEA GENERATION | CSC Stores | 4.16 | 2001-12-11 10:16 | Anjanece | 8 | 0 | N | N
STEEL CITY | SC9076BG | Y | STEEL CITY , SC9076BG |  |  | 4.24 | 2001-12-11 10:16 | Anjanece | 8 | 0 | N | N
STEEL CITY | SC9076BG | Y | STEEL CITY , SC9076BG |  |  | 5.62 | 2001-12-11 10:16 | Anjanece | 8 | 0 | N | N
STEEL CITY | SC9076BG | Y | STEEL CITY , SC9076BG |  |  | 6.07 | 2001-12-11 10:16 | Anjanece | 8 | 0 | N | N
STEEL CITY | SC9076BG | Y | STEEL CITY , SC9076BG |  |  | 7.36 | 2001-12-11 10:16 | Anjanece | 8 | 0 | N | N
STEEL CITY | SC9076BG | Y | STEEL CITY , SC9076BG |  |  | 10.24 | 2001-12-11 10:16 | Anjanece | 8 | 0 | N | N
STEEL CITY | SC9076BG | Y | STEEL CITY , SC9076BG |  |  | 11.71 | 2001-12-11 10:16 | Anjanece | 8 | 0 | N | N
STEEL CITY | SC9076BG | Y | STEEL CITY , SC9076BG |  |  | 12.57 | 2001-12-11 10:16 | Anjanece | 8 | 0 | N | N
STEEL CITY | SC9076BG | Y | STEEL CITY , SC9076BG |  |  | 12.6 | 2001-12-11 10:16 | Anjanece | 8 | 0 | N | N
STEEL CITY | SC9076BG | Y | STEEL CITY , SC9076BG |  |  | 12.64 | 2001-12-11 10:16 | Anjanece | 8 | 0 | N | N
STEEL CITY | SC9076BG | Y | STEEL CITY , SC9076BG |  |  | 12.65 | 2001-12-11 10:16 | Anjanece | 8 | 0 | N | N
THREADED FASTENERS INC. | TF9076 | Y | THREADED FASTENERS INC. , TF9076 | JEA GENERATION | CSC Stores | 4.16 | 2001-12-11 10:16 | Anjanece | 8 | 0 | N | N
THREADED FASTENERS INC. | TF9076 | Y | THREADED FASTENERS INC. , TF9076 |  |  | 4.24 | 2001-12-11 10:16 | Anjanece | 8 | 0 | N | N
THREADED FASTENERS INC. | TF9076 | Y | THREADED FASTENERS INC. , TF9076 |  |  | 5.62 | 2001-12-11 10:16 | Anjanece | 8 | 0 | N | N
THREADED FASTENERS INC. | TF9076 | Y | THREADED FASTENERS INC. , TF9076 |  |  | 6.07 | 2001-12-11 10:16 | Anjanece | 8 | 0 | N | N
THREADED FASTENERS INC. | TF9076 | Y | THREADED FASTENERS INC. , TF9076 |  |  | 7.36 | 2001-12-11 10:16 | Anjanece | 8 | 0 | N | N
THREADED FASTENERS INC. | TF9076 | Y | THREADED FASTENERS INC. , TF9076 |  |  | 10.24 | 2001-12-11 10:16 | Anjanece | 8 | 0 | N | N
THREADED FASTENERS INC. | TF9076 | Y | THREADED FASTENERS INC. , TF9076 |  |  | 11.71 | 2001-12-11 10:16 | Anjanece | 8 | 0 | N | N
THREADED FASTENERS INC. | TF9076 | Y | THREADED FASTENERS INC. , TF9076 |  |  | 12.57 | 2001-12-11 10:16 | Anjanece | 8 | 0 | N | N
THREADED FASTENERS INC. | TF9076 | Y | THREADED FASTENERS INC. , TF9076 |  |  | 12.6 | 2001-12-11 10:16 | Anjanece | 8 | 0 | N | N
THREADED FASTENERS INC. | TF9076 | Y | THREADED FASTENERS INC. , TF9076 |  |  | 12.64 | 2001-12-11 10:16 | Anjanece | 8 | 0 | N | N
THREADED FASTENERS INC. | TF9076 | Y | THREADED FASTENERS INC. , TF9076 |  |  | 12.65 | 2001-12-11 10:16 | Anjanece | 8 | 0 | N | N
ALLIED BOLT, INC. | 8608-5 | Y | ALLIED BOLT, INC. , 8608-5 | JEA TRANSMISSION | CSC Stores | 5.78 | 2001-12-11 10:16 | John | 8 | 0 | N | N
ALLIED BOLT, INC. | 8608-5 | Y | ALLIED BOLT, INC. , 8608-5 |  |  | 6.69 | 2001-12-11 10:16 | John | 8 | 0 | N | N
ALLIED BOLT, INC. | 8608-5 | Y | ALLIED BOLT, INC. , 8608-5 |  |  | 9.75 | 2001-12-11 10:16 | John | 8 | 0 | N | N
ALLIED BOLT, INC. | 8608-5 | Y | ALLIED BOLT, INC. , 8608-5 |  |  | 9.84 | 2001-12-11 10:16 | John | 8 | 0 | N | N
ALLIED BOLT, INC. | 8608-5 | Y | ALLIED BOLT, INC. , 8608-5 |  |  | 10.28 | 2001-12-11 10:16 | John | 8 | 0 | N | N
ALLIED BOLT, INC. | 8608-5 | Y | ALLIED BOLT, INC. , 8608-5 |  |  | 12.42 | 2001-12-11 10:16 | John | 8 | 0 | N | N
ALLIED BOLT, INC. | 8608-5 | Y | ALLIED BOLT, INC. , 8608-5 |  |  | 23.32 | 2001-12-11 10:16 | John | 8 | 0 | N | N
ALLIED BOLT, INC. | 8608-5 | Y | ALLIED BOLT, INC. , 8608-5 |  |  | 24.26 | 2001-12-11 10:16 | John | 8 | 0 | N | N
ALLIED BOLT, INC. | 8608-5 | Y | ALLIED BOLT, INC. , 8608-5 |  |  | 27.48 | 2001-12-11 10:16 | John | 8 | 0 | N | N
HUBBELL POWER SYSTEMS, INC. | PSSB782800 | Y | HUBBELL POWER SYSTEMS, INC. , PSSB782800 | JEA TRANSMISSION | CSC Stores | 5.78 | 2001-12-11 10:16 | John | 8 | 0 | N | N
HUBBELL POWER SYSTEMS, INC. | PSSB782800 | Y | HUBBELL POWER SYSTEMS, INC. , PSSB782800 |  |  | 6.69 | 2001-12-11 10:16 | John | 8 | 0 | N | N
HUBBELL POWER SYSTEMS, INC. | PSSB782800 | Y | HUBBELL POWER SYSTEMS, INC. , PSSB782800 |  |  | 9.75 | 2001-12-11 10:16 | John | 8 | 0 | N | N
HUBBELL POWER SYSTEMS, INC. | PSSB782800 | Y | HUBBELL POWER SYSTEMS, INC. , PSSB782800 |  |  | 9.84 | 2001-12-11 10:16 | John | 8 | 0 | N | N
HUBBELL POWER SYSTEMS, INC. | PSSB782800 | Y | HUBBELL POWER SYSTEMS, INC. , PSSB782800 |  |  | 10.28 | 2001-12-11 10:16 | John | 8 | 0 | N | N
HUBBELL POWER SYSTEMS, INC. | PSSB782800 | Y | HUBBELL POWER SYSTEMS, INC. , PSSB782800 |  |  | 12.42 | 2001-12-11 10:16 | John | 8 | 0 | N | N
HUBBELL POWER SYSTEMS, INC. | PSSB782800 | Y | HUBBELL POWER SYSTEMS, INC. , PSSB782800 |  |  | 23.32 | 2001-12-11 10:16 | John | 8 | 0 | N | N
HUBBELL POWER SYSTEMS, INC. | PSSB782800 | Y | HUBBELL POWER SYSTEMS, INC. , PSSB782800 |  |  | 24.26 | 2001-12-11 10:16 | John | 8 | 0 | N | N
HUBBELL POWER SYSTEMS, INC. | PSSB782800 | Y | HUBBELL POWER SYSTEMS, INC. , PSSB782800 |  |  | 27.48 | 2001-12-11 10:16 | John | 8 | 0 | N | N
HUGHES | B828-8 | Y | HUGHES , B828-8 | JEA TRANSMISSION | CSC Stores | 5.78 | 2001-12-11 10:16 | John | 8 | 0 | N | N
HUGHES | B828-8 | Y | HUGHES , B828-8 |  |  | 6.69 | 2001-12-11 10:16 | John | 8 | 0 | N | N
HUGHES | B828-8 | Y | HUGHES , B828-8 |  |  | 9.75 | 2001-12-11 10:16 | John | 8 | 0 | N | N
HUGHES | B828-8 | Y | HUGHES , B828-8 |  |  | 9.84 | 2001-12-11 10:16 | John | 8 | 0 | N | N
HUGHES | B828-8 | Y | HUGHES , B828-8 |  |  | 10.28 | 2001-12-11 10:16 | John | 8 | 0 | N | N
HUGHES | B828-8 | Y | HUGHES , B828-8 |  |  | 12.42 | 2001-12-11 10:16 | John | 8 | 0 | N | N
HUGHES | B828-8 | Y | HUGHES , B828-8 |  |  | 23.32 | 2001-12-11 10:16 | John | 8 | 0 | N | N
HUGHES | B828-8 | Y | HUGHES , B828-8 |  |  | 24.26 | 2001-12-11 10:16 | John | 8 | 0 | N | N
HUGHES | B828-8 | Y | HUGHES , B828-8 |  |  | 27.48 | 2001-12-11 10:16 | John | 8 | 0 | N | N
JOSLYN HI-VOLTAGE CORP. | J9078 | Y | JOSLYN HI-VOLTAGE CORP. , J9078 | JEA TRANSMISSION | CSC Stores | 5.78 | 2001-12-11 10:16 | John | 8 | 0 | N | N
JOSLYN HI-VOLTAGE CORP. | J9078 | Y | JOSLYN HI-VOLTAGE CORP. , J9078 |  |  | 6.69 | 2001-12-11 10:16 | John | 8 | 0 | N | N
JOSLYN HI-VOLTAGE CORP. | J9078 | Y | JOSLYN HI-VOLTAGE CORP. , J9078 |  |  | 9.75 | 2001-12-11 10:16 | John | 8 | 0 | N | N
JOSLYN HI-VOLTAGE CORP. | J9078 | Y | JOSLYN HI-VOLTAGE CORP. , J9078 |  |  | 9.84 | 2001-12-11 10:16 | John | 8 | 0 | N | N
JOSLYN HI-VOLTAGE CORP. | J9078 | Y | JOSLYN HI-VOLTAGE CORP. , J9078 |  |  | 10.28 | 2001-12-11 10:16 | John | 8 | 0 | N | N
JOSLYN HI-VOLTAGE CORP. | J9078 | Y | JOSLYN HI-VOLTAGE CORP. , J9078 |  |  | 12.42 | 2001-12-11 10:16 | John | 8 | 0 | N | N
JOSLYN HI-VOLTAGE CORP. | J9078 | Y | JOSLYN HI-VOLTAGE CORP. , J9078 |  |  | 23.32 | 2001-12-11 10:16 | John | 8 | 0 | N | N
JOSLYN HI-VOLTAGE CORP. | J9078 | Y | JOSLYN HI-VOLTAGE CORP. , J9078 |  |  | 24.26 | 2001-12-11 10:16 | John | 8 | 0 | N | N
JOSLYN HI-VOLTAGE CORP. | J9078 | Y | JOSLYN HI-VOLTAGE CORP. , J9078 |  |  | 27.48 | 2001-12-11 10:16 | John | 8 | 0 | N | N
STEEL CITY | SC9078BG | Y | STEEL CITY , SC9078BG | JEA TRANSMISSION | CSC Stores | 5.78 | 2001-12-11 10:16 | John | 8 | 0 | N | N
STEEL CITY | SC9078BG | Y | STEEL CITY , SC9078BG |  |  | 6.69 | 2001-12-11 10:16 | John | 8 | 0 | N | N
STEEL CITY | SC9078BG | Y | STEEL CITY , SC9078BG |  |  | 9.75 | 2001-12-11 10:16 | John | 8 | 0 | N | N
STEEL CITY | SC9078BG | Y | STEEL CITY , SC9078BG |  |  | 9.84 | 2001-12-11 10:16 | John | 8 | 0 | N | N
STEEL CITY | SC9078BG | Y | STEEL CITY , SC9078BG |  |  | 10.28 | 2001-12-11 10:16 | John | 8 | 0 | N | N
STEEL CITY | SC9078BG | Y | STEEL CITY , SC9078BG |  |  | 12.42 | 2001-12-11 10:16 | John | 8 | 0 | N | N
STEEL CITY | SC9078BG | Y | STEEL CITY , SC9078BG |  |  | 23.32 | 2001-12-11 10:16 | John | 8 | 0 | N | N
STEEL CITY | SC9078BG | Y | STEEL CITY , SC9078BG |  |  | 24.26 | 2001-12-11 10:16 | John | 8 | 0 | N | N
STEEL CITY | SC9078BG | Y | STEEL CITY , SC9078BG |  |  | 27.48 | 2001-12-11 10:16 | John | 8 | 0 | N | N
THREADED FASTENERS INC. | TF9078 | Y | THREADED FASTENERS INC. , TF9078 | JEA TRANSMISSION | CSC Stores | 5.78 | 2001-12-11 10:16 | John | 8 | 0 | N | N
THREADED FASTENERS INC. | TF9078 | Y | THREADED FASTENERS INC. , TF9078 |  |  | 6.69 | 2001-12-11 10:16 | John | 8 | 0 | N | N
THREADED FASTENERS INC. | TF9078 | Y | THREADED FASTENERS INC. , TF9078 |  |  | 9.75 | 2001-12-11 10:16 | John | 8 | 0 | N | N
THREADED FASTENERS INC. | TF9078 | Y | THREADED FASTENERS INC. , TF9078 |  |  | 9.84 | 2001-12-11 10:16 | John | 8 | 0 | N | N
THREADED FASTENERS INC. | TF9078 | Y | THREADED FASTENERS INC. , TF9078 |  |  | 10.28 | 2001-12-11 10:16 | John | 8 | 0 | N | N
THREADED FASTENERS INC. | TF9078 | Y | THREADED FASTENERS INC. , TF9078 |  |  | 12.42 | 2001-12-11 10:16 | John | 8 | 0 | N | N
THREADED FASTENERS INC. | TF9078 | Y | THREADED FASTENERS INC. , TF9078 |  |  | 23.32 | 2001-12-11 10:16 | John | 8 | 0 | N | N
THREADED FASTENERS INC. | TF9078 | Y | THREADED FASTENERS INC. , TF9078 |  |  | 24.26 | 2001-12-11 10:16 | John | 8 | 0 | N | N
THREADED FASTENERS INC. | TF9078 | Y | THREADED FASTENERS INC. , TF9078 |  |  | 27.48 | 2001-12-11 10:16 | John | 8 | 0 | N | N
VICTORY BOLT & SPECIALTY INC. | 188 SQMB HDG FT | Y | VICTORY BOLT & SPECIALTY INC. , 188 SQMB HDG FT | JEA TRANSMISSION | CSC Stores | 17.66 | 2020-04-13 13:32 | John | 1 | 0 | N | N
VICTORY BOLT & SPECIALTY INC. | 188 SQMB HDG FT | Y | VICTORY BOLT & SPECIALTY INC. , 188 SQMB HDG FT |  |  | 22.04 | 2020-04-13 13:32 | John | 1 | 0 | N | N
ALLIED BOLT, INC. | 8299-10 | Y | ALLIED BOLT, INC. , 8299-10 | JEA GENERATION | CSC Stores | 11.13 | 2001-12-11 10:17 | Anjanece | 7 | 0 | N | N
ALLIED BOLT, INC. | 8299-10 | Y | ALLIED BOLT, INC. , 8299-10 |  |  | 11.69 | 2001-12-11 10:17 | Anjanece | 7 | 0 | N | N
ALLIED BOLT, INC. | 8299-10 | Y | ALLIED BOLT, INC. , 8299-10 |  |  | 15.96 | 2001-12-11 10:17 | Anjanece | 7 | 0 | N | N
HUBBELL POWER SYSTEMS, INC. | PSSB102400 | Y | HUBBELL POWER SYSTEMS, INC. , PSSB102400 | JEA GENERATION | CSC Stores | 11.13 | 2001-12-11 10:17 | Anjanece | 7 | 0 | N | N
HUBBELL POWER SYSTEMS, INC. | PSSB102400 | Y | HUBBELL POWER SYSTEMS, INC. , PSSB102400 |  |  | 11.69 | 2001-12-11 10:17 | Anjanece | 7 | 0 | N | N
HUBBELL POWER SYSTEMS, INC. | PSSB102400 | Y | HUBBELL POWER SYSTEMS, INC. , PSSB102400 |  |  | 15.96 | 2001-12-11 10:17 | Anjanece | 7 | 0 | N | N
HUGHES | B-1024-6 | Y | HUGHES , B-1024-6 | JEA GENERATION | CSC Stores | 11.13 | 2001-12-11 10:17 | Anjanece | 7 | 0 | N | N
HUGHES | B-1024-6 | Y | HUGHES , B-1024-6 |  |  | 11.69 | 2001-12-11 10:17 | Anjanece | 7 | 0 | N | N
HUGHES | B-1024-6 | Y | HUGHES , B-1024-6 |  |  | 15.96 | 2001-12-11 10:17 | Anjanece | 7 | 0 | N | N
STEEL CITY | SC1696BB | Y | STEEL CITY , SC1696BB | JEA GENERATION | CSC Stores | 11.13 | 2001-12-11 10:17 | Anjanece | 7 | 0 | N | N
STEEL CITY | SC1696BB | Y | STEEL CITY , SC1696BB |  |  | 11.69 | 2001-12-11 10:17 | Anjanece | 7 | 0 | N | N
STEEL CITY | SC1696BB | Y | STEEL CITY , SC1696BB |  |  | 15.96 | 2001-12-11 10:17 | Anjanece | 7 | 0 | N | N
THREADED FASTENERS INC. | TF1696 | Y | THREADED FASTENERS INC. , TF1696 | JEA GENERATION | CSC Stores | 11.13 | 2001-12-11 10:17 | Anjanece | 7 | 0 | N | N
THREADED FASTENERS INC. | TF1696 | Y | THREADED FASTENERS INC. , TF1696 |  |  | 11.69 | 2001-12-11 10:17 | Anjanece | 7 | 0 | N | N
THREADED FASTENERS INC. | TF1696 | Y | THREADED FASTENERS INC. , TF1696 |  |  | 15.96 | 2001-12-11 10:17 | Anjanece | 7 | 0 | N | N
ALLIED BOLT, INC. | 82995-10 | Y | ALLIED BOLT, INC. , 82995-10 | JEA GENERATION | CSC Stores | 28.2 | 2001-12-11 10:17 | Anjanece | 7 | 0 | N | N
ALLIED BOLT, INC. | 82995-10 | Y | ALLIED BOLT, INC. , 82995-10 |  |  | 42.74 | 2001-12-11 10:17 | Anjanece | 7 | 0 | N | N
ALLIED BOLT, INC. | 82995-10 | Y | ALLIED BOLT, INC. , 82995-10 |  |  | 59.56 | 2001-12-11 10:17 | Anjanece | 7 | 0 | N | N
HUBBELL POWER SYSTEMS, INC. | PSSB102600 | Y | HUBBELL POWER SYSTEMS, INC. , PSSB102600 | JEA GENERATION | CSC Stores | 28.2 | 2001-12-11 10:17 | Anjanece | 7 | 0 | N | N
HUBBELL POWER SYSTEMS, INC. | PSSB102600 | Y | HUBBELL POWER SYSTEMS, INC. , PSSB102600 |  |  | 42.74 | 2001-12-11 10:17 | Anjanece | 7 | 0 | N | N
HUBBELL POWER SYSTEMS, INC. | PSSB102600 | Y | HUBBELL POWER SYSTEMS, INC. , PSSB102600 |  |  | 59.56 | 2001-12-11 10:17 | Anjanece | 7 | 0 | N | N
HUGHES | B-1026-6 | Y | HUGHES , B-1026-6 | JEA GENERATION | CSC Stores | 28.2 | 2001-12-11 10:17 | Anjanece | 7 | 0 | N | N
HUGHES | B-1026-6 | Y | HUGHES , B-1026-6 |  |  | 42.74 | 2001-12-11 10:17 | Anjanece | 7 | 0 | N | N
HUGHES | B-1026-6 | Y | HUGHES , B-1026-6 |  |  | 59.56 | 2001-12-11 10:17 | Anjanece | 7 | 0 | N | N
STEEL CITY | SC16104BG | Y | STEEL CITY , SC16104BG | JEA GENERATION | CSC Stores | 28.2 | 2001-12-11 10:17 | Anjanece | 7 | 0 | N | N
STEEL CITY | SC16104BG | Y | STEEL CITY , SC16104BG |  |  | 42.74 | 2001-12-11 10:17 | Anjanece | 7 | 0 | N | N
STEEL CITY | SC16104BG | Y | STEEL CITY , SC16104BG |  |  | 59.56 | 2001-12-11 10:17 | Anjanece | 7 | 0 | N | N
THREADED FASTENERS INC. | TF16104 | Y | THREADED FASTENERS INC. , TF16104 | JEA GENERATION | CSC Stores | 28.2 | 2001-12-11 10:17 | Anjanece | 7 | 0 | N | N
THREADED FASTENERS INC. | TF16104 | Y | THREADED FASTENERS INC. , TF16104 |  |  | 42.74 | 2001-12-11 10:17 | Anjanece | 7 | 0 | N | N
THREADED FASTENERS INC. | TF16104 | Y | THREADED FASTENERS INC. , TF16104 |  |  | 59.56 | 2001-12-11 10:17 | Anjanece | 7 | 0 | N | N
ALLIED BOLT, INC. | 82994-5 | Y | ALLIED BOLT, INC. , 82994-5 | JEA GENERATION | CSC Stores | 14.65 | 2001-12-11 10:17 | Anjanece | 7 | 0 | N | N
ALLIED BOLT, INC. | 82994-5 | Y | ALLIED BOLT, INC. , 82994-5 |  |  | 29.85 | 2001-12-11 10:17 | Anjanece | 7 | 0 | N | N
ALLIED BOLT, INC. | 82994-5 | Y | ALLIED BOLT, INC. , 82994-5 |  |  | 63 | 2001-12-11 10:17 | Anjanece | 7 | 0 | N | N
HUBBELL POWER SYSTEMS, INC. | PSSB102800 | Y | HUBBELL POWER SYSTEMS, INC. , PSSB102800 | JEA GENERATION | CSC Stores | 14.65 | 2001-12-11 10:17 | Anjanece | 7 | 0 | N | N
HUBBELL POWER SYSTEMS, INC. | PSSB102800 | Y | HUBBELL POWER SYSTEMS, INC. , PSSB102800 |  |  | 29.85 | 2001-12-11 10:17 | Anjanece | 7 | 0 | N | N
HUBBELL POWER SYSTEMS, INC. | PSSB102800 | Y | HUBBELL POWER SYSTEMS, INC. , PSSB102800 |  |  | 63 | 2001-12-11 10:17 | Anjanece | 7 | 0 | N | N
HUGHES BROTHERS | B1028-8 | Y | HUGHES BROTHERS , B1028-8 | JEA GENERATION | CSC Stores | 14.65 | 2001-12-11 10:17 | Anjanece | 7 | 0 | N | N
HUGHES BROTHERS | B1028-8 | Y | HUGHES BROTHERS , B1028-8 |  |  | 29.85 | 2001-12-11 10:17 | Anjanece | 7 | 0 | N | N
HUGHES BROTHERS | B1028-8 | Y | HUGHES BROTHERS , B1028-8 |  |  | 63 | 2001-12-11 10:17 | Anjanece | 7 | 0 | N | N
STEEL CITY | SC16112BG | Y | STEEL CITY , SC16112BG | JEA GENERATION | CSC Stores | 14.65 | 2001-12-11 10:17 | Anjanece | 7 | 0 | N | N
STEEL CITY | SC16112BG | Y | STEEL CITY , SC16112BG |  |  | 29.85 | 2001-12-11 10:17 | Anjanece | 7 | 0 | N | N
STEEL CITY | SC16112BG | Y | STEEL CITY , SC16112BG |  |  | 63 | 2001-12-11 10:17 | Anjanece | 7 | 0 | N | N
THREADED FASTENERS INC. | TF16112 | Y | THREADED FASTENERS INC. , TF16112 | JEA GENERATION | CSC Stores | 14.65 | 2001-12-11 10:17 | Anjanece | 7 | 0 | N | N
THREADED FASTENERS INC. | TF16112 | Y | THREADED FASTENERS INC. , TF16112 |  |  | 29.85 | 2001-12-11 10:17 | Anjanece | 7 | 0 | N | N
THREADED FASTENERS INC. | TF16112 | Y | THREADED FASTENERS INC. , TF16112 |  |  | 63 | 2001-12-11 10:17 | Anjanece | 7 | 0 | N | N
ALLIED BOLT, INC. | 8609-5 | Y | ALLIED BOLT, INC. , 8609-5 | JEA GENERATION | CSC Stores | 6.84 | 2001-12-11 10:18 | Anjanece | 8 | 0 | N | N
ALLIED BOLT, INC. | 8609-5 | Y | ALLIED BOLT, INC. , 8609-5 |  |  | 8 | 2001-12-11 10:18 | Anjanece | 8 | 0 | N | N
ALLIED BOLT, INC. | 8609-5 | Y | ALLIED BOLT, INC. , 8609-5 |  |  | 8.78 | 2001-12-11 10:18 | Anjanece | 8 | 0 | N | N
ALLIED BOLT, INC. | 8609-5 | Y | ALLIED BOLT, INC. , 8609-5 |  |  | 11.41 | 2001-12-11 10:18 | Anjanece | 8 | 0 | N | N
ALLIED BOLT, INC. | 8609-5 | Y | ALLIED BOLT, INC. , 8609-5 |  |  | 12.26 | 2001-12-11 10:18 | Anjanece | 8 | 0 | N | N
ALLIED BOLT, INC. | 8609-5 | Y | ALLIED BOLT, INC. , 8609-5 |  |  | 12.43 | 2001-12-11 10:18 | Anjanece | 8 | 0 | N | N
ALLIED BOLT, INC. | 8609-5 | Y | ALLIED BOLT, INC. , 8609-5 |  |  | 13.37 | 2001-12-11 10:18 | Anjanece | 8 | 0 | N | N
HUBBELL POWER SYSTEMS, INC. | PSSB783000 | Y | HUBBELL POWER SYSTEMS, INC. , PSSB783000 | JEA GENERATION | CSC Stores | 6.84 | 2001-12-11 10:18 | Anjanece | 8 | 0 | N | N
HUBBELL POWER SYSTEMS, INC. | PSSB783000 | Y | HUBBELL POWER SYSTEMS, INC. , PSSB783000 |  |  | 8 | 2001-12-11 10:18 | Anjanece | 8 | 0 | N | N
HUBBELL POWER SYSTEMS, INC. | PSSB783000 | Y | HUBBELL POWER SYSTEMS, INC. , PSSB783000 |  |  | 8.78 | 2001-12-11 10:18 | Anjanece | 8 | 0 | N | N
HUBBELL POWER SYSTEMS, INC. | PSSB783000 | Y | HUBBELL POWER SYSTEMS, INC. , PSSB783000 |  |  | 11.41 | 2001-12-11 10:18 | Anjanece | 8 | 0 | N | N
HUBBELL POWER SYSTEMS, INC. | PSSB783000 | Y | HUBBELL POWER SYSTEMS, INC. , PSSB783000 |  |  | 12.26 | 2001-12-11 10:18 | Anjanece | 8 | 0 | N | N
HUBBELL POWER SYSTEMS, INC. | PSSB783000 | Y | HUBBELL POWER SYSTEMS, INC. , PSSB783000 |  |  | 12.43 | 2001-12-11 10:18 | Anjanece | 8 | 0 | N | N
HUBBELL POWER SYSTEMS, INC. | PSSB783000 | Y | HUBBELL POWER SYSTEMS, INC. , PSSB783000 |  |  | 13.37 | 2001-12-11 10:18 | Anjanece | 8 | 0 | N | N
HUGHES BROTHERS | B830-8 | Y | HUGHES BROTHERS , B830-8 | JEA GENERATION | CSC Stores | 6.84 | 2001-12-11 10:18 | Anjanece | 8 | 0 | N | N
HUGHES BROTHERS | B830-8 | Y | HUGHES BROTHERS , B830-8 |  |  | 8 | 2001-12-11 10:18 | Anjanece | 8 | 0 | N | N
HUGHES BROTHERS | B830-8 | Y | HUGHES BROTHERS , B830-8 |  |  | 8.78 | 2001-12-11 10:18 | Anjanece | 8 | 0 | N | N
HUGHES BROTHERS | B830-8 | Y | HUGHES BROTHERS , B830-8 |  |  | 11.41 | 2001-12-11 10:18 | Anjanece | 8 | 0 | N | N
HUGHES BROTHERS | B830-8 | Y | HUGHES BROTHERS , B830-8 |  |  | 12.26 | 2001-12-11 10:18 | Anjanece | 8 | 0 | N | N
HUGHES BROTHERS | B830-8 | Y | HUGHES BROTHERS , B830-8 |  |  | 12.43 | 2001-12-11 10:18 | Anjanece | 8 | 0 | N | N
HUGHES BROTHERS | B830-8 | Y | HUGHES BROTHERS , B830-8 |  |  | 13.37 | 2001-12-11 10:18 | Anjanece | 8 | 0 | N | N
STEEL CITY | SC9080BG | Y | STEEL CITY , SC9080BG | JEA GENERATION | CSC Stores | 6.84 | 2001-12-11 10:18 | Anjanece | 8 | 0 | N | N
STEEL CITY | SC9080BG | Y | STEEL CITY , SC9080BG |  |  | 8 | 2001-12-11 10:18 | Anjanece | 8 | 0 | N | N
STEEL CITY | SC9080BG | Y | STEEL CITY , SC9080BG |  |  | 8.78 | 2001-12-11 10:18 | Anjanece | 8 | 0 | N | N
STEEL CITY | SC9080BG | Y | STEEL CITY , SC9080BG |  |  | 11.41 | 2001-12-11 10:18 | Anjanece | 8 | 0 | N | N
STEEL CITY | SC9080BG | Y | STEEL CITY , SC9080BG |  |  | 12.26 | 2001-12-11 10:18 | Anjanece | 8 | 0 | N | N
STEEL CITY | SC9080BG | Y | STEEL CITY , SC9080BG |  |  | 12.43 | 2001-12-11 10:18 | Anjanece | 8 | 0 | N | N
STEEL CITY | SC9080BG | Y | STEEL CITY , SC9080BG |  |  | 13.37 | 2001-12-11 10:18 | Anjanece | 8 | 0 | N | N
THREADED FASTENERS INC. | TF9080 | Y | THREADED FASTENERS INC. , TF9080 | JEA GENERATION | CSC Stores | 6.84 | 2001-12-11 10:18 | Anjanece | 8 | 0 | N | N
THREADED FASTENERS INC. | TF9080 | Y | THREADED FASTENERS INC. , TF9080 |  |  | 8 | 2001-12-11 10:18 | Anjanece | 8 | 0 | N | N
THREADED FASTENERS INC. | TF9080 | Y | THREADED FASTENERS INC. , TF9080 |  |  | 8.78 | 2001-12-11 10:18 | Anjanece | 8 | 0 | N | N
THREADED FASTENERS INC. | TF9080 | Y | THREADED FASTENERS INC. , TF9080 |  |  | 11.41 | 2001-12-11 10:18 | Anjanece | 8 | 0 | N | N
THREADED FASTENERS INC. | TF9080 | Y | THREADED FASTENERS INC. , TF9080 |  |  | 12.26 | 2001-12-11 10:18 | Anjanece | 8 | 0 | N | N
THREADED FASTENERS INC. | TF9080 | Y | THREADED FASTENERS INC. , TF9080 |  |  | 12.43 | 2001-12-11 10:18 | Anjanece | 8 | 0 | N | N
THREADED FASTENERS INC. | TF9080 | Y | THREADED FASTENERS INC. , TF9080 |  |  | 13.37 | 2001-12-11 10:18 | Anjanece | 8 | 0 | N | N
ALLIED BOLT, INC. | 8610-5 | Y | ALLIED BOLT, INC. , 8610-5 | JEA TRANSMISSION | CSC Stores | 5.01 | 2001-12-11 10:18 | John | 5 | 0 | N | N
ALLIED BOLT, INC. | 8610-5 | Y | ALLIED BOLT, INC. , 8610-5 |  |  | 6.42 | 2001-12-11 10:18 | John | 5 | 0 | N | N
ALLIED BOLT, INC. | 8610-5 | Y | ALLIED BOLT, INC. , 8610-5 |  |  | 9.08 | 2001-12-11 10:18 | John | 5 | 0 | N | N
ALLIED BOLT, INC. | 8610-5 | Y | ALLIED BOLT, INC. , 8610-5 |  |  | 11.69 | 2001-12-11 10:18 | John | 5 | 0 | N | N
ALLIED BOLT, INC. | 8610-5 | Y | ALLIED BOLT, INC. , 8610-5 |  |  | 13.43 | 2001-12-11 10:18 | John | 5 | 0 | N | N
ALLIED BOLT, INC. | 8610-5 | Y | ALLIED BOLT, INC. , 8610-5 |  |  | 16.72 | 2001-12-11 10:18 | John | 5 | 0 | N | N
ALLIED BOLT, INC. | 8610-5 | Y | ALLIED BOLT, INC. , 8610-5 |  |  | 20.54 | 2001-12-11 10:18 | John | 5 | 0 | N | N
HUBBELL POWER SYSTEMS, INC. | PSSB783200 | Y | HUBBELL POWER SYSTEMS, INC. , PSSB783200 | JEA TRANSMISSION | CSC Stores | 5.01 | 2001-12-11 10:18 | John | 5 | 0 | N | N
HUBBELL POWER SYSTEMS, INC. | PSSB783200 | Y | HUBBELL POWER SYSTEMS, INC. , PSSB783200 |  |  | 6.42 | 2001-12-11 10:18 | John | 5 | 0 | N | N
HUBBELL POWER SYSTEMS, INC. | PSSB783200 | Y | HUBBELL POWER SYSTEMS, INC. , PSSB783200 |  |  | 9.08 | 2001-12-11 10:18 | John | 5 | 0 | N | N
HUBBELL POWER SYSTEMS, INC. | PSSB783200 | Y | HUBBELL POWER SYSTEMS, INC. , PSSB783200 |  |  | 11.69 | 2001-12-11 10:18 | John | 5 | 0 | N | N
HUBBELL POWER SYSTEMS, INC. | PSSB783200 | Y | HUBBELL POWER SYSTEMS, INC. , PSSB783200 |  |  | 13.43 | 2001-12-11 10:18 | John | 5 | 0 | N | N
HUBBELL POWER SYSTEMS, INC. | PSSB783200 | Y | HUBBELL POWER SYSTEMS, INC. , PSSB783200 |  |  | 16.72 | 2001-12-11 10:18 | John | 5 | 0 | N | N
HUBBELL POWER SYSTEMS, INC. | PSSB783200 | Y | HUBBELL POWER SYSTEMS, INC. , PSSB783200 |  |  | 20.54 | 2001-12-11 10:18 | John | 5 | 0 | N | N
HUGHES BROTHERS | B832-8 | Y | HUGHES BROTHERS , B832-8 | JEA TRANSMISSION | CSC Stores | 5.01 | 2001-12-11 10:18 | John | 5 | 0 | N | N
HUGHES BROTHERS | B832-8 | Y | HUGHES BROTHERS , B832-8 |  |  | 6.42 | 2001-12-11 10:18 | John | 5 | 0 | N | N
HUGHES BROTHERS | B832-8 | Y | HUGHES BROTHERS , B832-8 |  |  | 9.08 | 2001-12-11 10:18 | John | 5 | 0 | N | N
HUGHES BROTHERS | B832-8 | Y | HUGHES BROTHERS , B832-8 |  |  | 11.69 | 2001-12-11 10:18 | John | 5 | 0 | N | N
HUGHES BROTHERS | B832-8 | Y | HUGHES BROTHERS , B832-8 |  |  | 13.43 | 2001-12-11 10:18 | John | 5 | 0 | N | N
HUGHES BROTHERS | B832-8 | Y | HUGHES BROTHERS , B832-8 |  |  | 16.72 | 2001-12-11 10:18 | John | 5 | 0 | N | N
HUGHES BROTHERS | B832-8 | Y | HUGHES BROTHERS , B832-8 |  |  | 20.54 | 2001-12-11 10:18 | John | 5 | 0 | N | N
STEEL CITY | SC14128BG | Y | STEEL CITY , SC14128BG | JEA TRANSMISSION | CSC Stores | 5.01 | 2001-12-11 10:18 | John | 5 | 0 | N | N
STEEL CITY | SC14128BG | Y | STEEL CITY , SC14128BG |  |  | 6.42 | 2001-12-11 10:18 | John | 5 | 0 | N | N
STEEL CITY | SC14128BG | Y | STEEL CITY , SC14128BG |  |  | 9.08 | 2001-12-11 10:18 | John | 5 | 0 | N | N
STEEL CITY | SC14128BG | Y | STEEL CITY , SC14128BG |  |  | 11.69 | 2001-12-11 10:18 | John | 5 | 0 | N | N
STEEL CITY | SC14128BG | Y | STEEL CITY , SC14128BG |  |  | 13.43 | 2001-12-11 10:18 | John | 5 | 0 | N | N
STEEL CITY | SC14128BG | Y | STEEL CITY , SC14128BG |  |  | 16.72 | 2001-12-11 10:18 | John | 5 | 0 | N | N
STEEL CITY | SC14128BG | Y | STEEL CITY , SC14128BG |  |  | 20.54 | 2001-12-11 10:18 | John | 5 | 0 | N | N
THREADED FASTENERS INC. | TF14128 | Y | THREADED FASTENERS INC. , TF14128 | JEA TRANSMISSION | CSC Stores | 5.01 | 2001-12-11 10:18 | John | 5 | 0 | N | N
THREADED FASTENERS INC. | TF14128 | Y | THREADED FASTENERS INC. , TF14128 |  |  | 6.42 | 2001-12-11 10:18 | John | 5 | 0 | N | N
THREADED FASTENERS INC. | TF14128 | Y | THREADED FASTENERS INC. , TF14128 |  |  | 9.08 | 2001-12-11 10:18 | John | 5 | 0 | N | N
THREADED FASTENERS INC. | TF14128 | Y | THREADED FASTENERS INC. , TF14128 |  |  | 11.69 | 2001-12-11 10:18 | John | 5 | 0 | N | N
THREADED FASTENERS INC. | TF14128 | Y | THREADED FASTENERS INC. , TF14128 |  |  | 13.43 | 2001-12-11 10:18 | John | 5 | 0 | N | N
THREADED FASTENERS INC. | TF14128 | Y | THREADED FASTENERS INC. , TF14128 |  |  | 16.72 | 2001-12-11 10:18 | John | 5 | 0 | N | N
THREADED FASTENERS INC. | TF14128 | Y | THREADED FASTENERS INC. , TF14128 |  |  | 20.54 | 2001-12-11 10:18 | John | 5 | 0 | N | N
ALLIED BOLT, INC. | 8612-5 | Y | ALLIED BOLT, INC. , 8612-5 | JEA GENERATION | CSC Stores | 5.85 | 2001-12-11 10:18 | Anjanece | 8 | 0 | N | N
ALLIED BOLT, INC. | 8612-5 | Y | ALLIED BOLT, INC. , 8612-5 |  |  | 8.76 | 2001-12-11 10:18 | Anjanece | 8 | 0 | N | N
ALLIED BOLT, INC. | 8612-5 | Y | ALLIED BOLT, INC. , 8612-5 |  |  | 11.64 | 2001-12-11 10:18 | Anjanece | 8 | 0 | N | N
ALLIED BOLT, INC. | 8612-5 | Y | ALLIED BOLT, INC. , 8612-5 |  |  | 17.48 | 2001-12-11 10:18 | Anjanece | 8 | 0 | N | N
HUBBELL POWER SYSTEMS, INC. | PSSB783600 | Y | HUBBELL POWER SYSTEMS, INC. , PSSB783600 | JEA GENERATION | CSC Stores | 5.85 | 2001-12-11 10:18 | Anjanece | 8 | 0 | N | N
HUBBELL POWER SYSTEMS, INC. | PSSB783600 | Y | HUBBELL POWER SYSTEMS, INC. , PSSB783600 |  |  | 8.76 | 2001-12-11 10:18 | Anjanece | 8 | 0 | N | N
HUBBELL POWER SYSTEMS, INC. | PSSB783600 | Y | HUBBELL POWER SYSTEMS, INC. , PSSB783600 |  |  | 11.64 | 2001-12-11 10:18 | Anjanece | 8 | 0 | N | N
HUBBELL POWER SYSTEMS, INC. | PSSB783600 | Y | HUBBELL POWER SYSTEMS, INC. , PSSB783600 |  |  | 17.48 | 2001-12-11 10:18 | Anjanece | 8 | 0 | N | N
HUGHES BROTHERS | B836-8 | Y | HUGHES BROTHERS , B836-8 | JEA GENERATION | CSC Stores | 5.85 | 2001-12-11 10:18 | Anjanece | 8 | 0 | N | N
HUGHES BROTHERS | B836-8 | Y | HUGHES BROTHERS , B836-8 |  |  | 8.76 | 2001-12-11 10:18 | Anjanece | 8 | 0 | N | N
HUGHES BROTHERS | B836-8 | Y | HUGHES BROTHERS , B836-8 |  |  | 11.64 | 2001-12-11 10:18 | Anjanece | 8 | 0 | N | N
HUGHES BROTHERS | B836-8 | Y | HUGHES BROTHERS , B836-8 |  |  | 17.48 | 2001-12-11 10:18 | Anjanece | 8 | 0 | N | N
STEEL CITY | SC14144BG | Y | STEEL CITY , SC14144BG | JEA GENERATION | CSC Stores | 5.85 | 2001-12-11 10:18 | Anjanece | 8 | 0 | N | N
STEEL CITY | SC14144BG | Y | STEEL CITY , SC14144BG |  |  | 8.76 | 2001-12-11 10:18 | Anjanece | 8 | 0 | N | N
STEEL CITY | SC14144BG | Y | STEEL CITY , SC14144BG |  |  | 11.64 | 2001-12-11 10:18 | Anjanece | 8 | 0 | N | N
STEEL CITY | SC14144BG | Y | STEEL CITY , SC14144BG |  |  | 17.48 | 2001-12-11 10:18 | Anjanece | 8 | 0 | N | N
THREADED FASTENERS INC. | TF14144 | Y | THREADED FASTENERS INC. , TF14144 | JEA GENERATION | CSC Stores | 5.85 | 2001-12-11 10:18 | Anjanece | 8 | 0 | N | N
THREADED FASTENERS INC. | TF14144 | Y | THREADED FASTENERS INC. , TF14144 |  |  | 8.76 | 2001-12-11 10:18 | Anjanece | 8 | 0 | N | N
THREADED FASTENERS INC. | TF14144 | Y | THREADED FASTENERS INC. , TF14144 |  |  | 11.64 | 2001-12-11 10:18 | Anjanece | 8 | 0 | N | N
THREADED FASTENERS INC. | TF14144 | Y | THREADED FASTENERS INC. , TF14144 |  |  | 17.48 | 2001-12-11 10:18 | Anjanece | 8 | 0 | N | N
VICTORY BOLT & SPECIALTY INC. | 78940 SQMB HDG W/NUT | Y | VICTORY BOLT & SPECIALTY INC. , 78940 SQMB HDG W/NUT | JEA TRANSMISSION | CSC Stores | 0 | 2019-03-04 10:03 | John | 1 | 0 | N | N
VICTORY BOLT & SPECIALTY INC. | 78940 SQMB HDG W/NUT | Y | VICTORY BOLT & SPECIALTY INC. , 78940 SQMB HDG W/NUT |  |  | 31.51 | 2019-03-04 10:03 | John | 1 | 0 | N | N
VICTORY BOLT & SPECIALTY INC. | 78940 SQMB HDG W/NUT | Y | VICTORY BOLT & SPECIALTY INC. , 78940 SQMB HDG W/NUT |  |  | 47.26 | 2019-03-04 10:03 | John | 1 | 0 | N | N
VICTORY BOLT & SPECIALTY INC. | 78940 SQMB HDG W/NUT | Y | VICTORY BOLT & SPECIALTY INC. , 78940 SQMB HDG W/NUT |  |  | 96.09 | 2019-03-04 10:03 | John | 1 | 0 | N | N
VICTORY BOLT & SPECIALTY INC. | 78944 SQMB HDG W/NUT | Y | VICTORY BOLT & SPECIALTY INC. , 78944 SQMB HDG W/NUT | JEA TRANSMISSION | CSC Stores | 0 | 2019-03-04 10:59 | John | 1 | 0 | N | N
VICTORY BOLT & SPECIALTY INC. | 78944 SQMB HDG W/NUT | Y | VICTORY BOLT & SPECIALTY INC. , 78944 SQMB HDG W/NUT |  |  | 33.04 | 2019-03-04 10:59 | John | 1 | 0 | N | N
VICTORY BOLT & SPECIALTY INC. | 78944 SQMB HDG W/NUT | Y | VICTORY BOLT & SPECIALTY INC. , 78944 SQMB HDG W/NUT |  |  | 48.85 | 2019-03-04 10:59 | John | 1 | 0 | N | N
VICTORY BOLT & SPECIALTY INC. | 78944 SQMB HDG W/NUT | Y | VICTORY BOLT & SPECIALTY INC. , 78944 SQMB HDG W/NUT |  |  | 97.15 | 2019-03-04 10:59 | John | 1 | 0 | N | N
VICTORY BOLT & SPECIALTY INC. | 78944 SQMB HDG W/NUT | Y | VICTORY BOLT & SPECIALTY INC. , 78944 SQMB HDG W/NUT |  |  | 132.21 | 2019-03-04 10:59 | John | 1 | 0 | N | N
VICTORY BOLT & SPECIALTY INC. | 1836 SQMB HDG W/NUT | Y | VICTORY BOLT & SPECIALTY INC. , 1836 SQMB HDG W/NUT | JEA TRANSMISSION | CSC Stores | 0 | 2019-03-04 12:01 | John | 1 | 0 | N | N
VICTORY BOLT & SPECIALTY INC. | 1836 SQMB HDG W/NUT | Y | VICTORY BOLT & SPECIALTY INC. , 1836 SQMB HDG W/NUT |  |  | 35.74 | 2019-03-04 12:01 | John | 1 | 0 | N | N
VICTORY BOLT & SPECIALTY INC. | 1836 SQMB HDG W/NUT | Y | VICTORY BOLT & SPECIALTY INC. , 1836 SQMB HDG W/NUT |  |  | 50.96 | 2019-03-04 12:01 | John | 1 | 0 | N | N
VICTORY BOLT & SPECIALTY INC. | 1836 SQMB HDG W/NUT | Y | VICTORY BOLT & SPECIALTY INC. , 1836 SQMB HDG W/NUT |  |  | 108.14 | 2019-03-04 12:01 | John | 1 | 0 | N | N
VICTORY BOLT & SPECIALTY INC. | 1838 SQMB HDG W/NUT | Y | VICTORY BOLT & SPECIALTY INC. , 1838 SQMB HDG W/NUT | JEA TRANSMISSION | CSC Stores | 0 | 2019-03-04 12:53 | John | 1 | 0 | N | N
VICTORY BOLT & SPECIALTY INC. | 1838 SQMB HDG W/NUT | Y | VICTORY BOLT & SPECIALTY INC. , 1838 SQMB HDG W/NUT |  |  | 36.72 | 2019-03-04 12:53 | John | 1 | 0 | N | N
VICTORY BOLT & SPECIALTY INC. | 1838 SQMB HDG W/NUT | Y | VICTORY BOLT & SPECIALTY INC. , 1838 SQMB HDG W/NUT |  |  | 52.11 | 2019-03-04 12:53 | John | 1 | 0 | N | N
VICTORY BOLT & SPECIALTY INC. | 1838 SQMB HDG W/NUT | Y | VICTORY BOLT & SPECIALTY INC. , 1838 SQMB HDG W/NUT |  |  | 77.06 | 2019-03-04 12:53 | John | 1 | 0 | N | N
VICTORY BOLT & SPECIALTY INC. | 1838 SQMB HDG W/NUT | Y | VICTORY BOLT & SPECIALTY INC. , 1838 SQMB HDG W/NUT |  |  | 82.06 | 2019-03-04 12:53 | John | 1 | 0 | N | N
VICTORY BOLT & SPECIALTY INC. | 1840 SQMB HDG W/NUT | Y | VICTORY BOLT & SPECIALTY INC. , 1840 SQMB HDG W/NUT | JEA TRANSMISSION | CSC Stores | 0 | 2019-03-04 14:11 | John | 1 | 0 | N | N
VICTORY BOLT & SPECIALTY INC. | 1840 SQMB HDG W/NUT | Y | VICTORY BOLT & SPECIALTY INC. , 1840 SQMB HDG W/NUT |  |  | 37.82 | 2019-03-04 14:11 | John | 1 | 0 | N | N
VICTORY BOLT & SPECIALTY INC. | 1840 SQMB HDG W/NUT | Y | VICTORY BOLT & SPECIALTY INC. , 1840 SQMB HDG W/NUT |  |  | 53.83 | 2019-03-04 14:11 | John | 1 | 0 | N | N
VICTORY BOLT & SPECIALTY INC. | 1840 SQMB HDG W/NUT | Y | VICTORY BOLT & SPECIALTY INC. , 1840 SQMB HDG W/NUT |  |  | 120.44 | 2019-03-04 14:11 | John | 1 | 0 | N | N
VICTORY BOLT & SPECIALTY INC. | 1842 SQMB HDG W/NUT | Y | VICTORY BOLT & SPECIALTY INC. , 1842 SQMB HDG W/NUT | JEA TRANSMISSION | CSC Stores | 38.8 | 2019-03-05 08:37 | John | 1 | 0 | N | N
VICTORY BOLT & SPECIALTY INC. | 1842 SQMB HDG W/NUT | Y | VICTORY BOLT & SPECIALTY INC. , 1842 SQMB HDG W/NUT |  |  | 53.83 | 2019-03-05 08:37 | John | 1 | 0 | N | N
VICTORY BOLT & SPECIALTY INC. | 1844 SQMB HDG W/NUT | Y | VICTORY BOLT & SPECIALTY INC. , 1844 SQMB HDG W/NUT | JEA TRANSMISSION | CSC Stores | 39.89 | 2019-03-05 10:43 | John | 1 | 0 | N | N
VICTORY BOLT & SPECIALTY INC. | 1844 SQMB HDG W/NUT | Y | VICTORY BOLT & SPECIALTY INC. , 1844 SQMB HDG W/NUT |  |  | 55.99 | 2019-03-05 10:43 | John | 1 | 0 | N | N
CMC/BARFIELD MANUFACTURING | SHA200 | Y | CMC/BARFIELD MANUFACTURING , SHA200 | JEA UNDERGROUND DISTRIBUTION | CSC Stores | 2.47 | 1998-11-10 | Anjanece | 10 | 0 | N | N
CMC/BARFIELD MANUFACTURING | SHA200 | Y | CMC/BARFIELD MANUFACTURING , SHA200 |  |  | 2.48 | 1998-11-10 | Anjanece | 10 | 0 | N | N
CMC/BARFIELD MANUFACTURING | SHA200 | Y | CMC/BARFIELD MANUFACTURING , SHA200 |  |  | 2.51 | 1998-11-10 | Anjanece | 10 | 0 | N | N
CMC/BARFIELD MANUFACTURING | SHA200 | Y | CMC/BARFIELD MANUFACTURING , SHA200 |  |  | 2.57 | 1998-11-10 | Anjanece | 10 | 0 | N | N
CMC/BARFIELD MANUFACTURING | SHA200 | Y | CMC/BARFIELD MANUFACTURING , SHA200 |  |  | 2.7 | 1998-11-10 | Anjanece | 10 | 0 | N | N
CMC/BARFIELD MANUFACTURING | SHA200 | Y | CMC/BARFIELD MANUFACTURING , SHA200 |  |  | 3.46 | 1998-11-10 | Anjanece | 10 | 0 | N | N
CMC/BARFIELD MANUFACTURING | SHA200 | Y | CMC/BARFIELD MANUFACTURING , SHA200 |  |  | 3.74 | 1998-11-10 | Anjanece | 10 | 0 | N | N
CMC/BARFIELD MANUFACTURING | SHA200 | Y | CMC/BARFIELD MANUFACTURING , SHA200 |  |  | 3.79 | 1998-11-10 | Anjanece | 10 | 0 | N | N
CMC/BARFIELD MANUFACTURING | SHA200 | Y | CMC/BARFIELD MANUFACTURING , SHA200 |  |  | 3.84 | 1998-11-10 | Anjanece | 10 | 0 | N | N
CMC/BARFIELD MANUFACTURING | SHA200 | Y | CMC/BARFIELD MANUFACTURING , SHA200 |  |  | 3.85 | 1998-11-10 | Anjanece | 10 | 0 | N | N
CMC/BARFIELD MANUFACTURING | SHA200 | Y | CMC/BARFIELD MANUFACTURING , SHA200 |  |  | 3.86 | 1998-11-10 | Anjanece | 10 | 0 | N | N
CMC/BARFIELD MANUFACTURING | SHA200 | Y | CMC/BARFIELD MANUFACTURING , SHA200 |  |  | 4.02 | 1998-11-10 | Anjanece | 10 | 0 | N | N
CMC/BARFIELD MANUFACTURING | SHA200 | Y | CMC/BARFIELD MANUFACTURING , SHA200 |  | Storm Stores | 2.51 | 2018-04-16 10:08 | Anjanece |  | 0 | N | N
CMC/BARFIELD MANUFACTURING | SHA200 | Y | CMC/BARFIELD MANUFACTURING , SHA200 |  |  | 4.15 | 2018-04-16 10:08 | Anjanece |  | 0 | N | N
CMC/BARFIELD MANUFACTURING | SHA200 | Y | CMC/BARFIELD MANUFACTURING , SHA200 |  |  | 4.19 | 2018-04-16 10:08 | Anjanece |  | 0 | N | N
CMC/BARFIELD MANUFACTURING | SHA200 | Y | CMC/BARFIELD MANUFACTURING , SHA200 |  |  | 4.29 | 2018-04-16 10:08 | Anjanece |  | 0 | N | N
CMC/BARFIELD MANUFACTURING | SHA200 | Y | CMC/BARFIELD MANUFACTURING , SHA200 |  |  | 4.46 | 2018-04-16 10:08 | Anjanece |  | 0 | N | N
CMC/BARFIELD MANUFACTURING | SHA200 | Y | CMC/BARFIELD MANUFACTURING , SHA200 |  |  | 4.58 | 2018-04-16 10:08 | Anjanece |  | 0 | N | N
CMC/BARFIELD MANUFACTURING | SHA200 | Y | CMC/BARFIELD MANUFACTURING , SHA200 |  |  | 4.6 | 2018-04-16 10:08 | Anjanece |  | 0 | N | N
CMC/BARFIELD MANUFACTURING | SHA200 | Y | CMC/BARFIELD MANUFACTURING , SHA200 |  |  | 4.76 | 2018-04-16 10:08 | Anjanece |  | 0 | N | N
CMC/BARFIELD MANUFACTURING | SHA200 | Y | CMC/BARFIELD MANUFACTURING , SHA200 |  |  | 4.81 | 2018-04-16 10:08 | Anjanece |  | 0 | N | N
ERITECH SPECIALTY PRODUCTS | SHA-200 | Y | ERITECH SPECIALTY PRODUCTS , SHA-200 | JEA UNDERGROUND DISTRIBUTION | CSC Stores | 2.47 | 1998-11-10 | Anjanece | 10 | 0 | N | N
ERITECH SPECIALTY PRODUCTS | SHA-200 | Y | ERITECH SPECIALTY PRODUCTS , SHA-200 |  |  | 2.48 | 1998-11-10 | Anjanece | 10 | 0 | N | N
ERITECH SPECIALTY PRODUCTS | SHA-200 | Y | ERITECH SPECIALTY PRODUCTS , SHA-200 |  |  | 2.51 | 1998-11-10 | Anjanece | 10 | 0 | N | N
ERITECH SPECIALTY PRODUCTS | SHA-200 | Y | ERITECH SPECIALTY PRODUCTS , SHA-200 |  |  | 2.57 | 1998-11-10 | Anjanece | 10 | 0 | N | N
ERITECH SPECIALTY PRODUCTS | SHA-200 | Y | ERITECH SPECIALTY PRODUCTS , SHA-200 |  |  | 2.7 | 1998-11-10 | Anjanece | 10 | 0 | N | N
ERITECH SPECIALTY PRODUCTS | SHA-200 | Y | ERITECH SPECIALTY PRODUCTS , SHA-200 |  |  | 3.46 | 1998-11-10 | Anjanece | 10 | 0 | N | N
ERITECH SPECIALTY PRODUCTS | SHA-200 | Y | ERITECH SPECIALTY PRODUCTS , SHA-200 |  |  | 3.74 | 1998-11-10 | Anjanece | 10 | 0 | N | N
ERITECH SPECIALTY PRODUCTS | SHA-200 | Y | ERITECH SPECIALTY PRODUCTS , SHA-200 |  |  | 3.79 | 1998-11-10 | Anjanece | 10 | 0 | N | N
ERITECH SPECIALTY PRODUCTS | SHA-200 | Y | ERITECH SPECIALTY PRODUCTS , SHA-200 |  |  | 3.84 | 1998-11-10 | Anjanece | 10 | 0 | N | N
ERITECH SPECIALTY PRODUCTS | SHA-200 | Y | ERITECH SPECIALTY PRODUCTS , SHA-200 |  |  | 3.85 | 1998-11-10 | Anjanece | 10 | 0 | N | N
ERITECH SPECIALTY PRODUCTS | SHA-200 | Y | ERITECH SPECIALTY PRODUCTS , SHA-200 |  |  | 3.86 | 1998-11-10 | Anjanece | 10 | 0 | N | N
ERITECH SPECIALTY PRODUCTS | SHA-200 | Y | ERITECH SPECIALTY PRODUCTS , SHA-200 |  |  | 4.02 | 1998-11-10 | Anjanece | 10 | 0 | N | N
ERITECH SPECIALTY PRODUCTS | SHA-200 | Y | ERITECH SPECIALTY PRODUCTS , SHA-200 |  | Storm Stores | 2.51 | 2018-04-16 10:08 | Anjanece |  | 0 | N | N
ERITECH SPECIALTY PRODUCTS | SHA-200 | Y | ERITECH SPECIALTY PRODUCTS , SHA-200 |  |  | 4.15 | 2018-04-16 10:08 | Anjanece |  | 0 | N | N
ERITECH SPECIALTY PRODUCTS | SHA-200 | Y | ERITECH SPECIALTY PRODUCTS , SHA-200 |  |  | 4.19 | 2018-04-16 10:08 | Anjanece |  | 0 | N | N
ERITECH SPECIALTY PRODUCTS | SHA-200 | Y | ERITECH SPECIALTY PRODUCTS , SHA-200 |  |  | 4.29 | 2018-04-16 10:08 | Anjanece |  | 0 | N | N
ERITECH SPECIALTY PRODUCTS | SHA-200 | Y | ERITECH SPECIALTY PRODUCTS , SHA-200 |  |  | 4.46 | 2018-04-16 10:08 | Anjanece |  | 0 | N | N
ERITECH SPECIALTY PRODUCTS | SHA-200 | Y | ERITECH SPECIALTY PRODUCTS , SHA-200 |  |  | 4.58 | 2018-04-16 10:08 | Anjanece |  | 0 | N | N
ERITECH SPECIALTY PRODUCTS | SHA-200 | Y | ERITECH SPECIALTY PRODUCTS , SHA-200 |  |  | 4.6 | 2018-04-16 10:08 | Anjanece |  | 0 | N | N
ERITECH SPECIALTY PRODUCTS | SHA-200 | Y | ERITECH SPECIALTY PRODUCTS , SHA-200 |  |  | 4.76 | 2018-04-16 10:08 | Anjanece |  | 0 | N | N
ERITECH SPECIALTY PRODUCTS | SHA-200 | Y | ERITECH SPECIALTY PRODUCTS , SHA-200 |  |  | 4.81 | 2018-04-16 10:08 | Anjanece |  | 0 | N | N
HD SUPPLY | HDSBOLTE001 | Y | HD SUPPLY , HDSBOLTE001 | JEA UNDERGROUND DISTRIBUTION | CSC Stores | 2.47 | 1998-11-10 | Anjanece | 10 | 0 | N | N
HD SUPPLY | HDSBOLTE001 | Y | HD SUPPLY , HDSBOLTE001 |  |  | 2.48 | 1998-11-10 | Anjanece | 10 | 0 | N | N
HD SUPPLY | HDSBOLTE001 | Y | HD SUPPLY , HDSBOLTE001 |  |  | 2.51 | 1998-11-10 | Anjanece | 10 | 0 | N | N
HD SUPPLY | HDSBOLTE001 | Y | HD SUPPLY , HDSBOLTE001 |  |  | 2.57 | 1998-11-10 | Anjanece | 10 | 0 | N | N
HD SUPPLY | HDSBOLTE001 | Y | HD SUPPLY , HDSBOLTE001 |  |  | 2.7 | 1998-11-10 | Anjanece | 10 | 0 | N | N
HD SUPPLY | HDSBOLTE001 | Y | HD SUPPLY , HDSBOLTE001 |  |  | 3.46 | 1998-11-10 | Anjanece | 10 | 0 | N | N
HD SUPPLY | HDSBOLTE001 | Y | HD SUPPLY , HDSBOLTE001 |  |  | 3.74 | 1998-11-10 | Anjanece | 10 | 0 | N | N
HD SUPPLY | HDSBOLTE001 | Y | HD SUPPLY , HDSBOLTE001 |  |  | 3.79 | 1998-11-10 | Anjanece | 10 | 0 | N | N
HD SUPPLY | HDSBOLTE001 | Y | HD SUPPLY , HDSBOLTE001 |  |  | 3.84 | 1998-11-10 | Anjanece | 10 | 0 | N | N
HD SUPPLY | HDSBOLTE001 | Y | HD SUPPLY , HDSBOLTE001 |  |  | 3.85 | 1998-11-10 | Anjanece | 10 | 0 | N | N
HD SUPPLY | HDSBOLTE001 | Y | HD SUPPLY , HDSBOLTE001 |  |  | 3.86 | 1998-11-10 | Anjanece | 10 | 0 | N | N
HD SUPPLY | HDSBOLTE001 | Y | HD SUPPLY , HDSBOLTE001 |  |  | 4.02 | 1998-11-10 | Anjanece | 10 | 0 | N | N
HD SUPPLY | HDSBOLTE001 | Y | HD SUPPLY , HDSBOLTE001 |  | Storm Stores | 2.51 | 2018-04-16 10:08 | Anjanece |  | 0 | N | N
HD SUPPLY | HDSBOLTE001 | Y | HD SUPPLY , HDSBOLTE001 |  |  | 4.15 | 2018-04-16 10:08 | Anjanece |  | 0 | N | N
HD SUPPLY | HDSBOLTE001 | Y | HD SUPPLY , HDSBOLTE001 |  |  | 4.19 | 2018-04-16 10:08 | Anjanece |  | 0 | N | N
HD SUPPLY | HDSBOLTE001 | Y | HD SUPPLY , HDSBOLTE001 |  |  | 4.29 | 2018-04-16 10:08 | Anjanece |  | 0 | N | N
HD SUPPLY | HDSBOLTE001 | Y | HD SUPPLY , HDSBOLTE001 |  |  | 4.46 | 2018-04-16 10:08 | Anjanece |  | 0 | N | N
HD SUPPLY | HDSBOLTE001 | Y | HD SUPPLY , HDSBOLTE001 |  |  | 4.58 | 2018-04-16 10:08 | Anjanece |  | 0 | N | N
HD SUPPLY | HDSBOLTE001 | Y | HD SUPPLY , HDSBOLTE001 |  |  | 4.6 | 2018-04-16 10:08 | Anjanece |  | 0 | N | N
HD SUPPLY | HDSBOLTE001 | Y | HD SUPPLY , HDSBOLTE001 |  |  | 4.76 | 2018-04-16 10:08 | Anjanece |  | 0 | N | N
HD SUPPLY | HDSBOLTE001 | Y | HD SUPPLY , HDSBOLTE001 |  |  | 4.81 | 2018-04-16 10:08 | Anjanece |  | 0 | N | N
THREADED FASTENERS INC. | TFKIT#2 | Y | THREADED FASTENERS INC. , TFKIT#2 | JEA UNDERGROUND DISTRIBUTION | CSC Stores | 2.47 | 1998-11-10 | Anjanece | 10 | 0 | N | N
THREADED FASTENERS INC. | TFKIT#2 | Y | THREADED FASTENERS INC. , TFKIT#2 |  |  | 2.48 | 1998-11-10 | Anjanece | 10 | 0 | N | N
THREADED FASTENERS INC. | TFKIT#2 | Y | THREADED FASTENERS INC. , TFKIT#2 |  |  | 2.51 | 1998-11-10 | Anjanece | 10 | 0 | N | N
THREADED FASTENERS INC. | TFKIT#2 | Y | THREADED FASTENERS INC. , TFKIT#2 |  |  | 2.57 | 1998-11-10 | Anjanece | 10 | 0 | N | N
THREADED FASTENERS INC. | TFKIT#2 | Y | THREADED FASTENERS INC. , TFKIT#2 |  |  | 2.7 | 1998-11-10 | Anjanece | 10 | 0 | N | N
THREADED FASTENERS INC. | TFKIT#2 | Y | THREADED FASTENERS INC. , TFKIT#2 |  |  | 3.46 | 1998-11-10 | Anjanece | 10 | 0 | N | N
THREADED FASTENERS INC. | TFKIT#2 | Y | THREADED FASTENERS INC. , TFKIT#2 |  |  | 3.74 | 1998-11-10 | Anjanece | 10 | 0 | N | N
THREADED FASTENERS INC. | TFKIT#2 | Y | THREADED FASTENERS INC. , TFKIT#2 |  |  | 3.79 | 1998-11-10 | Anjanece | 10 | 0 | N | N
THREADED FASTENERS INC. | TFKIT#2 | Y | THREADED FASTENERS INC. , TFKIT#2 |  |  | 3.84 | 1998-11-10 | Anjanece | 10 | 0 | N | N
THREADED FASTENERS INC. | TFKIT#2 | Y | THREADED FASTENERS INC. , TFKIT#2 |  |  | 3.85 | 1998-11-10 | Anjanece | 10 | 0 | N | N
THREADED FASTENERS INC. | TFKIT#2 | Y | THREADED FASTENERS INC. , TFKIT#2 |  |  | 3.86 | 1998-11-10 | Anjanece | 10 | 0 | N | N
THREADED FASTENERS INC. | TFKIT#2 | Y | THREADED FASTENERS INC. , TFKIT#2 |  |  | 4.02 | 1998-11-10 | Anjanece | 10 | 0 | N | N
THREADED FASTENERS INC. | TFKIT#2 | Y | THREADED FASTENERS INC. , TFKIT#2 |  | Storm Stores | 2.51 | 2018-04-16 10:08 | Anjanece |  | 0 | N | N
THREADED FASTENERS INC. | TFKIT#2 | Y | THREADED FASTENERS INC. , TFKIT#2 |  |  | 4.15 | 2018-04-16 10:08 | Anjanece |  | 0 | N | N
THREADED FASTENERS INC. | TFKIT#2 | Y | THREADED FASTENERS INC. , TFKIT#2 |  |  | 4.19 | 2018-04-16 10:08 | Anjanece |  | 0 | N | N
THREADED FASTENERS INC. | TFKIT#2 | Y | THREADED FASTENERS INC. , TFKIT#2 |  |  | 4.29 | 2018-04-16 10:08 | Anjanece |  | 0 | N | N
THREADED FASTENERS INC. | TFKIT#2 | Y | THREADED FASTENERS INC. , TFKIT#2 |  |  | 4.46 | 2018-04-16 10:08 | Anjanece |  | 0 | N | N
THREADED FASTENERS INC. | TFKIT#2 | Y | THREADED FASTENERS INC. , TFKIT#2 |  |  | 4.58 | 2018-04-16 10:08 | Anjanece |  | 0 | N | N
THREADED FASTENERS INC. | TFKIT#2 | Y | THREADED FASTENERS INC. , TFKIT#2 |  |  | 4.6 | 2018-04-16 10:08 | Anjanece |  | 0 | N | N
THREADED FASTENERS INC. | TFKIT#2 | Y | THREADED FASTENERS INC. , TFKIT#2 |  |  | 4.76 | 2018-04-16 10:08 | Anjanece |  | 0 | N | N
THREADED FASTENERS INC. | TFKIT#2 | Y | THREADED FASTENERS INC. , TFKIT#2 |  |  | 4.81 | 2018-04-16 10:08 | Anjanece |  | 0 | N | N
BURNDY CORP. | TMH3010 | Y | BURNDY CORP. , TMH3010 | JEA OVERHEAD DISTRIBUTION | CSC Stores | 2.83 | 2008-04-04 09:10 | Anjanece | 10 | 0 | N | N
BURNDY CORP. | TMH3010 | Y | BURNDY CORP. , TMH3010 |  |  | 3.12 | 2008-04-04 09:10 | Anjanece | 10 | 0 | N | N
BURNDY CORP. | TMH3010 | Y | BURNDY CORP. , TMH3010 |  |  | 3.18 | 2008-04-04 09:10 | Anjanece | 10 | 0 | N | N
BURNDY CORP. | TMH3010 | Y | BURNDY CORP. , TMH3010 |  |  | 3.19 | 2008-04-04 09:10 | Anjanece | 10 | 0 | N | N
BURNDY CORP. | TMH3010 | Y | BURNDY CORP. , TMH3010 |  |  | 3.71 | 2008-04-04 09:10 | Anjanece | 10 | 0 | N | N
BURNDY CORP. | TMH3010 | Y | BURNDY CORP. , TMH3010 |  |  | 3.76 | 2008-04-04 09:10 | Anjanece | 10 | 0 | N | N
BURNDY CORP. | TMH3010 | Y | BURNDY CORP. , TMH3010 |  |  | 3.78 | 2008-04-04 09:10 | Anjanece | 10 | 0 | N | N
BURNDY CORP. | TMH3010 | Y | BURNDY CORP. , TMH3010 |  |  | 3.8 | 2008-04-04 09:10 | Anjanece | 10 | 0 | N | N
THREADED FASTENERS INC. | ORDER BY DESCRIPTION | Y | THREADED FASTENERS INC. , ORDER BY DESCRIPTION | JEA OVERHEAD DISTRIBUTION | CSC Stores | 2.83 | 2008-04-04 09:10 | Anjanece | 10 | 0 | N | N
THREADED FASTENERS INC. | ORDER BY DESCRIPTION | Y | THREADED FASTENERS INC. , ORDER BY DESCRIPTION |  |  | 3.12 | 2008-04-04 09:10 | Anjanece | 10 | 0 | N | N
THREADED FASTENERS INC. | ORDER BY DESCRIPTION | Y | THREADED FASTENERS INC. , ORDER BY DESCRIPTION |  |  | 3.18 | 2008-04-04 09:10 | Anjanece | 10 | 0 | N | N
THREADED FASTENERS INC. | ORDER BY DESCRIPTION | Y | THREADED FASTENERS INC. , ORDER BY DESCRIPTION |  |  | 3.19 | 2008-04-04 09:10 | Anjanece | 10 | 0 | N | N
THREADED FASTENERS INC. | ORDER BY DESCRIPTION | Y | THREADED FASTENERS INC. , ORDER BY DESCRIPTION |  |  | 3.71 | 2008-04-04 09:10 | Anjanece | 10 | 0 | N | N
THREADED FASTENERS INC. | ORDER BY DESCRIPTION | Y | THREADED FASTENERS INC. , ORDER BY DESCRIPTION |  |  | 3.76 | 2008-04-04 09:10 | Anjanece | 10 | 0 | N | N
THREADED FASTENERS INC. | ORDER BY DESCRIPTION | Y | THREADED FASTENERS INC. , ORDER BY DESCRIPTION |  |  | 3.78 | 2008-04-04 09:10 | Anjanece | 10 | 0 | N | N
THREADED FASTENERS INC. | ORDER BY DESCRIPTION | Y | THREADED FASTENERS INC. , ORDER BY DESCRIPTION |  |  | 3.8 | 2008-04-04 09:10 | Anjanece | 10 | 0 | N | N
BROOKS MFG. CO. | 412-C77-05023 | Y | BROOKS MFG. CO. , 412-C77-05023 | JEA TRANSMISSION | CSC Stores | 155.19 | 2001-12-11 10:21 | Anjanece | 10 | 0 | N | N
BROOKS MFG. CO. | 412-C77-05023 | Y | BROOKS MFG. CO. , 412-C77-05023 |  |  | 157.48 | 2001-12-11 10:21 | Anjanece | 10 | 0 | N | N
BROOKS MFG. CO. | 412-C77-05023 | Y | BROOKS MFG. CO. , 412-C77-05023 |  |  | 196.56 | 2001-12-11 10:21 | Anjanece | 10 | 0 | N | N
BROOKS MFG. CO. | 412-C77-05023 | Y | BROOKS MFG. CO. , 412-C77-05023 |  |  | 199.42 | 2001-12-11 10:21 | Anjanece | 10 | 0 | N | N
BROOKS MFG. CO. | 412-C77-05023 | Y | BROOKS MFG. CO. , 412-C77-05023 |  |  | 199.53 | 2001-12-11 10:21 | Anjanece | 10 | 0 | N | N
HUGHES BROTHERS | 2018AA64.8PR | Y | HUGHES BROTHERS , 2018AA64.8PR | JEA TRANSMISSION | CSC Stores | 155.19 | 2001-12-11 10:21 | Anjanece | 10 | 0 | N | N
HUGHES BROTHERS | 2018AA64.8PR | Y | HUGHES BROTHERS , 2018AA64.8PR |  |  | 157.48 | 2001-12-11 10:21 | Anjanece | 10 | 0 | N | N
HUGHES BROTHERS | 2018AA64.8PR | Y | HUGHES BROTHERS , 2018AA64.8PR |  |  | 196.56 | 2001-12-11 10:21 | Anjanece | 10 | 0 | N | N
HUGHES BROTHERS | 2018AA64.8PR | Y | HUGHES BROTHERS , 2018AA64.8PR |  |  | 199.42 | 2001-12-11 10:21 | Anjanece | 10 | 0 | N | N
HUGHES BROTHERS | 2018AA64.8PR | Y | HUGHES BROTHERS , 2018AA64.8PR |  |  | 199.53 | 2001-12-11 10:21 | Anjanece | 10 | 0 | N | N
BROOKS MFG. CO. | 412-C77-06036 | Y | BROOKS MFG. CO. , 412-C77-06036 | JEA TRANSMISSION | CSC Stores | 213.54 | 2001-12-11 10:22 | Anjanece | 10 | 0 | N | N
BROOKS MFG. CO. | 412-C77-06036 | Y | BROOKS MFG. CO. , 412-C77-06036 |  |  | 255.71 | 2001-12-11 10:22 | Anjanece | 10 | 0 | N | N
BROOKS MFG. CO. | 412-C77-06036 | Y | BROOKS MFG. CO. , 412-C77-06036 |  |  | 421.33 | 2001-12-11 10:22 | Anjanece | 10 | 0 | N | N
BROOKS MFG. CO. | 412-C77-06036 | Y | BROOKS MFG. CO. , 412-C77-06036 |  |  | 446.91 | 2001-12-11 10:22 | Anjanece | 10 | 0 | N | N
HUGHES BROTHERS | 2018AA75.7PR | Y | HUGHES BROTHERS , 2018AA75.7PR | JEA TRANSMISSION | CSC Stores | 213.54 | 2001-12-11 10:22 | Anjanece | 10 | 0 | N | N
HUGHES BROTHERS | 2018AA75.7PR | Y | HUGHES BROTHERS , 2018AA75.7PR |  |  | 255.71 | 2001-12-11 10:22 | Anjanece | 10 | 0 | N | N
HUGHES BROTHERS | 2018AA75.7PR | Y | HUGHES BROTHERS , 2018AA75.7PR |  |  | 421.33 | 2001-12-11 10:22 | Anjanece | 10 | 0 | N | N
HUGHES BROTHERS | 2018AA75.7PR | Y | HUGHES BROTHERS , 2018AA75.7PR |  |  | 446.91 | 2001-12-11 10:22 | Anjanece | 10 | 0 | N | N
ATLAS POWER PRODUCTS | APF-4529 | Y | ATLAS POWER PRODUCTS , APF-4529 | JEA OVERHEAD DISTRIBUTION | CSC Stores | 14.59 | 2001-12-11 10:22 | Anjanece | 50 | 0 | N | N
ATLAS POWER PRODUCTS | APF-4529 | Y | ATLAS POWER PRODUCTS , APF-4529 |  |  | 23.19 | 2001-12-11 10:22 | Anjanece | 50 | 0 | N | N
ATLAS POWER PRODUCTS | APF-4529 | Y | ATLAS POWER PRODUCTS , APF-4529 |  |  | 27.74 | 2001-12-11 10:22 | Anjanece | 50 | 0 | N | N
FLAGG (MIF) | FCB-26 | Y | FLAGG (MIF) , FCB-26 | JEA OVERHEAD DISTRIBUTION | CSC Stores | 14.59 | 2001-12-11 10:22 | Anjanece | 50 | 0 | N | N
FLAGG (MIF) | FCB-26 | Y | FLAGG (MIF) , FCB-26 |  |  | 23.19 | 2001-12-11 10:22 | Anjanece | 50 | 0 | N | N
FLAGG (MIF) | FCB-26 | Y | FLAGG (MIF) , FCB-26 |  |  | 27.74 | 2001-12-11 10:22 | Anjanece | 50 | 0 | N | N
HUGHES BROTHERS | CF-533-26 | Y | HUGHES BROTHERS , CF-533-26 | JEA OVERHEAD DISTRIBUTION | CSC Stores | 14.59 | 2001-12-11 10:22 | Anjanece | 50 | 0 | N | N
HUGHES BROTHERS | CF-533-26 | Y | HUGHES BROTHERS , CF-533-26 |  |  | 23.19 | 2001-12-11 10:22 | Anjanece | 50 | 0 | N | N
HUGHES BROTHERS | CF-533-26 | Y | HUGHES BROTHERS , CF-533-26 |  |  | 27.74 | 2001-12-11 10:22 | Anjanece | 50 | 0 | N | N
MACLEAN POWER SYSTEMS | CRB-29 | Y | MACLEAN POWER SYSTEMS , CRB-29 | JEA OVERHEAD DISTRIBUTION | CSC Stores | 14.59 | 2001-12-11 10:22 | Anjanece | 50 | 0 | N | N
MACLEAN POWER SYSTEMS | CRB-29 | Y | MACLEAN POWER SYSTEMS , CRB-29 |  |  | 23.19 | 2001-12-11 10:22 | Anjanece | 50 | 0 | N | N
MACLEAN POWER SYSTEMS | CRB-29 | Y | MACLEAN POWER SYSTEMS , CRB-29 |  |  | 27.74 | 2001-12-11 10:22 | Anjanece | 50 | 0 | N | N
PLP | FRB-29 | Y | PLP , FRB-29 | JEA OVERHEAD DISTRIBUTION | CSC Stores | 14.59 | 2001-12-11 10:22 | Anjanece | 50 | 0 | N | N
PLP | FRB-29 | Y | PLP , FRB-29 |  |  | 23.19 | 2001-12-11 10:22 | Anjanece | 50 | 0 | N | N
PLP | FRB-29 | Y | PLP , FRB-29 |  |  | 27.74 | 2001-12-11 10:22 | Anjanece | 50 | 0 | N | N
BROOKS MFG. CO. | 446-60-30 | Y | BROOKS MFG. CO. , 446-60-30 | JEA OVERHEAD DISTRIBUTION | CSC Stores | 23.1 | 2001-12-11 10:23 | Anjanece | 5 | 0 | N | N
BROOKS MFG. CO. | 446-60-30 | Y | BROOKS MFG. CO. , 446-60-30 |  |  | 26.13 | 2001-12-11 10:23 | Anjanece | 5 | 0 | N | N
BROOKS MFG. CO. | 446-60-30 | Y | BROOKS MFG. CO. , 446-60-30 |  |  | 33.77 | 2001-12-11 10:23 | Anjanece | 5 | 0 | N | N
HUGHES BROTHERS | 2045-D45-9-11 | Y | HUGHES BROTHERS , 2045-D45-9-11 | JEA OVERHEAD DISTRIBUTION | CSC Stores | 23.1 | 2001-12-11 10:23 | Anjanece | 5 | 0 | N | N
HUGHES BROTHERS | 2045-D45-9-11 | Y | HUGHES BROTHERS , 2045-D45-9-11 |  |  | 26.13 | 2001-12-11 10:23 | Anjanece | 5 | 0 | N | N
HUGHES BROTHERS | 2045-D45-9-11 | Y | HUGHES BROTHERS , 2045-D45-9-11 |  |  | 33.77 | 2001-12-11 10:23 | Anjanece | 5 | 0 | N | N
ABB POWER T & D | 196W0800XA w/ 1ZUA264308-BAA | Y | ABB POWER T & D , 196W0800XA w/ 1ZUA264308-BAA | JEA SUBSTATION | CSC Stores | 5865.83 | 1990-12-07 | John | 1 | 0 | N | N
ABB POWER T & D | 196W0800XA w/ 1ZUA264308-BAA | Y | ABB POWER T & D , 196W0800XA w/ 1ZUA264308-BAA |  |  | 7647.39 | 1990-12-07 | John | 1 | 0 | N | N
P-CORE | POC900G0800CPS | Y | P-CORE , POC900G0800CPS | JEA SUBSTATION | CSC Stores | 5865.83 | 1990-12-07 | John | 1 | 0 | N | N
P-CORE | POC900G0800CPS | Y | P-CORE , POC900G0800CPS |  |  | 7647.39 | 1990-12-07 | John | 1 | 0 | N | N
ABB POWER T & D | 196W1620UW | Y | ABB POWER T & D , 196W1620UW | JEA SUBSTATION | CSC Stores | 19822.22 | 1990-12-07 | John | 1 | 0 | N | N
ABB POWER T & D | 196W1620UW | Y | ABB POWER T & D , 196W1620UW |  |  | 20461.11 | 1990-12-07 | John | 1 | 0 | N | N
LAPP | B-67439-70 | Y | LAPP , B-67439-70 | JEA SUBSTATION | CSC Stores | 19822.22 | 1990-12-07 | John | 1 | 0 | N | N
LAPP | B-67439-70 | Y | LAPP , B-67439-70 |  |  | 20461.11 | 1990-12-07 | John | 1 | 0 | N | N
P-CORE | POC750G2500Z015 (MATCHES LAPP # B-67439-70) | Y | P-CORE , POC750G2500Z015 (MATCHES LAPP # B-67439-70) | JEA SUBSTATION | CSC Stores | 19822.22 | 1990-12-07 | John | 1 | 0 | N | N
P-CORE | POC750G2500Z015 (MATCHES LAPP # B-67439-70) | Y | P-CORE , POC750G2500Z015 (MATCHES LAPP # B-67439-70) |  |  | 20461.11 | 1990-12-07 | John | 1 | 0 | N | N
P-CORE | POC900G2500Z053 (MATCHES WH 77316D97G12 AND ABB 196W1620UW) | Y | P-CORE , POC900G2500Z053 (MATCHES WH 77316D97G12 AND ABB 196W1620UW) | JEA SUBSTATION | CSC Stores | 19822.22 | 1990-12-07 | John | 1 | 0 | N | N
P-CORE | POC900G2500Z053 (MATCHES WH 77316D97G12 AND ABB 196W1620UW) | Y | P-CORE , POC900G2500Z053 (MATCHES WH 77316D97G12 AND ABB 196W1620UW) |  |  | 20461.11 | 1990-12-07 | John | 1 | 0 | N | N
ABB POWER T & D | 138W0800AA | Y | ABB POWER T & D , 138W0800AA | JEA SUBSTATION | CSC Stores | 8465 | 2000-09-18 09:25 | John | 1 | 0 | N | N
P-CORE | POC650GO800S W/B-316597-02 | Y | P-CORE , POC650GO800S W/B-316597-02 | JEA SUBSTATION | CSC Stores | 8465 | 2000-09-18 09:25 | John | 1 | 0 | N | N
ABB POWER T & D | 069W2000UD | Y | ABB POWER T & D , 069W2000UD | JEA SUBSTATION | CSC Stores | 4432.57 | 1990-12-20 | John | 1 | 0 | N | N
P-CORE | B-88022-129-70 | Y | P-CORE , B-88022-129-70 | JEA SUBSTATION | CSC Stores | 4432.57 | 1990-12-20 | John | 1 | 0 | N | N
P-CORE | B-88022-308-70 MATCHES ABB # 069W2000UD | Y | P-CORE , B-88022-308-70 MATCHES ABB # 069W2000UD | JEA SUBSTATION | CSC Stores | 4432.57 | 1990-12-20 | John | 1 | 0 | N | N
ABB POWER T & D | 069W2000UN | Y | ABB POWER T & D , 069W2000UN | JEA SUBSTATION | CSC Stores | 7659.64 | 1990-12-20 | John | 1 | 0 | N | N
ABB POWER T & D | 069W2000UN | Y | ABB POWER T & D , 069W2000UN |  |  | 8787.32 | 1990-12-20 | John | 1 | 0 | N | N
ABB POWER T & D | 069W2000UN | Y | ABB POWER T & D , 069W2000UN |  |  | 9041.37 | 1990-12-20 | John | 1 | 0 | N | N
ABB POWER T & D | 069W2000UN | Y | ABB POWER T & D , 069W2000UN |  |  | 10686.59 | 1990-12-20 | John | 1 | 0 | N | N
ABB POWER T & D | 069W2000UN | Y | ABB POWER T & D , 069W2000UN |  |  | 10796.27 | 1990-12-20 | John | 1 | 0 | N | N
ABB POWER T & D | 069W2000UN | Y | ABB POWER T & D , 069W2000UN |  |  | 10921.62 | 1990-12-20 | John | 1 | 0 | N | N
ABB POWER T & D | 034T0040HC | Y | ABB POWER T & D , 034T0040HC | JEA SUBSTATION | CSC Stores | 4060 | 1990-12-11 | John | 1 | 0 | N | N
COOPER POWER SYSTEMS | 2637612C01M | Y | COOPER POWER SYSTEMS , 2637612C01M | JEA UNDERGROUND DISTRIBUTION | CSC Stores | 26.66 | 2001-12-11 10:57 | Anjanece | 50 | 0 | N | N
COOPER POWER SYSTEMS | 2637612C01M | Y | COOPER POWER SYSTEMS , 2637612C01M |  |  | 26.76 | 2001-12-11 10:57 | Anjanece | 50 | 0 | N | N
COOPER POWER SYSTEMS | 2637612C01M | Y | COOPER POWER SYSTEMS , 2637612C01M |  |  | 27.22 | 2001-12-11 10:57 | Anjanece | 50 | 0 | N | N
COOPER POWER SYSTEMS | 2637612C01M | Y | COOPER POWER SYSTEMS , 2637612C01M |  |  | 27.54 | 2001-12-11 10:57 | Anjanece | 50 | 0 | N | N
COOPER POWER SYSTEMS | 2637612C01M | Y | COOPER POWER SYSTEMS , 2637612C01M |  |  | 28.3 | 2001-12-11 10:57 | Anjanece | 50 | 0 | N | N
COOPER POWER SYSTEMS | 2637612C01M | Y | COOPER POWER SYSTEMS , 2637612C01M |  |  | 28.5 | 2001-12-11 10:57 | Anjanece | 50 | 0 | N | N
COOPER POWER SYSTEMS | 2637612C01M | Y | COOPER POWER SYSTEMS , 2637612C01M |  |  | 28.6 | 2001-12-11 10:57 | Anjanece | 50 | 0 | N | N
COOPER POWER SYSTEMS | 2637612C01M | Y | COOPER POWER SYSTEMS , 2637612C01M |  |  | 28.74 | 2001-12-11 10:57 | Anjanece | 50 | 0 | N | N
COOPER POWER SYSTEMS | 2637612C01M | Y | COOPER POWER SYSTEMS , 2637612C01M |  |  | 28.77 | 2001-12-11 10:57 | Anjanece | 50 | 0 | N | N
COOPER POWER SYSTEMS | 2637612C01M | Y | COOPER POWER SYSTEMS , 2637612C01M |  |  | 28.84 | 2001-12-11 10:57 | Anjanece | 50 | 0 | N | N
COOPER POWER SYSTEMS | 2637612C01M | Y | COOPER POWER SYSTEMS , 2637612C01M |  |  | 28.9 | 2001-12-11 10:57 | Anjanece | 50 | 0 | N | N
COOPER POWER SYSTEMS | 2637612C01M | Y | COOPER POWER SYSTEMS , 2637612C01M |  |  | 29.03 | 2001-12-11 10:57 | Anjanece | 50 | 0 | N | N
COOPER POWER SYSTEMS | 2637612C01M | Y | COOPER POWER SYSTEMS , 2637612C01M |  |  | 29.05 | 2001-12-11 10:57 | Anjanece | 50 | 0 | N | N
COOPER POWER SYSTEMS | 2637612C01M | Y | COOPER POWER SYSTEMS , 2637612C01M |  |  | 29.42 | 2001-12-11 10:57 | Anjanece | 50 | 0 | N | N
COOPER POWER SYSTEMS | 2637612C01M | Y | COOPER POWER SYSTEMS , 2637612C01M |  |  | 31.66 | 2001-12-11 10:57 | Anjanece | 50 | 0 | N | N
COOPER POWER SYSTEMS | 2637612C01M | Y | COOPER POWER SYSTEMS , 2637612C01M |  |  | 33.5 | 2001-12-11 10:57 | Anjanece | 50 | 0 | N | N
COOPER POWER SYSTEMS | LBI225 | Y | COOPER POWER SYSTEMS , LBI225 | JEA UNDERGROUND DISTRIBUTION | CSC Stores | 26.66 | 2001-12-11 10:57 | Anjanece | 50 | 0 | N | N
COOPER POWER SYSTEMS | LBI225 | Y | COOPER POWER SYSTEMS , LBI225 |  |  | 26.76 | 2001-12-11 10:57 | Anjanece | 50 | 0 | N | N
COOPER POWER SYSTEMS | LBI225 | Y | COOPER POWER SYSTEMS , LBI225 |  |  | 27.22 | 2001-12-11 10:57 | Anjanece | 50 | 0 | N | N
COOPER POWER SYSTEMS | LBI225 | Y | COOPER POWER SYSTEMS , LBI225 |  |  | 27.54 | 2001-12-11 10:57 | Anjanece | 50 | 0 | N | N
COOPER POWER SYSTEMS | LBI225 | Y | COOPER POWER SYSTEMS , LBI225 |  |  | 28.3 | 2001-12-11 10:57 | Anjanece | 50 | 0 | N | N
COOPER POWER SYSTEMS | LBI225 | Y | COOPER POWER SYSTEMS , LBI225 |  |  | 28.5 | 2001-12-11 10:57 | Anjanece | 50 | 0 | N | N
COOPER POWER SYSTEMS | LBI225 | Y | COOPER POWER SYSTEMS , LBI225 |  |  | 28.6 | 2001-12-11 10:57 | Anjanece | 50 | 0 | N | N
COOPER POWER SYSTEMS | LBI225 | Y | COOPER POWER SYSTEMS , LBI225 |  |  | 28.74 | 2001-12-11 10:57 | Anjanece | 50 | 0 | N | N
COOPER POWER SYSTEMS | LBI225 | Y | COOPER POWER SYSTEMS , LBI225 |  |  | 28.77 | 2001-12-11 10:57 | Anjanece | 50 | 0 | N | N
COOPER POWER SYSTEMS | LBI225 | Y | COOPER POWER SYSTEMS , LBI225 |  |  | 28.84 | 2001-12-11 10:57 | Anjanece | 50 | 0 | N | N
COOPER POWER SYSTEMS | LBI225 | Y | COOPER POWER SYSTEMS , LBI225 |  |  | 28.9 | 2001-12-11 10:57 | Anjanece | 50 | 0 | N | N
COOPER POWER SYSTEMS | LBI225 | Y | COOPER POWER SYSTEMS , LBI225 |  |  | 29.03 | 2001-12-11 10:57 | Anjanece | 50 | 0 | N | N
COOPER POWER SYSTEMS | LBI225 | Y | COOPER POWER SYSTEMS , LBI225 |  |  | 29.05 | 2001-12-11 10:57 | Anjanece | 50 | 0 | N | N
COOPER POWER SYSTEMS | LBI225 | Y | COOPER POWER SYSTEMS , LBI225 |  |  | 29.42 | 2001-12-11 10:57 | Anjanece | 50 | 0 | N | N
COOPER POWER SYSTEMS | LBI225 | Y | COOPER POWER SYSTEMS , LBI225 |  |  | 31.66 | 2001-12-11 10:57 | Anjanece | 50 | 0 | N | N
COOPER POWER SYSTEMS | LBI225 | Y | COOPER POWER SYSTEMS , LBI225 |  |  | 33.5 | 2001-12-11 10:57 | Anjanece | 50 | 0 | N | N
ELASTIMOLD | 2701-A4 | Y | ELASTIMOLD , 2701-A4 | JEA UNDERGROUND DISTRIBUTION | CSC Stores | 26.66 | 2001-12-11 10:57 | Anjanece | 50 | 0 | N | N
ELASTIMOLD | 2701-A4 | Y | ELASTIMOLD , 2701-A4 |  |  | 26.76 | 2001-12-11 10:57 | Anjanece | 50 | 0 | N | N
ELASTIMOLD | 2701-A4 | Y | ELASTIMOLD , 2701-A4 |  |  | 27.22 | 2001-12-11 10:57 | Anjanece | 50 | 0 | N | N
ELASTIMOLD | 2701-A4 | Y | ELASTIMOLD , 2701-A4 |  |  | 27.54 | 2001-12-11 10:57 | Anjanece | 50 | 0 | N | N
ELASTIMOLD | 2701-A4 | Y | ELASTIMOLD , 2701-A4 |  |  | 28.3 | 2001-12-11 10:57 | Anjanece | 50 | 0 | N | N
ELASTIMOLD | 2701-A4 | Y | ELASTIMOLD , 2701-A4 |  |  | 28.5 | 2001-12-11 10:57 | Anjanece | 50 | 0 | N | N
ELASTIMOLD | 2701-A4 | Y | ELASTIMOLD , 2701-A4 |  |  | 28.6 | 2001-12-11 10:57 | Anjanece | 50 | 0 | N | N
ELASTIMOLD | 2701-A4 | Y | ELASTIMOLD , 2701-A4 |  |  | 28.74 | 2001-12-11 10:57 | Anjanece | 50 | 0 | N | N
ELASTIMOLD | 2701-A4 | Y | ELASTIMOLD , 2701-A4 |  |  | 28.77 | 2001-12-11 10:57 | Anjanece | 50 | 0 | N | N
ELASTIMOLD | 2701-A4 | Y | ELASTIMOLD , 2701-A4 |  |  | 28.84 | 2001-12-11 10:57 | Anjanece | 50 | 0 | N | N
ELASTIMOLD | 2701-A4 | Y | ELASTIMOLD , 2701-A4 |  |  | 28.9 | 2001-12-11 10:57 | Anjanece | 50 | 0 | N | N
ELASTIMOLD | 2701-A4 | Y | ELASTIMOLD , 2701-A4 |  |  | 29.03 | 2001-12-11 10:57 | Anjanece | 50 | 0 | N | N
ELASTIMOLD | 2701-A4 | Y | ELASTIMOLD , 2701-A4 |  |  | 29.05 | 2001-12-11 10:57 | Anjanece | 50 | 0 | N | N
ELASTIMOLD | 2701-A4 | Y | ELASTIMOLD , 2701-A4 |  |  | 29.42 | 2001-12-11 10:57 | Anjanece | 50 | 0 | N | N
ELASTIMOLD | 2701-A4 | Y | ELASTIMOLD , 2701-A4 |  |  | 31.66 | 2001-12-11 10:57 | Anjanece | 50 | 0 | N | N
ELASTIMOLD | 2701-A4 | Y | ELASTIMOLD , 2701-A4 |  |  | 33.5 | 2001-12-11 10:57 | Anjanece | 50 | 0 | N | N
SALISBURY | 117 | Y | SALISBURY , 117 | JEA SUBSTATION | CSC Stores | 49.94 | 2001-12-11 11:25 | John | 10 | 0 | N | N
SALISBURY | 117 | Y | SALISBURY , 117 |  |  | 68.65 | 2001-12-11 11:25 | John | 10 | 0 | N | N
SALISBURY | 117 | Y | SALISBURY , 117 |  |  | 68.67 | 2001-12-11 11:25 | John | 10 | 0 | N | N
SALISBURY | 117 | Y | SALISBURY , 117 |  |  | 69.25 | 2001-12-11 11:25 | John | 10 | 0 | N | N
SALISBURY | 117 | Y | SALISBURY , 117 |  |  | 71.05 | 2001-12-11 11:25 | John | 10 | 0 | N | N
SALISBURY | 117 | Y | SALISBURY , 117 |  |  | 74.35 | 2001-12-11 11:25 | John | 10 | 0 | N | N
SALISBURY | 117 | Y | SALISBURY , 117 |  |  | 85.56 | 2001-12-11 11:25 | John | 10 | 0 | N | N
SALISBURY | 117 | Y | SALISBURY , 117 |  |  | 88.04 | 2001-12-11 11:25 | John | 10 | 0 | N | N
SALISBURY | 117 | Y | SALISBURY , 117 |  |  | 101.57 | 2001-12-11 11:25 | John | 10 | 0 | N | N
SALISBURY | 117 | Y | SALISBURY , 117 |  |  | 103.66 | 2001-12-11 11:25 | John | 10 | 0 | N | N
SALISBURY | 177 | Y | SALISBURY , 177 | JEA SUBSTATION | CSC Stores | 52.5 | 2002-05-06 07:51 | John | 1 | 0 | N | N
SALISBURY | 177 | Y | SALISBURY , 177 |  |  | 77.17 | 2002-05-06 07:51 | John | 1 | 0 | N | N
SALISBURY | 177 | Y | SALISBURY , 177 |  |  | 78.13 | 2002-05-06 07:51 | John | 1 | 0 | N | N
SALISBURY | 177 | Y | SALISBURY , 177 |  |  | 95.7 | 2002-05-06 07:51 | John | 1 | 0 | N | N
SALISBURY | 177 | Y | SALISBURY , 177 |  |  | 112.95 | 2002-05-06 07:51 | John | 1 | 0 | N | N
SALISBURY | 177 | Y | SALISBURY , 177 |  |  | 128.86 | 2002-05-06 07:51 | John | 1 | 0 | N | N
ABB POWER T & D | 2GUA079100G2201 | Y | ABB POWER T & D , 2GUA079100G2201 | JEA SUBSTATION | CSC Stores | 379 | 1988-12-17 | John | 1 | 0 | N | N
ABB POWER T & D | 2GUA079100G2201 | Y | ABB POWER T & D , 2GUA079100G2201 |  |  | 419 | 1988-12-17 | John | 1 | 0 | N | N
ABB POWER T & D | 2GUA079100G2201 | Y | ABB POWER T & D , 2GUA079100G2201 |  |  | 428.89 | 1988-12-17 | John | 1 | 0 | N | N
ABB POWER T & D | 2GUA079100G2201 | Y | ABB POWER T & D , 2GUA079100G2201 |  |  | 430.15 | 1988-12-17 | John | 1 | 0 | N | N
ABB POWER T & D | 2GUA079100G2201 | Y | ABB POWER T & D , 2GUA079100G2201 |  |  | 430.35 | 1988-12-17 | John | 1 | 0 | N | N
ABB POWER T & D | 2GUA079100G2201 | Y | ABB POWER T & D , 2GUA079100G2201 |  |  | 432.31 | 1988-12-17 | John | 1 | 0 | N | N
ABB POWER T & D | 2GUA079100G2201 | Y | ABB POWER T & D , 2GUA079100G2201 |  |  | 433 | 1988-12-17 | John | 1 | 0 | N | N
ABB POWER T & D | 2GUA079100G2201 | Y | ABB POWER T & D , 2GUA079100G2201 |  |  | 443.41 | 1988-12-17 | John | 1 | 0 | N | N
ABB POWER T & D | 2GUA079100G2201 | Y | ABB POWER T & D , 2GUA079100G2201 |  |  | 486.22 | 1988-12-17 | John | 1 | 0 | N | N
ABB POWER T & D | 2GUA079100G2201 | Y | ABB POWER T & D , 2GUA079100G2201 |  |  | 491.81 | 1988-12-17 | John | 1 | 0 | N | N
ABB POWER T & D | 2GUA079100G2201 | Y | ABB POWER T & D , 2GUA079100G2201 |  |  | 494.47 | 1988-12-17 | John | 1 | 0 | N | N
ABB POWER T & D | 2GUA079100G2201 | Y | ABB POWER T & D , 2GUA079100G2201 |  |  | 498.52 | 1988-12-17 | John | 1 | 0 | N | N
ABB POWER T & D | 2GUA079100G2201 | Y | ABB POWER T & D , 2GUA079100G2201 |  |  | 501.22 | 1988-12-17 | John | 1 | 0 | N | N
ABB POWER T & D | 2GUA079100G2201 | Y | ABB POWER T & D , 2GUA079100G2201 |  |  | 508.22 | 1988-12-17 | John | 1 | 0 | N | N
ABB POWER T & D | 2GUA079100G2201 | Y | ABB POWER T & D , 2GUA079100G2201 |  |  | 513.67 | 1988-12-17 | John | 1 | 0 | N | N
ABB POWER T & D | 2GUA079100G2201 | Y | ABB POWER T & D , 2GUA079100G2201 |  |  | 514.23 | 1988-12-17 | John | 1 | 0 | N | N
ABB POWER T & D | 2GUA079100G2201 | Y | ABB POWER T & D , 2GUA079100G2201 |  |  | 619.12 | 1988-12-17 | John | 1 | 0 | N | N
ABB POWER T & D | 2GUA079100G2201 | Y | ABB POWER T & D , 2GUA079100G2201 |  |  | 772.55 | 1988-12-17 | John | 1 | 0 | N | N
GENERAL ELECTRIC CO. | 54L208WC60 | Y | GENERAL ELECTRIC CO. , 54L208WC60 | JEA SUBSTATION | CSC Stores | 379 | 1988-12-17 | John | 1 | 0 | N | N
GENERAL ELECTRIC CO. | 54L208WC60 | Y | GENERAL ELECTRIC CO. , 54L208WC60 |  |  | 419 | 1988-12-17 | John | 1 | 0 | N | N
GENERAL ELECTRIC CO. | 54L208WC60 | Y | GENERAL ELECTRIC CO. , 54L208WC60 |  |  | 428.89 | 1988-12-17 | John | 1 | 0 | N | N
GENERAL ELECTRIC CO. | 54L208WC60 | Y | GENERAL ELECTRIC CO. , 54L208WC60 |  |  | 430.15 | 1988-12-17 | John | 1 | 0 | N | N
GENERAL ELECTRIC CO. | 54L208WC60 | Y | GENERAL ELECTRIC CO. , 54L208WC60 |  |  | 430.35 | 1988-12-17 | John | 1 | 0 | N | N
GENERAL ELECTRIC CO. | 54L208WC60 | Y | GENERAL ELECTRIC CO. , 54L208WC60 |  |  | 432.31 | 1988-12-17 | John | 1 | 0 | N | N
GENERAL ELECTRIC CO. | 54L208WC60 | Y | GENERAL ELECTRIC CO. , 54L208WC60 |  |  | 433 | 1988-12-17 | John | 1 | 0 | N | N
GENERAL ELECTRIC CO. | 54L208WC60 | Y | GENERAL ELECTRIC CO. , 54L208WC60 |  |  | 443.41 | 1988-12-17 | John | 1 | 0 | N | N
GENERAL ELECTRIC CO. | 54L208WC60 | Y | GENERAL ELECTRIC CO. , 54L208WC60 |  |  | 486.22 | 1988-12-17 | John | 1 | 0 | N | N
GENERAL ELECTRIC CO. | 54L208WC60 | Y | GENERAL ELECTRIC CO. , 54L208WC60 |  |  | 491.81 | 1988-12-17 | John | 1 | 0 | N | N
GENERAL ELECTRIC CO. | 54L208WC60 | Y | GENERAL ELECTRIC CO. , 54L208WC60 |  |  | 494.47 | 1988-12-17 | John | 1 | 0 | N | N
GENERAL ELECTRIC CO. | 54L208WC60 | Y | GENERAL ELECTRIC CO. , 54L208WC60 |  |  | 498.52 | 1988-12-17 | John | 1 | 0 | N | N
GENERAL ELECTRIC CO. | 54L208WC60 | Y | GENERAL ELECTRIC CO. , 54L208WC60 |  |  | 501.22 | 1988-12-17 | John | 1 | 0 | N | N
GENERAL ELECTRIC CO. | 54L208WC60 | Y | GENERAL ELECTRIC CO. , 54L208WC60 |  |  | 508.22 | 1988-12-17 | John | 1 | 0 | N | N
GENERAL ELECTRIC CO. | 54L208WC60 | Y | GENERAL ELECTRIC CO. , 54L208WC60 |  |  | 513.67 | 1988-12-17 | John | 1 | 0 | N | N
GENERAL ELECTRIC CO. | 54L208WC60 | Y | GENERAL ELECTRIC CO. , 54L208WC60 |  |  | 514.23 | 1988-12-17 | John | 1 | 0 | N | N
GENERAL ELECTRIC CO. | 54L208WC60 | Y | GENERAL ELECTRIC CO. , 54L208WC60 |  |  | 619.12 | 1988-12-17 | John | 1 | 0 | N | N
GENERAL ELECTRIC CO. | 54L208WC60 | Y | GENERAL ELECTRIC CO. , 54L208WC60 |  |  | 772.55 | 1988-12-17 | John | 1 | 0 | N | N
ABB POWER T & D | 2GUA199300G150 | Y | ABB POWER T & D , 2GUA199300G150 | JEA SUBSTATION | CSC Stores | 373.03 | 1988-12-17 | John | 1 | 0 | N | N
ABB POWER T & D | 2GUA199300G150 | Y | ABB POWER T & D , 2GUA199300G150 |  |  | 679.91 | 1988-12-17 | John | 1 | 0 | N | N
ABB POWER T & D | 2GUA199300G150 | Y | ABB POWER T & D , 2GUA199300G150 |  |  | 685.64 | 1988-12-17 | John | 1 | 0 | N | N
ABB POWER T & D | 2GUA199300G150 | Y | ABB POWER T & D , 2GUA199300G150 |  |  | 704.02 | 1988-12-17 | John | 1 | 0 | N | N
ABB POWER T & D | 2GUA199300G150 | Y | ABB POWER T & D , 2GUA199300G150 |  |  | 864.44 | 1988-12-17 | John | 1 | 0 | N | N
ABB POWER T & D | 2GUA199300G150 | Y | ABB POWER T & D , 2GUA199300G150 |  |  | 1025 | 1988-12-17 | John | 1 | 0 | N | N
COOPER POWER SYSTEMS | CEP165B4 | Y | COOPER POWER SYSTEMS , CEP165B4 | JEA SUBSTATION | CSC Stores | 373.03 | 1988-12-17 | John | 1 | 0 | N | N
COOPER POWER SYSTEMS | CEP165B4 | Y | COOPER POWER SYSTEMS , CEP165B4 |  |  | 679.91 | 1988-12-17 | John | 1 | 0 | N | N
COOPER POWER SYSTEMS | CEP165B4 | Y | COOPER POWER SYSTEMS , CEP165B4 |  |  | 685.64 | 1988-12-17 | John | 1 | 0 | N | N
COOPER POWER SYSTEMS | CEP165B4 | Y | COOPER POWER SYSTEMS , CEP165B4 |  |  | 704.02 | 1988-12-17 | John | 1 | 0 | N | N
COOPER POWER SYSTEMS | CEP165B4 | Y | COOPER POWER SYSTEMS , CEP165B4 |  |  | 864.44 | 1988-12-17 | John | 1 | 0 | N | N
COOPER POWER SYSTEMS | CEP165B4 | Y | COOPER POWER SYSTEMS , CEP165B4 |  |  | 1025 | 1988-12-17 | John | 1 | 0 | N | N
COOPER POWER SYSTEMS | CEP165B4FB | Y | COOPER POWER SYSTEMS , CEP165B4FB | JEA SUBSTATION | CSC Stores | 373.03 | 1988-12-17 | John | 1 | 0 | N | N
COOPER POWER SYSTEMS | CEP165B4FB | Y | COOPER POWER SYSTEMS , CEP165B4FB |  |  | 679.91 | 1988-12-17 | John | 1 | 0 | N | N
COOPER POWER SYSTEMS | CEP165B4FB | Y | COOPER POWER SYSTEMS , CEP165B4FB |  |  | 685.64 | 1988-12-17 | John | 1 | 0 | N | N
COOPER POWER SYSTEMS | CEP165B4FB | Y | COOPER POWER SYSTEMS , CEP165B4FB |  |  | 704.02 | 1988-12-17 | John | 1 | 0 | N | N
COOPER POWER SYSTEMS | CEP165B4FB | Y | COOPER POWER SYSTEMS , CEP165B4FB |  |  | 864.44 | 1988-12-17 | John | 1 | 0 | N | N
COOPER POWER SYSTEMS | CEP165B4FB | Y | COOPER POWER SYSTEMS , CEP165B4FB |  |  | 1025 | 1988-12-17 | John | 1 | 0 | N | N
GENERAL ELECTRIC CO. | 59L155WC60 | Y | GENERAL ELECTRIC CO. , 59L155WC60 | JEA SUBSTATION | CSC Stores | 373.03 | 1988-12-17 | John | 1 | 0 | N | N
GENERAL ELECTRIC CO. | 59L155WC60 | Y | GENERAL ELECTRIC CO. , 59L155WC60 |  |  | 679.91 | 1988-12-17 | John | 1 | 0 | N | N
GENERAL ELECTRIC CO. | 59L155WC60 | Y | GENERAL ELECTRIC CO. , 59L155WC60 |  |  | 685.64 | 1988-12-17 | John | 1 | 0 | N | N
GENERAL ELECTRIC CO. | 59L155WC60 | Y | GENERAL ELECTRIC CO. , 59L155WC60 |  |  | 704.02 | 1988-12-17 | John | 1 | 0 | N | N
GENERAL ELECTRIC CO. | 59L155WC60 | Y | GENERAL ELECTRIC CO. , 59L155WC60 |  |  | 864.44 | 1988-12-17 | John | 1 | 0 | N | N
GENERAL ELECTRIC CO. | 59L155WC60 | Y | GENERAL ELECTRIC CO. , 59L155WC60 |  |  | 1025 | 1988-12-17 | John | 1 | 0 | N | N
COOPER POWER SYSTEMS | CEP17036A1 | Y | COOPER POWER SYSTEMS , CEP17036A1 | JEA SUBSTATION | CSC Stores | 1140 | 2018-01-03 14:56 | John | 1 | 0 | N | N
COOPER POWER SYSTEMS | CEP17036A1 | Y | COOPER POWER SYSTEMS , CEP17036A1 |  |  | 1382.5 | 2018-01-03 14:56 | John | 1 | 0 | N | N
COOPER POWER SYSTEMS | CEP17036A1 | Y | COOPER POWER SYSTEMS , CEP17036A1 |  |  | 1610.91 | 2018-01-03 14:56 | John | 1 | 0 | N | N
COOPER POWER SYSTEMS | CEP17042A1 | Y | COOPER POWER SYSTEMS , CEP17042A1 | JEA SUBSTATION | CSC Stores | 1392.5 | 2019-06-14 12:45 | John | 1 | 0 | N | N
COOPER POWER SYSTEMS | CEP17042A1 | Y | COOPER POWER SYSTEMS , CEP17042A1 |  |  | 1560 | 2019-06-14 12:45 | John | 1 | 0 | N | N
COOPER POWER SYSTEMS | CEP17042A1 | Y | COOPER POWER SYSTEMS , CEP17042A1 |  |  | 1598 | 2019-06-14 12:45 | John | 1 | 0 | N | N
COOPER POWER SYSTEMS | CEP17042A1 | Y | COOPER POWER SYSTEMS , CEP17042A1 |  |  | 1600 | 2019-06-14 12:45 | John | 1 | 0 | N | N
COOPER POWER SYSTEMS | CEP17043A1 | Y | COOPER POWER SYSTEMS , CEP17043A1 | JEA SUBSTATION | CSC Stores | 1415 | 2019-06-14 10:33 | John | 1 | 0 | N | N
COOPER POWER SYSTEMS | CEP17043A1 | Y | COOPER POWER SYSTEMS , CEP17043A1 |  |  | 1500 | 2019-06-14 10:33 | John | 1 | 0 | N | N
ANDERSON | 828602000 | Y | ANDERSON , 828602000 | JEA TRANSMISSION | CSC Stores | 9.22 | 2001-12-11 11:38 | John | 14 | 0 | N | N
ANDERSON | 828602000 | Y | ANDERSON , 828602000 |  |  | 9.36 | 2001-12-11 11:38 | John | 14 | 0 | N | N
ANDERSON | 828602000 | Y | ANDERSON , 828602000 |  |  | 9.42 | 2001-12-11 11:38 | John | 14 | 0 | N | N
ANDERSON | 828602000 | Y | ANDERSON , 828602000 |  |  | 9.6 | 2001-12-11 11:38 | John | 14 | 0 | N | N
ANDERSON | 828602000 | Y | ANDERSON , 828602000 |  |  | 10.1 | 2001-12-11 11:38 | John | 14 | 0 | N | N
ANDERSON | 828602000 | Y | ANDERSON , 828602000 |  |  | 11.03 | 2001-12-11 11:38 | John | 14 | 0 | N | N
ANDERSON | 828602000 | Y | ANDERSON , 828602000 |  |  | 11.04 | 2001-12-11 11:38 | John | 14 | 0 | N | N
ANDERSON | 828602000 | Y | ANDERSON , 828602000 |  |  | 11.08 | 2001-12-11 11:38 | John | 14 | 0 | N | N
ANDERSON | 828602000 | Y | ANDERSON , 828602000 |  |  | 11.16 | 2001-12-11 11:38 | John | 14 | 0 | N | N
ANDERSON | 828602000 | Y | ANDERSON , 828602000 |  |  | 11.24 | 2001-12-11 11:38 | John | 14 | 0 | N | N
ANDERSON | 828602000 | Y | ANDERSON , 828602000 |  |  | 12.11 | 2001-12-11 11:38 | John | 14 | 0 | N | N
ANDERSON | 828602000 | Y | ANDERSON , 828602000 |  |  | 12.44 | 2001-12-11 11:38 | John | 14 | 0 | N | N
ANDERSON | 828602000 | Y | ANDERSON , 828602000 |  |  | 12.9 | 2001-12-11 11:38 | John | 14 | 0 | N | N
ANDERSON | 828602000 | Y | ANDERSON , 828602000 |  |  | 12.94 | 2001-12-11 11:38 | John | 14 | 0 | N | N
ANDERSON | 828602000 | Y | ANDERSON , 828602000 |  |  | 13.33 | 2001-12-11 11:38 | John | 14 | 0 | N | N
ANDERSON | 828602000 | Y | ANDERSON , 828602000 |  |  | 13.52 | 2001-12-11 11:38 | John | 14 | 0 | N | N
ANDERSON | 828602000 | Y | ANDERSON , 828602000 |  |  | 13.68 | 2001-12-11 11:38 | John | 14 | 0 | N | N
ANDERSON | 828602000 | Y | ANDERSON , 828602000 |  |  | 13.76 | 2001-12-11 11:38 | John | 14 | 0 | N | N
ANDERSON | 828602000 | Y | ANDERSON , 828602000 |  |  | 13.83 | 2001-12-11 11:38 | John | 14 | 0 | N | N
ANDERSON | 828602000 | Y | ANDERSON , 828602000 |  |  | 13.9 | 2001-12-11 11:38 | John | 14 | 0 | N | N
ANDERSON | 828602000 | Y | ANDERSON , 828602000 |  |  | 14.17 | 2001-12-11 11:38 | John | 14 | 0 | N | N
ANDERSON | 828602000 | Y | ANDERSON , 828602000 |  |  | 14.5 | 2001-12-11 11:38 | John | 14 | 0 | N | N
ANDERSON | 828602000 | Y | ANDERSON , 828602000 |  |  | 16.37 | 2001-12-11 11:38 | John | 14 | 0 | N | N
ANDERSON | 828602000 | Y | ANDERSON , 828602000 |  |  | 16.9 | 2001-12-11 11:38 | John | 14 | 0 | N | N
ANDERSON | 828602000 | Y | ANDERSON , 828602000 |  |  | 17.2 | 2001-12-11 11:38 | John | 14 | 0 | N | N
ANDERSON | 828602000 | Y | ANDERSON , 828602000 |  |  | 17.5 | 2001-12-11 11:38 | John | 14 | 0 | N | N
ANDERSON | 828602000 | Y | ANDERSON , 828602000 |  |  | 17.53 | 2001-12-11 11:38 | John | 14 | 0 | N | N
ANDERSON | 828602000 | Y | ANDERSON , 828602000 |  |  | 17.56 | 2001-12-11 11:38 | John | 14 | 0 | N | N
ANDERSON | 828602000 | Y | ANDERSON , 828602000 |  |  | 17.69 | 2001-12-11 11:38 | John | 14 | 0 | N | N
ANDERSON | 828602000 | Y | ANDERSON , 828602000 |  |  | 17.71 | 2001-12-11 11:38 | John | 14 | 0 | N | N
ANDERSON | 828602000 | Y | ANDERSON , 828602000 |  |  | 17.74 | 2001-12-11 11:38 | John | 14 | 0 | N | N
ANDERSON | 828602000 | Y | ANDERSON , 828602000 |  |  | 22.06 | 2001-12-11 11:38 | John | 14 | 0 | N | N
MACLEAN POWER SYSTEMS | FAC-75 | Y | MACLEAN POWER SYSTEMS , FAC-75 | JEA TRANSMISSION | CSC Stores | 9.22 | 2001-12-11 11:38 | John | 14 | 0 | N | N
MACLEAN POWER SYSTEMS | FAC-75 | Y | MACLEAN POWER SYSTEMS , FAC-75 |  |  | 9.36 | 2001-12-11 11:38 | John | 14 | 0 | N | N
MACLEAN POWER SYSTEMS | FAC-75 | Y | MACLEAN POWER SYSTEMS , FAC-75 |  |  | 9.42 | 2001-12-11 11:38 | John | 14 | 0 | N | N
MACLEAN POWER SYSTEMS | FAC-75 | Y | MACLEAN POWER SYSTEMS , FAC-75 |  |  | 9.6 | 2001-12-11 11:38 | John | 14 | 0 | N | N
MACLEAN POWER SYSTEMS | FAC-75 | Y | MACLEAN POWER SYSTEMS , FAC-75 |  |  | 10.1 | 2001-12-11 11:38 | John | 14 | 0 | N | N
MACLEAN POWER SYSTEMS | FAC-75 | Y | MACLEAN POWER SYSTEMS , FAC-75 |  |  | 11.03 | 2001-12-11 11:38 | John | 14 | 0 | N | N
MACLEAN POWER SYSTEMS | FAC-75 | Y | MACLEAN POWER SYSTEMS , FAC-75 |  |  | 11.04 | 2001-12-11 11:38 | John | 14 | 0 | N | N
MACLEAN POWER SYSTEMS | FAC-75 | Y | MACLEAN POWER SYSTEMS , FAC-75 |  |  | 11.08 | 2001-12-11 11:38 | John | 14 | 0 | N | N
MACLEAN POWER SYSTEMS | FAC-75 | Y | MACLEAN POWER SYSTEMS , FAC-75 |  |  | 11.16 | 2001-12-11 11:38 | John | 14 | 0 | N | N
MACLEAN POWER SYSTEMS | FAC-75 | Y | MACLEAN POWER SYSTEMS , FAC-75 |  |  | 11.24 | 2001-12-11 11:38 | John | 14 | 0 | N | N
MACLEAN POWER SYSTEMS | FAC-75 | Y | MACLEAN POWER SYSTEMS , FAC-75 |  |  | 12.11 | 2001-12-11 11:38 | John | 14 | 0 | N | N
MACLEAN POWER SYSTEMS | FAC-75 | Y | MACLEAN POWER SYSTEMS , FAC-75 |  |  | 12.44 | 2001-12-11 11:38 | John | 14 | 0 | N | N
MACLEAN POWER SYSTEMS | FAC-75 | Y | MACLEAN POWER SYSTEMS , FAC-75 |  |  | 12.9 | 2001-12-11 11:38 | John | 14 | 0 | N | N
MACLEAN POWER SYSTEMS | FAC-75 | Y | MACLEAN POWER SYSTEMS , FAC-75 |  |  | 12.94 | 2001-12-11 11:38 | John | 14 | 0 | N | N
MACLEAN POWER SYSTEMS | FAC-75 | Y | MACLEAN POWER SYSTEMS , FAC-75 |  |  | 13.33 | 2001-12-11 11:38 | John | 14 | 0 | N | N
MACLEAN POWER SYSTEMS | FAC-75 | Y | MACLEAN POWER SYSTEMS , FAC-75 |  |  | 13.52 | 2001-12-11 11:38 | John | 14 | 0 | N | N
MACLEAN POWER SYSTEMS | FAC-75 | Y | MACLEAN POWER SYSTEMS , FAC-75 |  |  | 13.68 | 2001-12-11 11:38 | John | 14 | 0 | N | N
MACLEAN POWER SYSTEMS | FAC-75 | Y | MACLEAN POWER SYSTEMS , FAC-75 |  |  | 13.76 | 2001-12-11 11:38 | John | 14 | 0 | N | N
MACLEAN POWER SYSTEMS | FAC-75 | Y | MACLEAN POWER SYSTEMS , FAC-75 |  |  | 13.83 | 2001-12-11 11:38 | John | 14 | 0 | N | N
MACLEAN POWER SYSTEMS | FAC-75 | Y | MACLEAN POWER SYSTEMS , FAC-75 |  |  | 13.9 | 2001-12-11 11:38 | John | 14 | 0 | N | N
MACLEAN POWER SYSTEMS | FAC-75 | Y | MACLEAN POWER SYSTEMS , FAC-75 |  |  | 14.17 | 2001-12-11 11:38 | John | 14 | 0 | N | N
MACLEAN POWER SYSTEMS | FAC-75 | Y | MACLEAN POWER SYSTEMS , FAC-75 |  |  | 14.5 | 2001-12-11 11:38 | John | 14 | 0 | N | N
MACLEAN POWER SYSTEMS | FAC-75 | Y | MACLEAN POWER SYSTEMS , FAC-75 |  |  | 16.37 | 2001-12-11 11:38 | John | 14 | 0 | N | N
MACLEAN POWER SYSTEMS | FAC-75 | Y | MACLEAN POWER SYSTEMS , FAC-75 |  |  | 16.9 | 2001-12-11 11:38 | John | 14 | 0 | N | N
MACLEAN POWER SYSTEMS | FAC-75 | Y | MACLEAN POWER SYSTEMS , FAC-75 |  |  | 17.2 | 2001-12-11 11:38 | John | 14 | 0 | N | N
MACLEAN POWER SYSTEMS | FAC-75 | Y | MACLEAN POWER SYSTEMS , FAC-75 |  |  | 17.5 | 2001-12-11 11:38 | John | 14 | 0 | N | N
MACLEAN POWER SYSTEMS | FAC-75 | Y | MACLEAN POWER SYSTEMS , FAC-75 |  |  | 17.53 | 2001-12-11 11:38 | John | 14 | 0 | N | N
MACLEAN POWER SYSTEMS | FAC-75 | Y | MACLEAN POWER SYSTEMS , FAC-75 |  |  | 17.56 | 2001-12-11 11:38 | John | 14 | 0 | N | N
MACLEAN POWER SYSTEMS | FAC-75 | Y | MACLEAN POWER SYSTEMS , FAC-75 |  |  | 17.69 | 2001-12-11 11:38 | John | 14 | 0 | N | N
MACLEAN POWER SYSTEMS | FAC-75 | Y | MACLEAN POWER SYSTEMS , FAC-75 |  |  | 17.71 | 2001-12-11 11:38 | John | 14 | 0 | N | N
MACLEAN POWER SYSTEMS | FAC-75 | Y | MACLEAN POWER SYSTEMS , FAC-75 |  |  | 17.74 | 2001-12-11 11:38 | John | 14 | 0 | N | N
MACLEAN POWER SYSTEMS | FAC-75 | Y | MACLEAN POWER SYSTEMS , FAC-75 |  |  | 22.06 | 2001-12-11 11:38 | John | 14 | 0 | N | N
POWERLINE HARDWARE CO. | AC-60 | Y | POWERLINE HARDWARE CO. , AC-60 | JEA TRANSMISSION | CSC Stores | 9.22 | 2001-12-11 11:38 | John | 14 | 0 | N | N
POWERLINE HARDWARE CO. | AC-60 | Y | POWERLINE HARDWARE CO. , AC-60 |  |  | 9.36 | 2001-12-11 11:38 | John | 14 | 0 | N | N
POWERLINE HARDWARE CO. | AC-60 | Y | POWERLINE HARDWARE CO. , AC-60 |  |  | 9.42 | 2001-12-11 11:38 | John | 14 | 0 | N | N
POWERLINE HARDWARE CO. | AC-60 | Y | POWERLINE HARDWARE CO. , AC-60 |  |  | 9.6 | 2001-12-11 11:38 | John | 14 | 0 | N | N
POWERLINE HARDWARE CO. | AC-60 | Y | POWERLINE HARDWARE CO. , AC-60 |  |  | 10.1 | 2001-12-11 11:38 | John | 14 | 0 | N | N
POWERLINE HARDWARE CO. | AC-60 | Y | POWERLINE HARDWARE CO. , AC-60 |  |  | 11.03 | 2001-12-11 11:38 | John | 14 | 0 | N | N
POWERLINE HARDWARE CO. | AC-60 | Y | POWERLINE HARDWARE CO. , AC-60 |  |  | 11.04 | 2001-12-11 11:38 | John | 14 | 0 | N | N
POWERLINE HARDWARE CO. | AC-60 | Y | POWERLINE HARDWARE CO. , AC-60 |  |  | 11.08 | 2001-12-11 11:38 | John | 14 | 0 | N | N
POWERLINE HARDWARE CO. | AC-60 | Y | POWERLINE HARDWARE CO. , AC-60 |  |  | 11.16 | 2001-12-11 11:38 | John | 14 | 0 | N | N
POWERLINE HARDWARE CO. | AC-60 | Y | POWERLINE HARDWARE CO. , AC-60 |  |  | 11.24 | 2001-12-11 11:38 | John | 14 | 0 | N | N
POWERLINE HARDWARE CO. | AC-60 | Y | POWERLINE HARDWARE CO. , AC-60 |  |  | 12.11 | 2001-12-11 11:38 | John | 14 | 0 | N | N
POWERLINE HARDWARE CO. | AC-60 | Y | POWERLINE HARDWARE CO. , AC-60 |  |  | 12.44 | 2001-12-11 11:38 | John | 14 | 0 | N | N
POWERLINE HARDWARE CO. | AC-60 | Y | POWERLINE HARDWARE CO. , AC-60 |  |  | 12.9 | 2001-12-11 11:38 | John | 14 | 0 | N | N
POWERLINE HARDWARE CO. | AC-60 | Y | POWERLINE HARDWARE CO. , AC-60 |  |  | 12.94 | 2001-12-11 11:38 | John | 14 | 0 | N | N
POWERLINE HARDWARE CO. | AC-60 | Y | POWERLINE HARDWARE CO. , AC-60 |  |  | 13.33 | 2001-12-11 11:38 | John | 14 | 0 | N | N
POWERLINE HARDWARE CO. | AC-60 | Y | POWERLINE HARDWARE CO. , AC-60 |  |  | 13.52 | 2001-12-11 11:38 | John | 14 | 0 | N | N
POWERLINE HARDWARE CO. | AC-60 | Y | POWERLINE HARDWARE CO. , AC-60 |  |  | 13.68 | 2001-12-11 11:38 | John | 14 | 0 | N | N
POWERLINE HARDWARE CO. | AC-60 | Y | POWERLINE HARDWARE CO. , AC-60 |  |  | 13.76 | 2001-12-11 11:38 | John | 14 | 0 | N | N
POWERLINE HARDWARE CO. | AC-60 | Y | POWERLINE HARDWARE CO. , AC-60 |  |  | 13.83 | 2001-12-11 11:38 | John | 14 | 0 | N | N
POWERLINE HARDWARE CO. | AC-60 | Y | POWERLINE HARDWARE CO. , AC-60 |  |  | 13.9 | 2001-12-11 11:38 | John | 14 | 0 | N | N
POWERLINE HARDWARE CO. | AC-60 | Y | POWERLINE HARDWARE CO. , AC-60 |  |  | 14.17 | 2001-12-11 11:38 | John | 14 | 0 | N | N
POWERLINE HARDWARE CO. | AC-60 | Y | POWERLINE HARDWARE CO. , AC-60 |  |  | 14.5 | 2001-12-11 11:38 | John | 14 | 0 | N | N
POWERLINE HARDWARE CO. | AC-60 | Y | POWERLINE HARDWARE CO. , AC-60 |  |  | 16.37 | 2001-12-11 11:38 | John | 14 | 0 | N | N
POWERLINE HARDWARE CO. | AC-60 | Y | POWERLINE HARDWARE CO. , AC-60 |  |  | 16.9 | 2001-12-11 11:38 | John | 14 | 0 | N | N
POWERLINE HARDWARE CO. | AC-60 | Y | POWERLINE HARDWARE CO. , AC-60 |  |  | 17.2 | 2001-12-11 11:38 | John | 14 | 0 | N | N
POWERLINE HARDWARE CO. | AC-60 | Y | POWERLINE HARDWARE CO. , AC-60 |  |  | 17.5 | 2001-12-11 11:38 | John | 14 | 0 | N | N
POWERLINE HARDWARE CO. | AC-60 | Y | POWERLINE HARDWARE CO. , AC-60 |  |  | 17.53 | 2001-12-11 11:38 | John | 14 | 0 | N | N
POWERLINE HARDWARE CO. | AC-60 | Y | POWERLINE HARDWARE CO. , AC-60 |  |  | 17.56 | 2001-12-11 11:38 | John | 14 | 0 | N | N
POWERLINE HARDWARE CO. | AC-60 | Y | POWERLINE HARDWARE CO. , AC-60 |  |  | 17.69 | 2001-12-11 11:38 | John | 14 | 0 | N | N
POWERLINE HARDWARE CO. | AC-60 | Y | POWERLINE HARDWARE CO. , AC-60 |  |  | 17.71 | 2001-12-11 11:38 | John | 14 | 0 | N | N
POWERLINE HARDWARE CO. | AC-60 | Y | POWERLINE HARDWARE CO. , AC-60 |  |  | 17.74 | 2001-12-11 11:38 | John | 14 | 0 | N | N
POWERLINE HARDWARE CO. | AC-60 | Y | POWERLINE HARDWARE CO. , AC-60 |  |  | 22.06 | 2001-12-11 11:38 | John | 14 | 0 | N | N
MACLEAN POWER SYSTEMS | RALS-1-N-LKP | Y | MACLEAN POWER SYSTEMS , RALS-1-N-LKP | JEA OVERHEAD DISTRIBUTION | CSC Stores | 10.17 | 2001-12-11 11:38 | Anjanece | 25 | 0 | N | N
MACLEAN POWER SYSTEMS | RALS-1-N-LKP | Y | MACLEAN POWER SYSTEMS , RALS-1-N-LKP |  |  | 10.25 | 2001-12-11 11:38 | Anjanece | 25 | 0 | N | N
MACLEAN POWER SYSTEMS | RALS-1-N-LKP | Y | MACLEAN POWER SYSTEMS , RALS-1-N-LKP |  |  | 10.35 | 2001-12-11 11:38 | Anjanece | 25 | 0 | N | N
MACLEAN POWER SYSTEMS | RALS-1-N-LKP | Y | MACLEAN POWER SYSTEMS , RALS-1-N-LKP |  |  | 10.41 | 2001-12-11 11:38 | Anjanece | 25 | 0 | N | N
MACLEAN POWER SYSTEMS | RALS-1-N-LKP | Y | MACLEAN POWER SYSTEMS , RALS-1-N-LKP |  |  | 10.45 | 2001-12-11 11:38 | Anjanece | 25 | 0 | N | N
MACLEAN POWER SYSTEMS | RALS-1-N-LKP | Y | MACLEAN POWER SYSTEMS , RALS-1-N-LKP |  |  | 10.59 | 2001-12-11 11:38 | Anjanece | 25 | 0 | N | N
MACLEAN POWER SYSTEMS | RALS-1-N-LKP | Y | MACLEAN POWER SYSTEMS , RALS-1-N-LKP |  |  | 10.63 | 2001-12-11 11:38 | Anjanece | 25 | 0 | N | N
MACLEAN POWER SYSTEMS | RALS-1-N-LKP | Y | MACLEAN POWER SYSTEMS , RALS-1-N-LKP |  |  | 10.65 | 2001-12-11 11:38 | Anjanece | 25 | 0 | N | N
MACLEAN POWER SYSTEMS | RALS-1-N-LKP | Y | MACLEAN POWER SYSTEMS , RALS-1-N-LKP |  |  | 10.66 | 2001-12-11 11:38 | Anjanece | 25 | 0 | N | N
MACLEAN POWER SYSTEMS | RALS-1-N-LKP | Y | MACLEAN POWER SYSTEMS , RALS-1-N-LKP |  |  | 10.67 | 2001-12-11 11:38 | Anjanece | 25 | 0 | N | N
MACLEAN POWER SYSTEMS | RALS-1-N-LKP | Y | MACLEAN POWER SYSTEMS , RALS-1-N-LKP |  |  | 11.56 | 2001-12-11 11:38 | Anjanece | 25 | 0 | N | N
MACLEAN POWER SYSTEMS | RALS-1-N-LKP | Y | MACLEAN POWER SYSTEMS , RALS-1-N-LKP |  |  | 12.97 | 2001-12-11 11:38 | Anjanece | 25 | 0 | N | N
MACLEAN POWER SYSTEMS | RALS-1-N-LKP | Y | MACLEAN POWER SYSTEMS , RALS-1-N-LKP |  |  | 15.37 | 2001-12-11 11:38 | Anjanece | 25 | 0 | N | N
MACLEAN POWER SYSTEMS | RALS-1-N-LKP | Y | MACLEAN POWER SYSTEMS , RALS-1-N-LKP |  |  | 17.03 | 2001-12-11 11:38 | Anjanece | 25 | 0 | N | N
MACLEAN POWER SYSTEMS | RALS-1-N-LKP | Y | MACLEAN POWER SYSTEMS , RALS-1-N-LKP |  |  | 17.06 | 2001-12-11 11:38 | Anjanece | 25 | 0 | N | N
UTILCO | SCH-40B-9/16P | Y | UTILCO , SCH-40B-9/16P | JEA OVERHEAD DISTRIBUTION | CSC Stores | 9.88 | 2001-12-11 11:39 | Anjanece | 25 | 0 | N | N
UTILCO | SCH-40B-9/16P | Y | UTILCO , SCH-40B-9/16P |  |  | 10.05 | 2001-12-11 11:39 | Anjanece | 25 | 0 | N | N
UTILCO | SCH-40B-9/16P | Y | UTILCO , SCH-40B-9/16P |  |  | 10.18 | 2001-12-11 11:39 | Anjanece | 25 | 0 | N | N
UTILCO | SCH-40B-9/16P | Y | UTILCO , SCH-40B-9/16P |  |  | 10.23 | 2001-12-11 11:39 | Anjanece | 25 | 0 | N | N
UTILCO | SCH-40B-9/16P | Y | UTILCO , SCH-40B-9/16P |  |  | 10.24 | 2001-12-11 11:39 | Anjanece | 25 | 0 | N | N
UTILCO | SCH-40B-9/16P | Y | UTILCO , SCH-40B-9/16P |  |  | 20.71 | 2001-12-11 11:39 | Anjanece | 25 | 0 | N | N
UTILCO | SCH-40B-9/16P | Y | UTILCO , SCH-40B-9/16P |  |  | 20.94 | 2001-12-11 11:39 | Anjanece | 25 | 0 | N | N
UTILCO | SCH-40B-9/16P | Y | UTILCO , SCH-40B-9/16P |  |  | 21.01 | 2001-12-11 11:39 | Anjanece | 25 | 0 | N | N
UTILCO | SCH-40B-9/16P | Y | UTILCO , SCH-40B-9/16P |  |  | 21.13 | 2001-12-11 11:39 | Anjanece | 25 | 0 | N | N
UTILCO | SCH-40B-9/16P | Y | UTILCO , SCH-40B-9/16P |  |  | 21.24 | 2001-12-11 11:39 | Anjanece | 25 | 0 | N | N
UTILCO | SCH-40B-9/16P | Y | UTILCO , SCH-40B-9/16P |  |  | 21.4 | 2001-12-11 11:39 | Anjanece | 25 | 0 | N | N
UTILCO | SCH-40B-9/16P | Y | UTILCO , SCH-40B-9/16P |  |  | 22.08 | 2001-12-11 11:39 | Anjanece | 25 | 0 | N | N
UTILCO | SCH-40B-9/16P | Y | UTILCO , SCH-40B-9/16P |  |  | 22.1 | 2001-12-11 11:39 | Anjanece | 25 | 0 | N | N
UTILCO | SCH-40B-9/16P | Y | UTILCO , SCH-40B-9/16P |  |  | 23.1 | 2001-12-11 11:39 | Anjanece | 25 | 0 | N | N
UTILCO | SCH-40B-9/16P | Y | UTILCO , SCH-40B-9/16P |  |  | 30.25 | 2001-12-11 11:39 | Anjanece | 25 | 0 | N | N
UTILCO | SCH-40B-9/16P | Y | UTILCO , SCH-40B-9/16P |  |  | 30.56 | 2001-12-11 11:39 | Anjanece | 25 | 0 | N | N
UTILCO | SCH-40B-9/16P | Y | UTILCO , SCH-40B-9/16P |  |  | 30.6 | 2001-12-11 11:39 | Anjanece | 25 | 0 | N | N
UTILCO | SCH-40B-9/16P | Y | UTILCO , SCH-40B-9/16P |  |  | 33.38 | 2001-12-11 11:39 | Anjanece | 25 | 0 | N | N
UTILCO | SCH-6362B-9/16P | Y | UTILCO , SCH-6362B-9/16P | JEA OVERHEAD DISTRIBUTION | CSC Stores | 20.66 | 2001-12-11 11:39 | Anjanece | 12 | 0 | N | N
UTILCO | SCH-6362B-9/16P | Y | UTILCO , SCH-6362B-9/16P |  |  | 20.88 | 2001-12-11 11:39 | Anjanece | 12 | 0 | N | N
UTILCO | SCH-6362B-9/16P | Y | UTILCO , SCH-6362B-9/16P |  |  | 20.92 | 2001-12-11 11:39 | Anjanece | 12 | 0 | N | N
UTILCO | SCH-6362B-9/16P | Y | UTILCO , SCH-6362B-9/16P |  |  | 21.03 | 2001-12-11 11:39 | Anjanece | 12 | 0 | N | N
UTILCO | SCH-6362B-9/16P | Y | UTILCO , SCH-6362B-9/16P |  |  | 21.27 | 2001-12-11 11:39 | Anjanece | 12 | 0 | N | N
UTILCO | SCH-6362B-9/16P | Y | UTILCO , SCH-6362B-9/16P |  |  | 21.3 | 2001-12-11 11:39 | Anjanece | 12 | 0 | N | N
UTILCO | SCH-6362B-9/16P | Y | UTILCO , SCH-6362B-9/16P |  |  | 21.59 | 2001-12-11 11:39 | Anjanece | 12 | 0 | N | N
UTILCO | SCH-6362B-9/16P | Y | UTILCO , SCH-6362B-9/16P |  |  | 21.63 | 2001-12-11 11:39 | Anjanece | 12 | 0 | N | N
UTILCO | SCH-6362B-9/16P | Y | UTILCO , SCH-6362B-9/16P |  |  | 21.68 | 2001-12-11 11:39 | Anjanece | 12 | 0 | N | N
UTILCO | SCH-6362B-9/16P | Y | UTILCO , SCH-6362B-9/16P |  |  | 21.84 | 2001-12-11 11:39 | Anjanece | 12 | 0 | N | N
UTILCO | SCH-6362B-9/16P | Y | UTILCO , SCH-6362B-9/16P |  |  | 22.82 | 2001-12-11 11:39 | Anjanece | 12 | 0 | N | N
UTILCO | SCH-6362B-9/16P | Y | UTILCO , SCH-6362B-9/16P |  |  | 23.16 | 2001-12-11 11:39 | Anjanece | 12 | 0 | N | N
UTILCO | SCH-6362B-9/16P | Y | UTILCO , SCH-6362B-9/16P |  |  | 25.79 | 2001-12-11 11:39 | Anjanece | 12 | 0 | N | N
UTILCO | SCH-6362B-9/16P | Y | UTILCO , SCH-6362B-9/16P |  |  | 26.58 | 2001-12-11 11:39 | Anjanece | 12 | 0 | N | N
UTILCO | SCH-6362B-9/16P | Y | UTILCO , SCH-6362B-9/16P |  |  | 34.52 | 2001-12-11 11:39 | Anjanece | 12 | 0 | N | N
UTILCO | SCH-6362B-9/16P | Y | UTILCO , SCH-6362B-9/16P |  |  | 34.64 | 2001-12-11 11:39 | Anjanece | 12 | 0 | N | N
UTILCO | SCH-6362B-9/16P | Y | UTILCO , SCH-6362B-9/16P |  |  | 34.66 | 2001-12-11 11:39 | Anjanece | 12 | 0 | N | N
UTILCO | SCH-6362B-9/16P | Y | UTILCO , SCH-6362B-9/16P |  |  | 34.7 | 2001-12-11 11:39 | Anjanece | 12 | 0 | N | N
UTILCO | SCH-6362B-9/16P | Y | UTILCO , SCH-6362B-9/16P |  |  | 35.39 | 2001-12-11 11:39 | Anjanece | 12 | 0 | N | N
CHANCE | 7903 | Y | CHANCE , 7903 | JEA OVERHEAD DISTRIBUTION | CSC Stores | 2.71 | 2001-12-11 11:39 | Anjanece | 25 | 0 | N | N
CHANCE | 7903 | Y | CHANCE , 7903 |  |  | 2.74 | 2001-12-11 11:39 | Anjanece | 25 | 0 | N | N
CHANCE | 7903 | Y | CHANCE , 7903 |  |  | 2.75 | 2001-12-11 11:39 | Anjanece | 25 | 0 | N | N
CHANCE | 7903 | Y | CHANCE , 7903 |  |  | 2.82 | 2001-12-11 11:39 | Anjanece | 25 | 0 | N | N
CHANCE | 7903 | Y | CHANCE , 7903 |  |  | 3.38 | 2001-12-11 11:39 | Anjanece | 25 | 0 | N | N
CHANCE | 7903 | Y | CHANCE , 7903 |  |  | 3.39 | 2001-12-11 11:39 | Anjanece | 25 | 0 | N | N
CHANCE | 7903 | Y | CHANCE , 7903 |  |  | 3.42 | 2001-12-11 11:39 | Anjanece | 25 | 0 | N | N
CHANCE | 7903 | Y | CHANCE , 7903 |  |  | 3.46 | 2001-12-11 11:39 | Anjanece | 25 | 0 | N | N
CHANCE | 7903 | Y | CHANCE , 7903 |  |  | 3.63 | 2001-12-11 11:39 | Anjanece | 25 | 0 | N | N
CHANCE | 7903 | Y | CHANCE , 7903 |  |  | 4.21 | 2001-12-11 11:39 | Anjanece | 25 | 0 | N | N
CHANCE | 7903 | Y | CHANCE , 7903 |  |  | 6.4 | 2001-12-11 11:39 | Anjanece | 25 | 0 | N | N
CHANCE | 7903 | Y | CHANCE , 7903 |  |  | 6.73 | 2001-12-11 11:39 | Anjanece | 25 | 0 | N | N
COOPER POWER SYSTEMS | DJ22C1 | Y | COOPER POWER SYSTEMS , DJ22C1 | JEA OVERHEAD DISTRIBUTION | CSC Stores | 2.71 | 2001-12-11 11:39 | Anjanece | 25 | 0 | N | N
COOPER POWER SYSTEMS | DJ22C1 | Y | COOPER POWER SYSTEMS , DJ22C1 |  |  | 2.74 | 2001-12-11 11:39 | Anjanece | 25 | 0 | N | N
COOPER POWER SYSTEMS | DJ22C1 | Y | COOPER POWER SYSTEMS , DJ22C1 |  |  | 2.75 | 2001-12-11 11:39 | Anjanece | 25 | 0 | N | N
COOPER POWER SYSTEMS | DJ22C1 | Y | COOPER POWER SYSTEMS , DJ22C1 |  |  | 2.82 | 2001-12-11 11:39 | Anjanece | 25 | 0 | N | N
COOPER POWER SYSTEMS | DJ22C1 | Y | COOPER POWER SYSTEMS , DJ22C1 |  |  | 3.38 | 2001-12-11 11:39 | Anjanece | 25 | 0 | N | N
COOPER POWER SYSTEMS | DJ22C1 | Y | COOPER POWER SYSTEMS , DJ22C1 |  |  | 3.39 | 2001-12-11 11:39 | Anjanece | 25 | 0 | N | N
COOPER POWER SYSTEMS | DJ22C1 | Y | COOPER POWER SYSTEMS , DJ22C1 |  |  | 3.42 | 2001-12-11 11:39 | Anjanece | 25 | 0 | N | N
COOPER POWER SYSTEMS | DJ22C1 | Y | COOPER POWER SYSTEMS , DJ22C1 |  |  | 3.46 | 2001-12-11 11:39 | Anjanece | 25 | 0 | N | N
COOPER POWER SYSTEMS | DJ22C1 | Y | COOPER POWER SYSTEMS , DJ22C1 |  |  | 3.63 | 2001-12-11 11:39 | Anjanece | 25 | 0 | N | N
COOPER POWER SYSTEMS | DJ22C1 | Y | COOPER POWER SYSTEMS , DJ22C1 |  |  | 4.21 | 2001-12-11 11:39 | Anjanece | 25 | 0 | N | N
COOPER POWER SYSTEMS | DJ22C1 | Y | COOPER POWER SYSTEMS , DJ22C1 |  |  | 6.4 | 2001-12-11 11:39 | Anjanece | 25 | 0 | N | N
COOPER POWER SYSTEMS | DJ22C1 | Y | COOPER POWER SYSTEMS , DJ22C1 |  |  | 6.73 | 2001-12-11 11:39 | Anjanece | 25 | 0 | N | N
JOSLYN HI-VOLTAGE CORP. | J1096 | Y | JOSLYN HI-VOLTAGE CORP. , J1096 | JEA OVERHEAD DISTRIBUTION | CSC Stores | 2.71 | 2001-12-11 11:39 | Anjanece | 25 | 0 | N | N
JOSLYN HI-VOLTAGE CORP. | J1096 | Y | JOSLYN HI-VOLTAGE CORP. , J1096 |  |  | 2.74 | 2001-12-11 11:39 | Anjanece | 25 | 0 | N | N
JOSLYN HI-VOLTAGE CORP. | J1096 | Y | JOSLYN HI-VOLTAGE CORP. , J1096 |  |  | 2.75 | 2001-12-11 11:39 | Anjanece | 25 | 0 | N | N
JOSLYN HI-VOLTAGE CORP. | J1096 | Y | JOSLYN HI-VOLTAGE CORP. , J1096 |  |  | 2.82 | 2001-12-11 11:39 | Anjanece | 25 | 0 | N | N
JOSLYN HI-VOLTAGE CORP. | J1096 | Y | JOSLYN HI-VOLTAGE CORP. , J1096 |  |  | 3.38 | 2001-12-11 11:39 | Anjanece | 25 | 0 | N | N
JOSLYN HI-VOLTAGE CORP. | J1096 | Y | JOSLYN HI-VOLTAGE CORP. , J1096 |  |  | 3.39 | 2001-12-11 11:39 | Anjanece | 25 | 0 | N | N
JOSLYN HI-VOLTAGE CORP. | J1096 | Y | JOSLYN HI-VOLTAGE CORP. , J1096 |  |  | 3.42 | 2001-12-11 11:39 | Anjanece | 25 | 0 | N | N
JOSLYN HI-VOLTAGE CORP. | J1096 | Y | JOSLYN HI-VOLTAGE CORP. , J1096 |  |  | 3.46 | 2001-12-11 11:39 | Anjanece | 25 | 0 | N | N
JOSLYN HI-VOLTAGE CORP. | J1096 | Y | JOSLYN HI-VOLTAGE CORP. , J1096 |  |  | 3.63 | 2001-12-11 11:39 | Anjanece | 25 | 0 | N | N
JOSLYN HI-VOLTAGE CORP. | J1096 | Y | JOSLYN HI-VOLTAGE CORP. , J1096 |  |  | 4.21 | 2001-12-11 11:39 | Anjanece | 25 | 0 | N | N
JOSLYN HI-VOLTAGE CORP. | J1096 | Y | JOSLYN HI-VOLTAGE CORP. , J1096 |  |  | 6.4 | 2001-12-11 11:39 | Anjanece | 25 | 0 | N | N
JOSLYN HI-VOLTAGE CORP. | J1096 | Y | JOSLYN HI-VOLTAGE CORP. , J1096 |  |  | 6.73 | 2001-12-11 11:39 | Anjanece | 25 | 0 | N | N
LAPP | 47101 | Y | LAPP , 47101 | JEA OVERHEAD DISTRIBUTION | CSC Stores | 20.37 | 2001-12-11 11:40 | Anjanece | 25 | 0 | N | N
LAPP | 47101 | Y | LAPP , 47101 |  |  | 21.43 | 2001-12-11 11:40 | Anjanece | 25 | 0 | N | N
LAPP | 47101 | Y | LAPP , 47101 |  |  | 22.28 | 2001-12-11 11:40 | Anjanece | 25 | 0 | N | N
LAPP | 47101 | Y | LAPP , 47101 |  |  | 22.46 | 2001-12-11 11:40 | Anjanece | 25 | 0 | N | N
LAPP | 47101 | Y | LAPP , 47101 |  |  | 22.59 | 2001-12-11 11:40 | Anjanece | 25 | 0 | N | N
LAPP | 47101 | Y | LAPP , 47101 |  |  | 22.91 | 2001-12-11 11:40 | Anjanece | 25 | 0 | N | N
LAPP | 47101 | Y | LAPP , 47101 |  |  | 26.17 | 2001-12-11 11:40 | Anjanece | 25 | 0 | N | N
LINDSEY | 1101 | Y | LINDSEY , 1101 | JEA OVERHEAD DISTRIBUTION | CSC Stores | 20.37 | 2001-12-11 11:40 | Anjanece | 25 | 0 | N | N
LINDSEY | 1101 | Y | LINDSEY , 1101 |  |  | 21.43 | 2001-12-11 11:40 | Anjanece | 25 | 0 | N | N
LINDSEY | 1101 | Y | LINDSEY , 1101 |  |  | 22.28 | 2001-12-11 11:40 | Anjanece | 25 | 0 | N | N
LINDSEY | 1101 | Y | LINDSEY , 1101 |  |  | 22.46 | 2001-12-11 11:40 | Anjanece | 25 | 0 | N | N
LINDSEY | 1101 | Y | LINDSEY , 1101 |  |  | 22.59 | 2001-12-11 11:40 | Anjanece | 25 | 0 | N | N
LINDSEY | 1101 | Y | LINDSEY , 1101 |  |  | 22.91 | 2001-12-11 11:40 | Anjanece | 25 | 0 | N | N
LINDSEY | 1101 | Y | LINDSEY , 1101 |  |  | 26.17 | 2001-12-11 11:40 | Anjanece | 25 | 0 | N | N
MACLEAN POWER SYSTEMS | LPS-57F | Y | MACLEAN POWER SYSTEMS , LPS-57F | JEA OVERHEAD DISTRIBUTION | CSC Stores | 20.37 | 2001-12-11 11:40 | Anjanece | 25 | 0 | N | N
MACLEAN POWER SYSTEMS | LPS-57F | Y | MACLEAN POWER SYSTEMS , LPS-57F |  |  | 21.43 | 2001-12-11 11:40 | Anjanece | 25 | 0 | N | N
MACLEAN POWER SYSTEMS | LPS-57F | Y | MACLEAN POWER SYSTEMS , LPS-57F |  |  | 22.28 | 2001-12-11 11:40 | Anjanece | 25 | 0 | N | N
MACLEAN POWER SYSTEMS | LPS-57F | Y | MACLEAN POWER SYSTEMS , LPS-57F |  |  | 22.46 | 2001-12-11 11:40 | Anjanece | 25 | 0 | N | N
MACLEAN POWER SYSTEMS | LPS-57F | Y | MACLEAN POWER SYSTEMS , LPS-57F |  |  | 22.59 | 2001-12-11 11:40 | Anjanece | 25 | 0 | N | N
MACLEAN POWER SYSTEMS | LPS-57F | Y | MACLEAN POWER SYSTEMS , LPS-57F |  |  | 22.91 | 2001-12-11 11:40 | Anjanece | 25 | 0 | N | N
MACLEAN POWER SYSTEMS | LPS-57F | Y | MACLEAN POWER SYSTEMS , LPS-57F |  |  | 26.17 | 2001-12-11 11:40 | Anjanece | 25 | 0 | N | N
OHIO BRASS | 270650 | Y | OHIO BRASS , 270650 | JEA OVERHEAD DISTRIBUTION | CSC Stores | 20.37 | 2001-12-11 11:40 | Anjanece | 25 | 0 | N | N
OHIO BRASS | 270650 | Y | OHIO BRASS , 270650 |  |  | 21.43 | 2001-12-11 11:40 | Anjanece | 25 | 0 | N | N
OHIO BRASS | 270650 | Y | OHIO BRASS , 270650 |  |  | 22.28 | 2001-12-11 11:40 | Anjanece | 25 | 0 | N | N
OHIO BRASS | 270650 | Y | OHIO BRASS , 270650 |  |  | 22.46 | 2001-12-11 11:40 | Anjanece | 25 | 0 | N | N
OHIO BRASS | 270650 | Y | OHIO BRASS , 270650 |  |  | 22.59 | 2001-12-11 11:40 | Anjanece | 25 | 0 | N | N
OHIO BRASS | 270650 | Y | OHIO BRASS , 270650 |  |  | 22.91 | 2001-12-11 11:40 | Anjanece | 25 | 0 | N | N
OHIO BRASS | 270650 | Y | OHIO BRASS , 270650 |  |  | 26.17 | 2001-12-11 11:40 | Anjanece | 25 | 0 | N | N
ANDERSON | TSC-57 | Y | ANDERSON , TSC-57 | JEA OVERHEAD DISTRIBUTION | CSC Stores | 6.03 | 2001-12-11 11:40 | Anjanece | 25 | 0 | N | N
ANDERSON | TSC-57 | Y | ANDERSON , TSC-57 |  |  | 8.92 | 2001-12-11 11:40 | Anjanece | 25 | 0 | N | N
LAPP | 47113 | Y | LAPP , 47113 | JEA OVERHEAD DISTRIBUTION | CSC Stores | 6.03 | 2001-12-11 11:40 | Anjanece | 25 | 0 | N | N
LAPP | 47113 | Y | LAPP , 47113 |  |  | 8.92 | 2001-12-11 11:40 | Anjanece | 25 | 0 | N | N
MACLEAN POWER SYSTEMS | ACTS-57 | Y | MACLEAN POWER SYSTEMS , ACTS-57 | JEA OVERHEAD DISTRIBUTION | CSC Stores | 6.03 | 2001-12-11 11:40 | Anjanece | 25 | 0 | N | N
MACLEAN POWER SYSTEMS | ACTS-57 | Y | MACLEAN POWER SYSTEMS , ACTS-57 |  |  | 8.92 | 2001-12-11 11:40 | Anjanece | 25 | 0 | N | N
CONTINENTAL ELECTRIC | PAC-57 | Y | CONTINENTAL ELECTRIC , PAC-57 | JEA OVERHEAD DISTRIBUTION | CSC Stores | 10.32 | 2001-12-11 11:40 | Anjanece | 50 | 0 | N | N
CONTINENTAL ELECTRIC | PAC-57 | Y | CONTINENTAL ELECTRIC , PAC-57 |  |  | 10.33 | 2001-12-11 11:40 | Anjanece | 50 | 0 | N | N
CONTINENTAL ELECTRIC | PAC-57 | Y | CONTINENTAL ELECTRIC , PAC-57 |  |  | 10.34 | 2001-12-11 11:40 | Anjanece | 50 | 0 | N | N
CONTINENTAL ELECTRIC | PAC-57 | Y | CONTINENTAL ELECTRIC , PAC-57 |  |  | 10.54 | 2001-12-11 11:40 | Anjanece | 50 | 0 | N | N
CONTINENTAL ELECTRIC | PAC-57 | Y | CONTINENTAL ELECTRIC , PAC-57 |  |  | 10.55 | 2001-12-11 11:40 | Anjanece | 50 | 0 | N | N
CONTINENTAL ELECTRIC | PAC-57 | Y | CONTINENTAL ELECTRIC , PAC-57 |  |  | 10.67 | 2001-12-11 11:40 | Anjanece | 50 | 0 | N | N
CONTINENTAL ELECTRIC | PAC-57 | Y | CONTINENTAL ELECTRIC , PAC-57 |  |  | 10.89 | 2001-12-11 11:40 | Anjanece | 50 | 0 | N | N
CONTINENTAL ELECTRIC | PAC-57 | Y | CONTINENTAL ELECTRIC , PAC-57 |  |  | 10.9 | 2001-12-11 11:40 | Anjanece | 50 | 0 | N | N
CONTINENTAL ELECTRIC | PAC-57 | Y | CONTINENTAL ELECTRIC , PAC-57 |  |  | 11 | 2001-12-11 11:40 | Anjanece | 50 | 0 | N | N
CONTINENTAL ELECTRIC | PAC-57 | Y | CONTINENTAL ELECTRIC , PAC-57 |  |  | 11.07 | 2001-12-11 11:40 | Anjanece | 50 | 0 | N | N
CONTINENTAL ELECTRIC | PAC-57 | Y | CONTINENTAL ELECTRIC , PAC-57 |  |  | 11.09 | 2001-12-11 11:40 | Anjanece | 50 | 0 | N | N
CONTINENTAL ELECTRIC | PAC-57 | Y | CONTINENTAL ELECTRIC , PAC-57 |  |  | 11.11 | 2001-12-11 11:40 | Anjanece | 50 | 0 | N | N
CONTINENTAL ELECTRIC | PAC-57 | Y | CONTINENTAL ELECTRIC , PAC-57 |  |  | 11.12 | 2001-12-11 11:40 | Anjanece | 50 | 0 | N | N
CONTINENTAL ELECTRIC | PAC-57 | Y | CONTINENTAL ELECTRIC , PAC-57 |  |  | 11.13 | 2001-12-11 11:40 | Anjanece | 50 | 0 | N | N
CONTINENTAL ELECTRIC | PAC-57 | Y | CONTINENTAL ELECTRIC , PAC-57 |  |  | 11.14 | 2001-12-11 11:40 | Anjanece | 50 | 0 | N | N
CONTINENTAL ELECTRIC | PAC-57 | Y | CONTINENTAL ELECTRIC , PAC-57 |  |  | 11.16 | 2001-12-11 11:40 | Anjanece | 50 | 0 | N | N
CONTINENTAL ELECTRIC | PAC-57 | Y | CONTINENTAL ELECTRIC , PAC-57 |  |  | 11.17 | 2001-12-11 11:40 | Anjanece | 50 | 0 | N | N
CONTINENTAL ELECTRIC | PAC-57 | Y | CONTINENTAL ELECTRIC , PAC-57 |  |  | 11.18 | 2001-12-11 11:40 | Anjanece | 50 | 0 | N | N
CONTINENTAL ELECTRIC | PAC-57 | Y | CONTINENTAL ELECTRIC , PAC-57 |  |  | 11.19 | 2001-12-11 11:40 | Anjanece | 50 | 0 | N | N
CONTINENTAL ELECTRIC | PAC-57 | Y | CONTINENTAL ELECTRIC , PAC-57 |  |  | 11.2 | 2001-12-11 11:40 | Anjanece | 50 | 0 | N | N
CONTINENTAL ELECTRIC | PAC-57 | Y | CONTINENTAL ELECTRIC , PAC-57 |  |  | 11.21 | 2001-12-11 11:40 | Anjanece | 50 | 0 | N | N
CONTINENTAL ELECTRIC | PAC-57 | Y | CONTINENTAL ELECTRIC , PAC-57 |  |  | 11.23 | 2001-12-11 11:40 | Anjanece | 50 | 0 | N | N
CONTINENTAL ELECTRIC | PAC-57 | Y | CONTINENTAL ELECTRIC , PAC-57 |  |  | 11.28 | 2001-12-11 11:40 | Anjanece | 50 | 0 | N | N
CONTINENTAL ELECTRIC | PAC-57 | Y | CONTINENTAL ELECTRIC , PAC-57 |  |  | 11.41 | 2001-12-11 11:40 | Anjanece | 50 | 0 | N | N
CONTINENTAL ELECTRIC | PAC-57 | Y | CONTINENTAL ELECTRIC , PAC-57 |  |  | 14.98 | 2001-12-11 11:40 | Anjanece | 50 | 0 | N | N
CONTINENTAL ELECTRIC | PAC-57 | Y | CONTINENTAL ELECTRIC , PAC-57 |  |  | 16.25 | 2001-12-11 11:40 | Anjanece | 50 | 0 | N | N
CONTINENTAL ELECTRIC | PAC-57 | Y | CONTINENTAL ELECTRIC , PAC-57 |  |  | 16.81 | 2001-12-11 11:40 | Anjanece | 50 | 0 | N | N
CONTINENTAL ELECTRIC | PAC-57 | Y | CONTINENTAL ELECTRIC , PAC-57 |  |  | 18.1 | 2001-12-11 11:40 | Anjanece | 50 | 0 | N | N
CONTINENTAL ELECTRIC | PAC-57 | Y | CONTINENTAL ELECTRIC , PAC-57 |  |  | 18.13 | 2001-12-11 11:40 | Anjanece | 50 | 0 | N | N
CONTINENTAL ELECTRIC | PAC-57 | Y | CONTINENTAL ELECTRIC , PAC-57 |  |  | 18.7 | 2001-12-11 11:40 | Anjanece | 50 | 0 | N | N
CONTINENTAL ELECTRIC | PAC-57 | Y | CONTINENTAL ELECTRIC , PAC-57 |  |  | 18.81 | 2001-12-11 11:40 | Anjanece | 50 | 0 | N | N
CONTINENTAL ELECTRIC | PAC-57 | Y | CONTINENTAL ELECTRIC , PAC-57 |  | Storm Stores | 0 | 2022-09-23 10:08 | Anjanece | 50 | 0 | N | N
CONTINENTAL ELECTRIC | PAC-57 | Y | CONTINENTAL ELECTRIC , PAC-57 |  |  | 16.25 | 2022-09-23 10:08 | Anjanece | 50 | 0 | N | N
CONTINENTAL ELECTRIC | PAC-57 | Y | CONTINENTAL ELECTRIC , PAC-57 |  |  | 16.7 | 2022-09-23 10:08 | Anjanece | 50 | 0 | N | N
CONTINENTAL ELECTRIC | PAC-57 | Y | CONTINENTAL ELECTRIC , PAC-57 |  |  | 16.78 | 2022-09-23 10:08 | Anjanece | 50 | 0 | N | N
CONTINENTAL ELECTRIC | PAC-57 | Y | CONTINENTAL ELECTRIC , PAC-57 |  |  | 17.3 | 2022-09-23 10:08 | Anjanece | 50 | 0 | N | N
CONTINENTAL ELECTRIC | PAC-57 | Y | CONTINENTAL ELECTRIC , PAC-57 |  |  | 17.56 | 2022-09-23 10:08 | Anjanece | 50 | 0 | N | N
FARGO | GD-992A30 | Y | FARGO , GD-992A30 | JEA OVERHEAD DISTRIBUTION | CSC Stores | 10.32 | 2001-12-11 11:40 | Anjanece | 50 | 0 | N | N
FARGO | GD-992A30 | Y | FARGO , GD-992A30 |  |  | 10.33 | 2001-12-11 11:40 | Anjanece | 50 | 0 | N | N
FARGO | GD-992A30 | Y | FARGO , GD-992A30 |  |  | 10.34 | 2001-12-11 11:40 | Anjanece | 50 | 0 | N | N
FARGO | GD-992A30 | Y | FARGO , GD-992A30 |  |  | 10.54 | 2001-12-11 11:40 | Anjanece | 50 | 0 | N | N
FARGO | GD-992A30 | Y | FARGO , GD-992A30 |  |  | 10.55 | 2001-12-11 11:40 | Anjanece | 50 | 0 | N | N
FARGO | GD-992A30 | Y | FARGO , GD-992A30 |  |  | 10.67 | 2001-12-11 11:40 | Anjanece | 50 | 0 | N | N
FARGO | GD-992A30 | Y | FARGO , GD-992A30 |  |  | 10.89 | 2001-12-11 11:40 | Anjanece | 50 | 0 | N | N
FARGO | GD-992A30 | Y | FARGO , GD-992A30 |  |  | 10.9 | 2001-12-11 11:40 | Anjanece | 50 | 0 | N | N
FARGO | GD-992A30 | Y | FARGO , GD-992A30 |  |  | 11 | 2001-12-11 11:40 | Anjanece | 50 | 0 | N | N
FARGO | GD-992A30 | Y | FARGO , GD-992A30 |  |  | 11.07 | 2001-12-11 11:40 | Anjanece | 50 | 0 | N | N
FARGO | GD-992A30 | Y | FARGO , GD-992A30 |  |  | 11.09 | 2001-12-11 11:40 | Anjanece | 50 | 0 | N | N
FARGO | GD-992A30 | Y | FARGO , GD-992A30 |  |  | 11.11 | 2001-12-11 11:40 | Anjanece | 50 | 0 | N | N
FARGO | GD-992A30 | Y | FARGO , GD-992A30 |  |  | 11.12 | 2001-12-11 11:40 | Anjanece | 50 | 0 | N | N
FARGO | GD-992A30 | Y | FARGO , GD-992A30 |  |  | 11.13 | 2001-12-11 11:40 | Anjanece | 50 | 0 | N | N
FARGO | GD-992A30 | Y | FARGO , GD-992A30 |  |  | 11.14 | 2001-12-11 11:40 | Anjanece | 50 | 0 | N | N
FARGO | GD-992A30 | Y | FARGO , GD-992A30 |  |  | 11.16 | 2001-12-11 11:40 | Anjanece | 50 | 0 | N | N
FARGO | GD-992A30 | Y | FARGO , GD-992A30 |  |  | 11.17 | 2001-12-11 11:40 | Anjanece | 50 | 0 | N | N
FARGO | GD-992A30 | Y | FARGO , GD-992A30 |  |  | 11.18 | 2001-12-11 11:40 | Anjanece | 50 | 0 | N | N
FARGO | GD-992A30 | Y | FARGO , GD-992A30 |  |  | 11.19 | 2001-12-11 11:40 | Anjanece | 50 | 0 | N | N
FARGO | GD-992A30 | Y | FARGO , GD-992A30 |  |  | 11.2 | 2001-12-11 11:40 | Anjanece | 50 | 0 | N | N
FARGO | GD-992A30 | Y | FARGO , GD-992A30 |  |  | 11.21 | 2001-12-11 11:40 | Anjanece | 50 | 0 | N | N
FARGO | GD-992A30 | Y | FARGO , GD-992A30 |  |  | 11.23 | 2001-12-11 11:40 | Anjanece | 50 | 0 | N | N
FARGO | GD-992A30 | Y | FARGO , GD-992A30 |  |  | 11.28 | 2001-12-11 11:40 | Anjanece | 50 | 0 | N | N
FARGO | GD-992A30 | Y | FARGO , GD-992A30 |  |  | 11.41 | 2001-12-11 11:40 | Anjanece | 50 | 0 | N | N
FARGO | GD-992A30 | Y | FARGO , GD-992A30 |  |  | 14.98 | 2001-12-11 11:40 | Anjanece | 50 | 0 | N | N
FARGO | GD-992A30 | Y | FARGO , GD-992A30 |  |  | 16.25 | 2001-12-11 11:40 | Anjanece | 50 | 0 | N | N
FARGO | GD-992A30 | Y | FARGO , GD-992A30 |  |  | 16.81 | 2001-12-11 11:40 | Anjanece | 50 | 0 | N | N
FARGO | GD-992A30 | Y | FARGO , GD-992A30 |  |  | 18.1 | 2001-12-11 11:40 | Anjanece | 50 | 0 | N | N
FARGO | GD-992A30 | Y | FARGO , GD-992A30 |  |  | 18.13 | 2001-12-11 11:40 | Anjanece | 50 | 0 | N | N
FARGO | GD-992A30 | Y | FARGO , GD-992A30 |  |  | 18.7 | 2001-12-11 11:40 | Anjanece | 50 | 0 | N | N
FARGO | GD-992A30 | Y | FARGO , GD-992A30 |  |  | 18.81 | 2001-12-11 11:40 | Anjanece | 50 | 0 | N | N
FARGO | GD-992A30 | Y | FARGO , GD-992A30 |  | Storm Stores | 0 | 2022-09-23 10:08 | Anjanece | 50 | 0 | N | N
FARGO | GD-992A30 | Y | FARGO , GD-992A30 |  |  | 16.25 | 2022-09-23 10:08 | Anjanece | 50 | 0 | N | N
FARGO | GD-992A30 | Y | FARGO , GD-992A30 |  |  | 16.7 | 2022-09-23 10:08 | Anjanece | 50 | 0 | N | N
FARGO | GD-992A30 | Y | FARGO , GD-992A30 |  |  | 16.78 | 2022-09-23 10:08 | Anjanece | 50 | 0 | N | N
FARGO | GD-992A30 | Y | FARGO , GD-992A30 |  |  | 17.3 | 2022-09-23 10:08 | Anjanece | 50 | 0 | N | N
FARGO | GD-992A30 | Y | FARGO , GD-992A30 |  |  | 17.56 | 2022-09-23 10:08 | Anjanece | 50 | 0 | N | N
LAPP | 80481 | Y | LAPP , 80481 | JEA OVERHEAD DISTRIBUTION | CSC Stores | 10.32 | 2001-12-11 11:40 | Anjanece | 50 | 0 | N | N
LAPP | 80481 | Y | LAPP , 80481 |  |  | 10.33 | 2001-12-11 11:40 | Anjanece | 50 | 0 | N | N
LAPP | 80481 | Y | LAPP , 80481 |  |  | 10.34 | 2001-12-11 11:40 | Anjanece | 50 | 0 | N | N
LAPP | 80481 | Y | LAPP , 80481 |  |  | 10.54 | 2001-12-11 11:40 | Anjanece | 50 | 0 | N | N
LAPP | 80481 | Y | LAPP , 80481 |  |  | 10.55 | 2001-12-11 11:40 | Anjanece | 50 | 0 | N | N
LAPP | 80481 | Y | LAPP , 80481 |  |  | 10.67 | 2001-12-11 11:40 | Anjanece | 50 | 0 | N | N
LAPP | 80481 | Y | LAPP , 80481 |  |  | 10.89 | 2001-12-11 11:40 | Anjanece | 50 | 0 | N | N
LAPP | 80481 | Y | LAPP , 80481 |  |  | 10.9 | 2001-12-11 11:40 | Anjanece | 50 | 0 | N | N
LAPP | 80481 | Y | LAPP , 80481 |  |  | 11 | 2001-12-11 11:40 | Anjanece | 50 | 0 | N | N
LAPP | 80481 | Y | LAPP , 80481 |  |  | 11.07 | 2001-12-11 11:40 | Anjanece | 50 | 0 | N | N
LAPP | 80481 | Y | LAPP , 80481 |  |  | 11.09 | 2001-12-11 11:40 | Anjanece | 50 | 0 | N | N
LAPP | 80481 | Y | LAPP , 80481 |  |  | 11.11 | 2001-12-11 11:40 | Anjanece | 50 | 0 | N | N
LAPP | 80481 | Y | LAPP , 80481 |  |  | 11.12 | 2001-12-11 11:40 | Anjanece | 50 | 0 | N | N
LAPP | 80481 | Y | LAPP , 80481 |  |  | 11.13 | 2001-12-11 11:40 | Anjanece | 50 | 0 | N | N
LAPP | 80481 | Y | LAPP , 80481 |  |  | 11.14 | 2001-12-11 11:40 | Anjanece | 50 | 0 | N | N
LAPP | 80481 | Y | LAPP , 80481 |  |  | 11.16 | 2001-12-11 11:40 | Anjanece | 50 | 0 | N | N
LAPP | 80481 | Y | LAPP , 80481 |  |  | 11.17 | 2001-12-11 11:40 | Anjanece | 50 | 0 | N | N
LAPP | 80481 | Y | LAPP , 80481 |  |  | 11.18 | 2001-12-11 11:40 | Anjanece | 50 | 0 | N | N
LAPP | 80481 | Y | LAPP , 80481 |  |  | 11.19 | 2001-12-11 11:40 | Anjanece | 50 | 0 | N | N
LAPP | 80481 | Y | LAPP , 80481 |  |  | 11.2 | 2001-12-11 11:40 | Anjanece | 50 | 0 | N | N
LAPP | 80481 | Y | LAPP , 80481 |  |  | 11.21 | 2001-12-11 11:40 | Anjanece | 50 | 0 | N | N
LAPP | 80481 | Y | LAPP , 80481 |  |  | 11.23 | 2001-12-11 11:40 | Anjanece | 50 | 0 | N | N
LAPP | 80481 | Y | LAPP , 80481 |  |  | 11.28 | 2001-12-11 11:40 | Anjanece | 50 | 0 | N | N
LAPP | 80481 | Y | LAPP , 80481 |  |  | 11.41 | 2001-12-11 11:40 | Anjanece | 50 | 0 | N | N
LAPP | 80481 | Y | LAPP , 80481 |  |  | 14.98 | 2001-12-11 11:40 | Anjanece | 50 | 0 | N | N
LAPP | 80481 | Y | LAPP , 80481 |  |  | 16.25 | 2001-12-11 11:40 | Anjanece | 50 | 0 | N | N
LAPP | 80481 | Y | LAPP , 80481 |  |  | 16.81 | 2001-12-11 11:40 | Anjanece | 50 | 0 | N | N
LAPP | 80481 | Y | LAPP , 80481 |  |  | 18.1 | 2001-12-11 11:40 | Anjanece | 50 | 0 | N | N
LAPP | 80481 | Y | LAPP , 80481 |  |  | 18.13 | 2001-12-11 11:40 | Anjanece | 50 | 0 | N | N
LAPP | 80481 | Y | LAPP , 80481 |  |  | 18.7 | 2001-12-11 11:40 | Anjanece | 50 | 0 | N | N
LAPP | 80481 | Y | LAPP , 80481 |  |  | 18.81 | 2001-12-11 11:40 | Anjanece | 50 | 0 | N | N
LAPP | 80481 | Y | LAPP , 80481 |  | Storm Stores | 0 | 2022-09-23 10:08 | Anjanece | 50 | 0 | N | N
LAPP | 80481 | Y | LAPP , 80481 |  |  | 16.25 | 2022-09-23 10:08 | Anjanece | 50 | 0 | N | N
LAPP | 80481 | Y | LAPP , 80481 |  |  | 16.7 | 2022-09-23 10:08 | Anjanece | 50 | 0 | N | N
LAPP | 80481 | Y | LAPP , 80481 |  |  | 16.78 | 2022-09-23 10:08 | Anjanece | 50 | 0 | N | N
LAPP | 80481 | Y | LAPP , 80481 |  |  | 17.3 | 2022-09-23 10:08 | Anjanece | 50 | 0 | N | N
LAPP | 80481 | Y | LAPP , 80481 |  |  | 17.56 | 2022-09-23 10:08 | Anjanece | 50 | 0 | N | N
PLP | TAAS-57 | Y | PLP , TAAS-57 | JEA OVERHEAD DISTRIBUTION | CSC Stores | 10.32 | 2001-12-11 11:40 | Anjanece | 50 | 0 | N | N
PLP | TAAS-57 | Y | PLP , TAAS-57 |  |  | 10.33 | 2001-12-11 11:40 | Anjanece | 50 | 0 | N | N
PLP | TAAS-57 | Y | PLP , TAAS-57 |  |  | 10.34 | 2001-12-11 11:40 | Anjanece | 50 | 0 | N | N
PLP | TAAS-57 | Y | PLP , TAAS-57 |  |  | 10.54 | 2001-12-11 11:40 | Anjanece | 50 | 0 | N | N
PLP | TAAS-57 | Y | PLP , TAAS-57 |  |  | 10.55 | 2001-12-11 11:40 | Anjanece | 50 | 0 | N | N
PLP | TAAS-57 | Y | PLP , TAAS-57 |  |  | 10.67 | 2001-12-11 11:40 | Anjanece | 50 | 0 | N | N
PLP | TAAS-57 | Y | PLP , TAAS-57 |  |  | 10.89 | 2001-12-11 11:40 | Anjanece | 50 | 0 | N | N
PLP | TAAS-57 | Y | PLP , TAAS-57 |  |  | 10.9 | 2001-12-11 11:40 | Anjanece | 50 | 0 | N | N
PLP | TAAS-57 | Y | PLP , TAAS-57 |  |  | 11 | 2001-12-11 11:40 | Anjanece | 50 | 0 | N | N
PLP | TAAS-57 | Y | PLP , TAAS-57 |  |  | 11.07 | 2001-12-11 11:40 | Anjanece | 50 | 0 | N | N
PLP | TAAS-57 | Y | PLP , TAAS-57 |  |  | 11.09 | 2001-12-11 11:40 | Anjanece | 50 | 0 | N | N
PLP | TAAS-57 | Y | PLP , TAAS-57 |  |  | 11.11 | 2001-12-11 11:40 | Anjanece | 50 | 0 | N | N
PLP | TAAS-57 | Y | PLP , TAAS-57 |  |  | 11.12 | 2001-12-11 11:40 | Anjanece | 50 | 0 | N | N
PLP | TAAS-57 | Y | PLP , TAAS-57 |  |  | 11.13 | 2001-12-11 11:40 | Anjanece | 50 | 0 | N | N
PLP | TAAS-57 | Y | PLP , TAAS-57 |  |  | 11.14 | 2001-12-11 11:40 | Anjanece | 50 | 0 | N | N
PLP | TAAS-57 | Y | PLP , TAAS-57 |  |  | 11.16 | 2001-12-11 11:40 | Anjanece | 50 | 0 | N | N
PLP | TAAS-57 | Y | PLP , TAAS-57 |  |  | 11.17 | 2001-12-11 11:40 | Anjanece | 50 | 0 | N | N
PLP | TAAS-57 | Y | PLP , TAAS-57 |  |  | 11.18 | 2001-12-11 11:40 | Anjanece | 50 | 0 | N | N
PLP | TAAS-57 | Y | PLP , TAAS-57 |  |  | 11.19 | 2001-12-11 11:40 | Anjanece | 50 | 0 | N | N
PLP | TAAS-57 | Y | PLP , TAAS-57 |  |  | 11.2 | 2001-12-11 11:40 | Anjanece | 50 | 0 | N | N
PLP | TAAS-57 | Y | PLP , TAAS-57 |  |  | 11.21 | 2001-12-11 11:40 | Anjanece | 50 | 0 | N | N
PLP | TAAS-57 | Y | PLP , TAAS-57 |  |  | 11.23 | 2001-12-11 11:40 | Anjanece | 50 | 0 | N | N
PLP | TAAS-57 | Y | PLP , TAAS-57 |  |  | 11.28 | 2001-12-11 11:40 | Anjanece | 50 | 0 | N | N
PLP | TAAS-57 | Y | PLP , TAAS-57 |  |  | 11.41 | 2001-12-11 11:40 | Anjanece | 50 | 0 | N | N
PLP | TAAS-57 | Y | PLP , TAAS-57 |  |  | 14.98 | 2001-12-11 11:40 | Anjanece | 50 | 0 | N | N
PLP | TAAS-57 | Y | PLP , TAAS-57 |  |  | 16.25 | 2001-12-11 11:40 | Anjanece | 50 | 0 | N | N
PLP | TAAS-57 | Y | PLP , TAAS-57 |  |  | 16.81 | 2001-12-11 11:40 | Anjanece | 50 | 0 | N | N
PLP | TAAS-57 | Y | PLP , TAAS-57 |  |  | 18.1 | 2001-12-11 11:40 | Anjanece | 50 | 0 | N | N
PLP | TAAS-57 | Y | PLP , TAAS-57 |  |  | 18.13 | 2001-12-11 11:40 | Anjanece | 50 | 0 | N | N
PLP | TAAS-57 | Y | PLP , TAAS-57 |  |  | 18.7 | 2001-12-11 11:40 | Anjanece | 50 | 0 | N | N
PLP | TAAS-57 | Y | PLP , TAAS-57 |  |  | 18.81 | 2001-12-11 11:40 | Anjanece | 50 | 0 | N | N
PLP | TAAS-57 | Y | PLP , TAAS-57 |  | Storm Stores | 0 | 2022-09-23 10:08 | Anjanece | 50 | 0 | N | N
PLP | TAAS-57 | Y | PLP , TAAS-57 |  |  | 16.25 | 2022-09-23 10:08 | Anjanece | 50 | 0 | N | N
PLP | TAAS-57 | Y | PLP , TAAS-57 |  |  | 16.7 | 2022-09-23 10:08 | Anjanece | 50 | 0 | N | N
PLP | TAAS-57 | Y | PLP , TAAS-57 |  |  | 16.78 | 2022-09-23 10:08 | Anjanece | 50 | 0 | N | N
PLP | TAAS-57 | Y | PLP , TAAS-57 |  |  | 17.3 | 2022-09-23 10:08 | Anjanece | 50 | 0 | N | N
PLP | TAAS-57 | Y | PLP , TAAS-57 |  |  | 17.56 | 2022-09-23 10:08 | Anjanece | 50 | 0 | N | N
RELIABLE POWER PRODUCTS | ACP-057 | Y | RELIABLE POWER PRODUCTS , ACP-057 | JEA OVERHEAD DISTRIBUTION | CSC Stores | 10.32 | 2001-12-11 11:40 | Anjanece | 50 | 0 | N | N
RELIABLE POWER PRODUCTS | ACP-057 | Y | RELIABLE POWER PRODUCTS , ACP-057 |  |  | 10.33 | 2001-12-11 11:40 | Anjanece | 50 | 0 | N | N
RELIABLE POWER PRODUCTS | ACP-057 | Y | RELIABLE POWER PRODUCTS , ACP-057 |  |  | 10.34 | 2001-12-11 11:40 | Anjanece | 50 | 0 | N | N
RELIABLE POWER PRODUCTS | ACP-057 | Y | RELIABLE POWER PRODUCTS , ACP-057 |  |  | 10.54 | 2001-12-11 11:40 | Anjanece | 50 | 0 | N | N
RELIABLE POWER PRODUCTS | ACP-057 | Y | RELIABLE POWER PRODUCTS , ACP-057 |  |  | 10.55 | 2001-12-11 11:40 | Anjanece | 50 | 0 | N | N
RELIABLE POWER PRODUCTS | ACP-057 | Y | RELIABLE POWER PRODUCTS , ACP-057 |  |  | 10.67 | 2001-12-11 11:40 | Anjanece | 50 | 0 | N | N
RELIABLE POWER PRODUCTS | ACP-057 | Y | RELIABLE POWER PRODUCTS , ACP-057 |  |  | 10.89 | 2001-12-11 11:40 | Anjanece | 50 | 0 | N | N
RELIABLE POWER PRODUCTS | ACP-057 | Y | RELIABLE POWER PRODUCTS , ACP-057 |  |  | 10.9 | 2001-12-11 11:40 | Anjanece | 50 | 0 | N | N
RELIABLE POWER PRODUCTS | ACP-057 | Y | RELIABLE POWER PRODUCTS , ACP-057 |  |  | 11 | 2001-12-11 11:40 | Anjanece | 50 | 0 | N | N
RELIABLE POWER PRODUCTS | ACP-057 | Y | RELIABLE POWER PRODUCTS , ACP-057 |  |  | 11.07 | 2001-12-11 11:40 | Anjanece | 50 | 0 | N | N
RELIABLE POWER PRODUCTS | ACP-057 | Y | RELIABLE POWER PRODUCTS , ACP-057 |  |  | 11.09 | 2001-12-11 11:40 | Anjanece | 50 | 0 | N | N
RELIABLE POWER PRODUCTS | ACP-057 | Y | RELIABLE POWER PRODUCTS , ACP-057 |  |  | 11.11 | 2001-12-11 11:40 | Anjanece | 50 | 0 | N | N
RELIABLE POWER PRODUCTS | ACP-057 | Y | RELIABLE POWER PRODUCTS , ACP-057 |  |  | 11.12 | 2001-12-11 11:40 | Anjanece | 50 | 0 | N | N
RELIABLE POWER PRODUCTS | ACP-057 | Y | RELIABLE POWER PRODUCTS , ACP-057 |  |  | 11.13 | 2001-12-11 11:40 | Anjanece | 50 | 0 | N | N
RELIABLE POWER PRODUCTS | ACP-057 | Y | RELIABLE POWER PRODUCTS , ACP-057 |  |  | 11.14 | 2001-12-11 11:40 | Anjanece | 50 | 0 | N | N
RELIABLE POWER PRODUCTS | ACP-057 | Y | RELIABLE POWER PRODUCTS , ACP-057 |  |  | 11.16 | 2001-12-11 11:40 | Anjanece | 50 | 0 | N | N
RELIABLE POWER PRODUCTS | ACP-057 | Y | RELIABLE POWER PRODUCTS , ACP-057 |  |  | 11.17 | 2001-12-11 11:40 | Anjanece | 50 | 0 | N | N
RELIABLE POWER PRODUCTS | ACP-057 | Y | RELIABLE POWER PRODUCTS , ACP-057 |  |  | 11.18 | 2001-12-11 11:40 | Anjanece | 50 | 0 | N | N
RELIABLE POWER PRODUCTS | ACP-057 | Y | RELIABLE POWER PRODUCTS , ACP-057 |  |  | 11.19 | 2001-12-11 11:40 | Anjanece | 50 | 0 | N | N
RELIABLE POWER PRODUCTS | ACP-057 | Y | RELIABLE POWER PRODUCTS , ACP-057 |  |  | 11.2 | 2001-12-11 11:40 | Anjanece | 50 | 0 | N | N
RELIABLE POWER PRODUCTS | ACP-057 | Y | RELIABLE POWER PRODUCTS , ACP-057 |  |  | 11.21 | 2001-12-11 11:40 | Anjanece | 50 | 0 | N | N
RELIABLE POWER PRODUCTS | ACP-057 | Y | RELIABLE POWER PRODUCTS , ACP-057 |  |  | 11.23 | 2001-12-11 11:40 | Anjanece | 50 | 0 | N | N
RELIABLE POWER PRODUCTS | ACP-057 | Y | RELIABLE POWER PRODUCTS , ACP-057 |  |  | 11.28 | 2001-12-11 11:40 | Anjanece | 50 | 0 | N | N
RELIABLE POWER PRODUCTS | ACP-057 | Y | RELIABLE POWER PRODUCTS , ACP-057 |  |  | 11.41 | 2001-12-11 11:40 | Anjanece | 50 | 0 | N | N
RELIABLE POWER PRODUCTS | ACP-057 | Y | RELIABLE POWER PRODUCTS , ACP-057 |  |  | 14.98 | 2001-12-11 11:40 | Anjanece | 50 | 0 | N | N
RELIABLE POWER PRODUCTS | ACP-057 | Y | RELIABLE POWER PRODUCTS , ACP-057 |  |  | 16.25 | 2001-12-11 11:40 | Anjanece | 50 | 0 | N | N
RELIABLE POWER PRODUCTS | ACP-057 | Y | RELIABLE POWER PRODUCTS , ACP-057 |  |  | 16.81 | 2001-12-11 11:40 | Anjanece | 50 | 0 | N | N
RELIABLE POWER PRODUCTS | ACP-057 | Y | RELIABLE POWER PRODUCTS , ACP-057 |  |  | 18.1 | 2001-12-11 11:40 | Anjanece | 50 | 0 | N | N
RELIABLE POWER PRODUCTS | ACP-057 | Y | RELIABLE POWER PRODUCTS , ACP-057 |  |  | 18.13 | 2001-12-11 11:40 | Anjanece | 50 | 0 | N | N
RELIABLE POWER PRODUCTS | ACP-057 | Y | RELIABLE POWER PRODUCTS , ACP-057 |  |  | 18.7 | 2001-12-11 11:40 | Anjanece | 50 | 0 | N | N
RELIABLE POWER PRODUCTS | ACP-057 | Y | RELIABLE POWER PRODUCTS , ACP-057 |  |  | 18.81 | 2001-12-11 11:40 | Anjanece | 50 | 0 | N | N
RELIABLE POWER PRODUCTS | ACP-057 | Y | RELIABLE POWER PRODUCTS , ACP-057 |  | Storm Stores | 0 | 2022-09-23 10:08 | Anjanece | 50 | 0 | N | N
RELIABLE POWER PRODUCTS | ACP-057 | Y | RELIABLE POWER PRODUCTS , ACP-057 |  |  | 16.25 | 2022-09-23 10:08 | Anjanece | 50 | 0 | N | N
RELIABLE POWER PRODUCTS | ACP-057 | Y | RELIABLE POWER PRODUCTS , ACP-057 |  |  | 16.7 | 2022-09-23 10:08 | Anjanece | 50 | 0 | N | N
RELIABLE POWER PRODUCTS | ACP-057 | Y | RELIABLE POWER PRODUCTS , ACP-057 |  |  | 16.78 | 2022-09-23 10:08 | Anjanece | 50 | 0 | N | N
RELIABLE POWER PRODUCTS | ACP-057 | Y | RELIABLE POWER PRODUCTS , ACP-057 |  |  | 17.3 | 2022-09-23 10:08 | Anjanece | 50 | 0 | N | N
RELIABLE POWER PRODUCTS | ACP-057 | Y | RELIABLE POWER PRODUCTS , ACP-057 |  |  | 17.56 | 2022-09-23 10:08 | Anjanece | 50 | 0 | N | N
MACLEAN POWER SYSTEMS | ULPS2-140 | Y | MACLEAN POWER SYSTEMS , ULPS2-140 | JEA OVERHEAD DISTRIBUTION | CSC Stores | 11.77 | 2001-12-11 11:41 | Anjanece | 25 | 0 | N | N
MACLEAN POWER SYSTEMS | ULPS2-140 | Y | MACLEAN POWER SYSTEMS , ULPS2-140 |  |  | 15.2 | 2001-12-11 11:41 | Anjanece | 25 | 0 | N | N
MACLEAN POWER SYSTEMS | ULPS2-140 | Y | MACLEAN POWER SYSTEMS , ULPS2-140 |  |  | 16.74 | 2001-12-11 11:41 | Anjanece | 25 | 0 | N | N
MACLEAN POWER SYSTEMS | ULPS2-140 | Y | MACLEAN POWER SYSTEMS , ULPS2-140 |  |  | 16.75 | 2001-12-11 11:41 | Anjanece | 25 | 0 | N | N
MACLEAN POWER SYSTEMS | ULPS2-140 | Y | MACLEAN POWER SYSTEMS , ULPS2-140 |  |  | 17.02 | 2001-12-11 11:41 | Anjanece | 25 | 0 | N | N
MACLEAN POWER SYSTEMS | ULPS2-140 | Y | MACLEAN POWER SYSTEMS , ULPS2-140 |  |  | 17.05 | 2001-12-11 11:41 | Anjanece | 25 | 0 | N | N
MACLEAN POWER SYSTEMS | ULPS2-140 | Y | MACLEAN POWER SYSTEMS , ULPS2-140 |  |  | 17.11 | 2001-12-11 11:41 | Anjanece | 25 | 0 | N | N
MACLEAN POWER SYSTEMS | ULPS2-140 | Y | MACLEAN POWER SYSTEMS , ULPS2-140 |  |  | 17.18 | 2001-12-11 11:41 | Anjanece | 25 | 0 | N | N
MACLEAN POWER SYSTEMS | ULPS2-140 | Y | MACLEAN POWER SYSTEMS , ULPS2-140 |  |  | 17.36 | 2001-12-11 11:41 | Anjanece | 25 | 0 | N | N
MACLEAN POWER SYSTEMS | ULPS2-140 | Y | MACLEAN POWER SYSTEMS , ULPS2-140 |  |  | 17.57 | 2001-12-11 11:41 | Anjanece | 25 | 0 | N | N
MACLEAN POWER SYSTEMS | ULPS2-140 | Y | MACLEAN POWER SYSTEMS , ULPS2-140 |  |  | 17.82 | 2001-12-11 11:41 | Anjanece | 25 | 0 | N | N
MACLEAN POWER SYSTEMS | ULPS2-140 | Y | MACLEAN POWER SYSTEMS , ULPS2-140 |  |  | 18.02 | 2001-12-11 11:41 | Anjanece | 25 | 0 | N | N
MACLEAN POWER SYSTEMS | ULPS2-140 | Y | MACLEAN POWER SYSTEMS , ULPS2-140 |  |  | 18.03 | 2001-12-11 11:41 | Anjanece | 25 | 0 | N | N
MACLEAN POWER SYSTEMS | ULPS2-140 | Y | MACLEAN POWER SYSTEMS , ULPS2-140 |  |  | 18.07 | 2001-12-11 11:41 | Anjanece | 25 | 0 | N | N
MACLEAN POWER SYSTEMS | ULPS2-140 | Y | MACLEAN POWER SYSTEMS , ULPS2-140 |  |  | 18.13 | 2001-12-11 11:41 | Anjanece | 25 | 0 | N | N
MACLEAN POWER SYSTEMS | ULPS2-140 | Y | MACLEAN POWER SYSTEMS , ULPS2-140 |  |  | 18.16 | 2001-12-11 11:41 | Anjanece | 25 | 0 | N | N
MACLEAN POWER SYSTEMS | ULPS2-140 | Y | MACLEAN POWER SYSTEMS , ULPS2-140 |  |  | 22.95 | 2001-12-11 11:41 | Anjanece | 25 | 0 | N | N
MACLEAN POWER SYSTEMS | ULPS2-140 | Y | MACLEAN POWER SYSTEMS , ULPS2-140 |  |  | 23.25 | 2001-12-11 11:41 | Anjanece | 25 | 0 | N | N
ERICO PRODUCTS | EHL58C1K | Y | ERICO PRODUCTS , EHL58C1K | JEA OVERHEAD DISTRIBUTION | CSC Stores | 5.83 | 2001-12-11 11:41 | Anjanece | 25 | 0 | N | N
ERICO PRODUCTS | EHL58C1K | Y | ERICO PRODUCTS , EHL58C1K |  |  | 6.22 | 2001-12-11 11:41 | Anjanece | 25 | 0 | N | N
ERICO PRODUCTS | EHL58C1K | Y | ERICO PRODUCTS , EHL58C1K |  |  | 6.27 | 2001-12-11 11:41 | Anjanece | 25 | 0 | N | N
ERICO PRODUCTS | EHL58C1K | Y | ERICO PRODUCTS , EHL58C1K |  |  | 6.29 | 2001-12-11 11:41 | Anjanece | 25 | 0 | N | N
ERICO PRODUCTS | EHL58C1K | Y | ERICO PRODUCTS , EHL58C1K |  |  | 6.3 | 2001-12-11 11:41 | Anjanece | 25 | 0 | N | N
ERICO PRODUCTS | EHL58C1K | Y | ERICO PRODUCTS , EHL58C1K |  |  | 6.31 | 2001-12-11 11:41 | Anjanece | 25 | 0 | N | N
ERICO PRODUCTS | EHL58C1K | Y | ERICO PRODUCTS , EHL58C1K |  |  | 6.36 | 2001-12-11 11:41 | Anjanece | 25 | 0 | N | N
ERICO PRODUCTS | EHL58C1K | Y | ERICO PRODUCTS , EHL58C1K |  |  | 6.38 | 2001-12-11 11:41 | Anjanece | 25 | 0 | N | N
ERICO PRODUCTS | EHL58C1K | Y | ERICO PRODUCTS , EHL58C1K |  |  | 6.41 | 2001-12-11 11:41 | Anjanece | 25 | 0 | N | N
ERICO PRODUCTS | EHL58C1K | Y | ERICO PRODUCTS , EHL58C1K |  |  | 6.51 | 2001-12-11 11:41 | Anjanece | 25 | 0 | N | N
ERICO PRODUCTS | EHL58C1K | Y | ERICO PRODUCTS , EHL58C1K |  |  | 6.67 | 2001-12-11 11:41 | Anjanece | 25 | 0 | N | N
ERICO PRODUCTS | EHL58C1K | Y | ERICO PRODUCTS , EHL58C1K |  |  | 6.68 | 2001-12-11 11:41 | Anjanece | 25 | 0 | N | N
ERICO PRODUCTS | EHL58C1K | Y | ERICO PRODUCTS , EHL58C1K |  |  | 6.74 | 2001-12-11 11:41 | Anjanece | 25 | 0 | N | N
ERICO PRODUCTS | EHL58C1K | Y | ERICO PRODUCTS , EHL58C1K |  |  | 6.75 | 2001-12-11 11:41 | Anjanece | 25 | 0 | N | N
ERICO PRODUCTS | EHL58C1K | Y | ERICO PRODUCTS , EHL58C1K |  |  | 6.76 | 2001-12-11 11:41 | Anjanece | 25 | 0 | N | N
ERICO PRODUCTS | EHL58C1K | Y | ERICO PRODUCTS , EHL58C1K |  |  | 6.77 | 2001-12-11 11:41 | Anjanece | 25 | 0 | N | N
ERICO PRODUCTS | EHL58C1K | Y | ERICO PRODUCTS , EHL58C1K |  |  | 7.76 | 2001-12-11 11:41 | Anjanece | 25 | 0 | N | N
ERICO PRODUCTS | EHL58C1K | Y | ERICO PRODUCTS , EHL58C1K |  |  | 8.04 | 2001-12-11 11:41 | Anjanece | 25 | 0 | N | N
ERICO PRODUCTS | EHL58C1K | Y | ERICO PRODUCTS , EHL58C1K |  |  | 9.03 | 2001-12-11 11:41 | Anjanece | 25 | 0 | N | N
ERICO PRODUCTS | EHL58C1K | Y | ERICO PRODUCTS , EHL58C1K |  |  | 9.38 | 2001-12-11 11:41 | Anjanece | 25 | 0 | N | N
ERICO PRODUCTS | EHL58C1K | Y | ERICO PRODUCTS , EHL58C1K |  |  | 10.39 | 2001-12-11 11:41 | Anjanece | 25 | 0 | N | N
ERICO PRODUCTS | EHL58C1K | Y | ERICO PRODUCTS , EHL58C1K |  |  | 10.73 | 2001-12-11 11:41 | Anjanece | 25 | 0 | N | N
ERICO PRODUCTS | EHL58C1K | Y | ERICO PRODUCTS , EHL58C1K |  |  | 11.04 | 2001-12-11 11:41 | Anjanece | 25 | 0 | N | N
ERICO PRODUCTS | EHL58C1K | Y | ERICO PRODUCTS , EHL58C1K |  |  | 11.26 | 2001-12-11 11:41 | Anjanece | 25 | 0 | N | N
ERICO PRODUCTS | EHL58C1K | Y | ERICO PRODUCTS , EHL58C1K |  | Storm Stores | 0 | 2022-09-23 10:18 | Anjanece | 25 | 0 | N | N
ERICO PRODUCTS | EHL58C1K | Y | ERICO PRODUCTS , EHL58C1K |  |  | 10 | 2022-09-23 10:18 | Anjanece | 25 | 0 | N | N
ERICO PRODUCTS | EHL58C1K | Y | ERICO PRODUCTS , EHL58C1K |  |  | 11.57 | 2022-09-23 10:18 | Anjanece | 25 | 0 | N | N
ERICO PRODUCTS | EHL58C1K | Y | ERICO PRODUCTS , EHL58C1K |  |  | 11.78 | 2022-09-23 10:18 | Anjanece | 25 | 0 | N | N
ERICO PRODUCTS | EHL58C1K | Y | ERICO PRODUCTS , EHL58C1K |  |  | 12.04 | 2022-09-23 10:18 | Anjanece | 25 | 0 | N | N
ERICO PRODUCTS | HDC58 | Y | ERICO PRODUCTS , HDC58 | JEA TRANSMISSION | CSC Stores | 1.99 | 2011-02-04 10:09 | John | 50 | 0 | N | N
ERICO PRODUCTS | HDC58 | Y | ERICO PRODUCTS , HDC58 |  |  | 2.03 | 2011-02-04 10:09 | John | 50 | 0 | N | N
ERICO PRODUCTS | HDC58 | Y | ERICO PRODUCTS , HDC58 |  |  | 2.05 | 2011-02-04 10:09 | John | 50 | 0 | N | N
ERICO PRODUCTS | HDC58 | Y | ERICO PRODUCTS , HDC58 |  |  | 2.06 | 2011-02-04 10:09 | John | 50 | 0 | N | N
ERICO PRODUCTS | HDC58 | Y | ERICO PRODUCTS , HDC58 |  |  | 2.09 | 2011-02-04 10:09 | John | 50 | 0 | N | N
ERICO PRODUCTS | HDC58 | Y | ERICO PRODUCTS , HDC58 |  |  | 2.11 | 2011-02-04 10:09 | John | 50 | 0 | N | N
ERICO PRODUCTS | HDC58 | Y | ERICO PRODUCTS , HDC58 |  |  | 2.18 | 2011-02-04 10:09 | John | 50 | 0 | N | N
ERICO PRODUCTS | HDC58 | Y | ERICO PRODUCTS , HDC58 |  |  | 2.19 | 2011-02-04 10:09 | John | 50 | 0 | N | N
ERICO PRODUCTS | HDC58 | Y | ERICO PRODUCTS , HDC58 |  |  | 2.22 | 2011-02-04 10:09 | John | 50 | 0 | N | N
ERICO PRODUCTS | HDC58 | Y | ERICO PRODUCTS , HDC58 |  |  | 2.23 | 2011-02-04 10:09 | John | 50 | 0 | N | N
ERICO PRODUCTS | HDC58 | Y | ERICO PRODUCTS , HDC58 |  |  | 2.3 | 2011-02-04 10:09 | John | 50 | 0 | N | N
ERICO PRODUCTS | HDC58 | Y | ERICO PRODUCTS , HDC58 |  |  | 2.45 | 2011-02-04 10:09 | John | 50 | 0 | N | N
ERICO PRODUCTS | HDC58 | Y | ERICO PRODUCTS , HDC58 |  |  | 3.39 | 2011-02-04 10:09 | John | 50 | 0 | N | N
ERICO PRODUCTS | HDC58 | Y | ERICO PRODUCTS , HDC58 |  |  | 3.67 | 2011-02-04 10:09 | John | 50 | 0 | N | N
ERICO PRODUCTS | HDC58 | Y | ERICO PRODUCTS , HDC58 |  |  | 3.79 | 2011-02-04 10:09 | John | 50 | 0 | N | N
ERICO PRODUCTS | HDC58 | Y | ERICO PRODUCTS , HDC58 |  |  | 4.75 | 2011-02-04 10:09 | John | 50 | 0 | N | N
ERICO PRODUCTS | HDC58 | Y | ERICO PRODUCTS , HDC58 |  |  | 4.86 | 2011-02-04 10:09 | John | 50 | 0 | N | N
ANDERSON | BC-2/0 | Y | ANDERSON , BC-2/0 | JEA OVERHEAD DISTRIBUTION | CSC Stores | 5 | 2001-12-11 11:41 | Anjanece | 25 | 0 | N | N
ANDERSON | BC-2/0 | Y | ANDERSON , BC-2/0 |  |  | 5.02 | 2001-12-11 11:41 | Anjanece | 25 | 0 | N | N
ANDERSON | BC-2/0 | Y | ANDERSON , BC-2/0 |  |  | 5.03 | 2001-12-11 11:41 | Anjanece | 25 | 0 | N | N
ANDERSON | BC-2/0 | Y | ANDERSON , BC-2/0 |  |  | 5.06 | 2001-12-11 11:41 | Anjanece | 25 | 0 | N | N
ANDERSON | BC-2/0 | Y | ANDERSON , BC-2/0 |  |  | 5.07 | 2001-12-11 11:41 | Anjanece | 25 | 0 | N | N
ANDERSON | BC-2/0 | Y | ANDERSON , BC-2/0 |  |  | 5.27 | 2001-12-11 11:41 | Anjanece | 25 | 0 | N | N
ANDERSON | BC-2/0 | Y | ANDERSON , BC-2/0 |  |  | 5.34 | 2001-12-11 11:41 | Anjanece | 25 | 0 | N | N
ANDERSON | BC-2/0 | Y | ANDERSON , BC-2/0 |  |  | 5.4 | 2001-12-11 11:41 | Anjanece | 25 | 0 | N | N
ANDERSON | BC-2/0 | Y | ANDERSON , BC-2/0 |  |  | 5.43 | 2001-12-11 11:41 | Anjanece | 25 | 0 | N | N
ANDERSON | BC-2/0 | Y | ANDERSON , BC-2/0 |  |  | 5.44 | 2001-12-11 11:41 | Anjanece | 25 | 0 | N | N
ANDERSON | BC-2/0 | Y | ANDERSON , BC-2/0 |  |  | 5.45 | 2001-12-11 11:41 | Anjanece | 25 | 0 | N | N
ANDERSON | BC-2/0 | Y | ANDERSON , BC-2/0 |  |  | 5.46 | 2001-12-11 11:41 | Anjanece | 25 | 0 | N | N
ANDERSON | BC-2/0 | Y | ANDERSON , BC-2/0 |  |  | 5.47 | 2001-12-11 11:41 | Anjanece | 25 | 0 | N | N
ANDERSON | BC-2/0 | Y | ANDERSON , BC-2/0 |  |  | 5.51 | 2001-12-11 11:41 | Anjanece | 25 | 0 | N | N
ANDERSON | BC-2/0 | Y | ANDERSON , BC-2/0 |  |  | 5.52 | 2001-12-11 11:41 | Anjanece | 25 | 0 | N | N
ANDERSON | BC-2/0 | Y | ANDERSON , BC-2/0 |  |  | 5.54 | 2001-12-11 11:41 | Anjanece | 25 | 0 | N | N
ANDERSON | BC-2/0 | Y | ANDERSON , BC-2/0 |  |  | 5.58 | 2001-12-11 11:41 | Anjanece | 25 | 0 | N | N
ANDERSON | BC-2/0 | Y | ANDERSON , BC-2/0 |  |  | 5.63 | 2001-12-11 11:41 | Anjanece | 25 | 0 | N | N
ANDERSON | BC-2/0 | Y | ANDERSON , BC-2/0 |  |  | 5.88 | 2001-12-11 11:41 | Anjanece | 25 | 0 | N | N
ANDERSON | BC-2/0 | Y | ANDERSON , BC-2/0 |  |  | 5.9 | 2001-12-11 11:41 | Anjanece | 25 | 0 | N | N
ANDERSON | BC-2/0 | Y | ANDERSON , BC-2/0 |  |  | 5.96 | 2001-12-11 11:41 | Anjanece | 25 | 0 | N | N
ANDERSON | BC-2/0 | Y | ANDERSON , BC-2/0 |  |  | 6.18 | 2001-12-11 11:41 | Anjanece | 25 | 0 | N | N
ANDERSON | BC-2/0 | Y | ANDERSON , BC-2/0 |  |  | 6.19 | 2001-12-11 11:41 | Anjanece | 25 | 0 | N | N
ANDERSON | BC-2/0 | Y | ANDERSON , BC-2/0 |  |  | 6.37 | 2001-12-11 11:41 | Anjanece | 25 | 0 | N | N
ANDERSON | BC-2/0 | Y | ANDERSON , BC-2/0 |  |  | 6.43 | 2001-12-11 11:41 | Anjanece | 25 | 0 | N | N
ANDERSON | BC-2/0 | Y | ANDERSON , BC-2/0 |  |  | 6.44 | 2001-12-11 11:41 | Anjanece | 25 | 0 | N | N
ANDERSON | BC-2/0 | Y | ANDERSON , BC-2/0 |  |  | 6.45 | 2001-12-11 11:41 | Anjanece | 25 | 0 | N | N
ANDERSON | BC-2/0 | Y | ANDERSON , BC-2/0 |  |  | 7.89 | 2001-12-11 11:41 | Anjanece | 25 | 0 | N | N
ANDERSON | BC-2/0 | Y | ANDERSON , BC-2/0 |  |  | 8.01 | 2001-12-11 11:41 | Anjanece | 25 | 0 | N | N
ANDERSON | BC-2/0 | Y | ANDERSON , BC-2/0 |  |  | 8.07 | 2001-12-11 11:41 | Anjanece | 25 | 0 | N | N
ANDERSON | BC-2/0 | Y | ANDERSON , BC-2/0 |  |  | 8.29 | 2001-12-11 11:41 | Anjanece | 25 | 0 | N | N
ANDERSON | BC-2/0 | Y | ANDERSON , BC-2/0 |  |  | 8.39 | 2001-12-11 11:41 | Anjanece | 25 | 0 | N | N
ANDERSON | BC-2/0 | Y | ANDERSON , BC-2/0 |  |  | 8.79 | 2001-12-11 11:41 | Anjanece | 25 | 0 | N | N
ANDERSON | BC-2/0 | Y | ANDERSON , BC-2/0 |  |  | 8.81 | 2001-12-11 11:41 | Anjanece | 25 | 0 | N | N
ANDERSON | BC-2/0 | Y | ANDERSON , BC-2/0 |  |  | 8.85 | 2001-12-11 11:41 | Anjanece | 25 | 0 | N | N
ANDERSON | BC-2/0 | Y | ANDERSON , BC-2/0 |  |  | 8.96 | 2001-12-11 11:41 | Anjanece | 25 | 0 | N | N
ANDERSON | BC-2/0 | Y | ANDERSON , BC-2/0 |  |  | 8.99 | 2001-12-11 11:41 | Anjanece | 25 | 0 | N | N
ANDERSON | BC-2/0 | Y | ANDERSON , BC-2/0 |  |  | 9.03 | 2001-12-11 11:41 | Anjanece | 25 | 0 | N | N
ANDERSON | BC-2/0 | Y | ANDERSON , BC-2/0 |  |  | 9.09 | 2001-12-11 11:41 | Anjanece | 25 | 0 | N | N
ANDERSON | BC-2/0 | Y | ANDERSON , BC-2/0 |  |  | 9.18 | 2001-12-11 11:41 | Anjanece | 25 | 0 | N | N
ANDERSON | BC-2/0 | Y | ANDERSON , BC-2/0 |  |  | 9.3 | 2001-12-11 11:41 | Anjanece | 25 | 0 | N | N
ANDERSON | BC-2/0 | Y | ANDERSON , BC-2/0 |  |  | 9.48 | 2001-12-11 11:41 | Anjanece | 25 | 0 | N | N
ANDERSON | BC-2/0 | Y | ANDERSON , BC-2/0 |  |  | 9.53 | 2001-12-11 11:41 | Anjanece | 25 | 0 | N | N
ANDERSON | BC-2/0 | Y | ANDERSON , BC-2/0 |  | Storm Stores | 0 | 2018-04-16 10:12 | Anjanece |  | 0 | N | N
ANDERSON | BC-2/0 | Y | ANDERSON , BC-2/0 |  |  | 5.54 | 2018-04-16 10:12 | Anjanece |  | 0 | N | N
ANDERSON | BC-2/0 | Y | ANDERSON , BC-2/0 |  |  | 5.96 | 2018-04-16 10:12 | Anjanece |  | 0 | N | N
ANDERSON | BC-2/0 | Y | ANDERSON , BC-2/0 |  |  | 6.56 | 2018-04-16 10:12 | Anjanece |  | 0 | N | N
ANDERSON | BC-2/0 | Y | ANDERSON , BC-2/0 |  |  | 6.76 | 2018-04-16 10:12 | Anjanece |  | 0 | N | N
ANDERSON | BC-2/0 | Y | ANDERSON , BC-2/0 |  |  | 6.84 | 2018-04-16 10:12 | Anjanece |  | 0 | N | N
ANDERSON | BC-2/0 | Y | ANDERSON , BC-2/0 |  |  | 7.2 | 2018-04-16 10:12 | Anjanece |  | 0 | N | N
ANDERSON | BC-2/0 | Y | ANDERSON , BC-2/0 |  |  | 8.15 | 2018-04-16 10:12 | Anjanece |  | 0 | N | N
ANDERSON | BC-2/0 | Y | ANDERSON , BC-2/0 |  |  | 8.28 | 2018-04-16 10:12 | Anjanece |  | 0 | N | N
ANDERSON | BC-2/0 | Y | ANDERSON , BC-2/0 |  |  | 8.39 | 2018-04-16 10:12 | Anjanece |  | 0 | N | N
ANDERSON | BC-2/0 | Y | ANDERSON , BC-2/0 |  |  | 8.53 | 2018-04-16 10:12 | Anjanece |  | 0 | N | N
BLACKBURN | HLC2108 | Y | BLACKBURN , HLC2108 | JEA OVERHEAD DISTRIBUTION | CSC Stores | 5 | 2001-12-11 11:41 | Anjanece | 25 | 0 | N | N
BLACKBURN | HLC2108 | Y | BLACKBURN , HLC2108 |  |  | 5.02 | 2001-12-11 11:41 | Anjanece | 25 | 0 | N | N
BLACKBURN | HLC2108 | Y | BLACKBURN , HLC2108 |  |  | 5.03 | 2001-12-11 11:41 | Anjanece | 25 | 0 | N | N
BLACKBURN | HLC2108 | Y | BLACKBURN , HLC2108 |  |  | 5.06 | 2001-12-11 11:41 | Anjanece | 25 | 0 | N | N
BLACKBURN | HLC2108 | Y | BLACKBURN , HLC2108 |  |  | 5.07 | 2001-12-11 11:41 | Anjanece | 25 | 0 | N | N
BLACKBURN | HLC2108 | Y | BLACKBURN , HLC2108 |  |  | 5.27 | 2001-12-11 11:41 | Anjanece | 25 | 0 | N | N
BLACKBURN | HLC2108 | Y | BLACKBURN , HLC2108 |  |  | 5.34 | 2001-12-11 11:41 | Anjanece | 25 | 0 | N | N
BLACKBURN | HLC2108 | Y | BLACKBURN , HLC2108 |  |  | 5.4 | 2001-12-11 11:41 | Anjanece | 25 | 0 | N | N
BLACKBURN | HLC2108 | Y | BLACKBURN , HLC2108 |  |  | 5.43 | 2001-12-11 11:41 | Anjanece | 25 | 0 | N | N
BLACKBURN | HLC2108 | Y | BLACKBURN , HLC2108 |  |  | 5.44 | 2001-12-11 11:41 | Anjanece | 25 | 0 | N | N
BLACKBURN | HLC2108 | Y | BLACKBURN , HLC2108 |  |  | 5.45 | 2001-12-11 11:41 | Anjanece | 25 | 0 | N | N
BLACKBURN | HLC2108 | Y | BLACKBURN , HLC2108 |  |  | 5.46 | 2001-12-11 11:41 | Anjanece | 25 | 0 | N | N
BLACKBURN | HLC2108 | Y | BLACKBURN , HLC2108 |  |  | 5.47 | 2001-12-11 11:41 | Anjanece | 25 | 0 | N | N
BLACKBURN | HLC2108 | Y | BLACKBURN , HLC2108 |  |  | 5.51 | 2001-12-11 11:41 | Anjanece | 25 | 0 | N | N
BLACKBURN | HLC2108 | Y | BLACKBURN , HLC2108 |  |  | 5.52 | 2001-12-11 11:41 | Anjanece | 25 | 0 | N | N
BLACKBURN | HLC2108 | Y | BLACKBURN , HLC2108 |  |  | 5.54 | 2001-12-11 11:41 | Anjanece | 25 | 0 | N | N
BLACKBURN | HLC2108 | Y | BLACKBURN , HLC2108 |  |  | 5.58 | 2001-12-11 11:41 | Anjanece | 25 | 0 | N | N
BLACKBURN | HLC2108 | Y | BLACKBURN , HLC2108 |  |  | 5.63 | 2001-12-11 11:41 | Anjanece | 25 | 0 | N | N
BLACKBURN | HLC2108 | Y | BLACKBURN , HLC2108 |  |  | 5.88 | 2001-12-11 11:41 | Anjanece | 25 | 0 | N | N
BLACKBURN | HLC2108 | Y | BLACKBURN , HLC2108 |  |  | 5.9 | 2001-12-11 11:41 | Anjanece | 25 | 0 | N | N
BLACKBURN | HLC2108 | Y | BLACKBURN , HLC2108 |  |  | 5.96 | 2001-12-11 11:41 | Anjanece | 25 | 0 | N | N
BLACKBURN | HLC2108 | Y | BLACKBURN , HLC2108 |  |  | 6.18 | 2001-12-11 11:41 | Anjanece | 25 | 0 | N | N
BLACKBURN | HLC2108 | Y | BLACKBURN , HLC2108 |  |  | 6.19 | 2001-12-11 11:41 | Anjanece | 25 | 0 | N | N
BLACKBURN | HLC2108 | Y | BLACKBURN , HLC2108 |  |  | 6.37 | 2001-12-11 11:41 | Anjanece | 25 | 0 | N | N
BLACKBURN | HLC2108 | Y | BLACKBURN , HLC2108 |  |  | 6.43 | 2001-12-11 11:41 | Anjanece | 25 | 0 | N | N
BLACKBURN | HLC2108 | Y | BLACKBURN , HLC2108 |  |  | 6.44 | 2001-12-11 11:41 | Anjanece | 25 | 0 | N | N
BLACKBURN | HLC2108 | Y | BLACKBURN , HLC2108 |  |  | 6.45 | 2001-12-11 11:41 | Anjanece | 25 | 0 | N | N
BLACKBURN | HLC2108 | Y | BLACKBURN , HLC2108 |  |  | 7.89 | 2001-12-11 11:41 | Anjanece | 25 | 0 | N | N
BLACKBURN | HLC2108 | Y | BLACKBURN , HLC2108 |  |  | 8.01 | 2001-12-11 11:41 | Anjanece | 25 | 0 | N | N
BLACKBURN | HLC2108 | Y | BLACKBURN , HLC2108 |  |  | 8.07 | 2001-12-11 11:41 | Anjanece | 25 | 0 | N | N
BLACKBURN | HLC2108 | Y | BLACKBURN , HLC2108 |  |  | 8.29 | 2001-12-11 11:41 | Anjanece | 25 | 0 | N | N
BLACKBURN | HLC2108 | Y | BLACKBURN , HLC2108 |  |  | 8.39 | 2001-12-11 11:41 | Anjanece | 25 | 0 | N | N
BLACKBURN | HLC2108 | Y | BLACKBURN , HLC2108 |  |  | 8.79 | 2001-12-11 11:41 | Anjanece | 25 | 0 | N | N
BLACKBURN | HLC2108 | Y | BLACKBURN , HLC2108 |  |  | 8.81 | 2001-12-11 11:41 | Anjanece | 25 | 0 | N | N
BLACKBURN | HLC2108 | Y | BLACKBURN , HLC2108 |  |  | 8.85 | 2001-12-11 11:41 | Anjanece | 25 | 0 | N | N
BLACKBURN | HLC2108 | Y | BLACKBURN , HLC2108 |  |  | 8.96 | 2001-12-11 11:41 | Anjanece | 25 | 0 | N | N
BLACKBURN | HLC2108 | Y | BLACKBURN , HLC2108 |  |  | 8.99 | 2001-12-11 11:41 | Anjanece | 25 | 0 | N | N
BLACKBURN | HLC2108 | Y | BLACKBURN , HLC2108 |  |  | 9.03 | 2001-12-11 11:41 | Anjanece | 25 | 0 | N | N
BLACKBURN | HLC2108 | Y | BLACKBURN , HLC2108 |  |  | 9.09 | 2001-12-11 11:41 | Anjanece | 25 | 0 | N | N
BLACKBURN | HLC2108 | Y | BLACKBURN , HLC2108 |  |  | 9.18 | 2001-12-11 11:41 | Anjanece | 25 | 0 | N | N
BLACKBURN | HLC2108 | Y | BLACKBURN , HLC2108 |  |  | 9.3 | 2001-12-11 11:41 | Anjanece | 25 | 0 | N | N
BLACKBURN | HLC2108 | Y | BLACKBURN , HLC2108 |  |  | 9.48 | 2001-12-11 11:41 | Anjanece | 25 | 0 | N | N
BLACKBURN | HLC2108 | Y | BLACKBURN , HLC2108 |  |  | 9.53 | 2001-12-11 11:41 | Anjanece | 25 | 0 | N | N
BLACKBURN | HLC2108 | Y | BLACKBURN , HLC2108 |  | Storm Stores | 0 | 2018-04-16 10:12 | Anjanece |  | 0 | N | N
BLACKBURN | HLC2108 | Y | BLACKBURN , HLC2108 |  |  | 5.54 | 2018-04-16 10:12 | Anjanece |  | 0 | N | N
BLACKBURN | HLC2108 | Y | BLACKBURN , HLC2108 |  |  | 5.96 | 2018-04-16 10:12 | Anjanece |  | 0 | N | N
BLACKBURN | HLC2108 | Y | BLACKBURN , HLC2108 |  |  | 6.56 | 2018-04-16 10:12 | Anjanece |  | 0 | N | N
BLACKBURN | HLC2108 | Y | BLACKBURN , HLC2108 |  |  | 6.76 | 2018-04-16 10:12 | Anjanece |  | 0 | N | N
BLACKBURN | HLC2108 | Y | BLACKBURN , HLC2108 |  |  | 6.84 | 2018-04-16 10:12 | Anjanece |  | 0 | N | N
BLACKBURN | HLC2108 | Y | BLACKBURN , HLC2108 |  |  | 7.2 | 2018-04-16 10:12 | Anjanece |  | 0 | N | N
BLACKBURN | HLC2108 | Y | BLACKBURN , HLC2108 |  |  | 8.15 | 2018-04-16 10:12 | Anjanece |  | 0 | N | N
BLACKBURN | HLC2108 | Y | BLACKBURN , HLC2108 |  |  | 8.28 | 2018-04-16 10:12 | Anjanece |  | 0 | N | N
BLACKBURN | HLC2108 | Y | BLACKBURN , HLC2108 |  |  | 8.39 | 2018-04-16 10:12 | Anjanece |  | 0 | N | N
BLACKBURN | HLC2108 | Y | BLACKBURN , HLC2108 |  |  | 8.53 | 2018-04-16 10:12 | Anjanece |  | 0 | N | N
CHANCE | S1520CC | Y | CHANCE , S1520CC | JEA OVERHEAD DISTRIBUTION | CSC Stores | 5 | 2001-12-11 11:41 | Anjanece | 25 | 0 | N | N
CHANCE | S1520CC | Y | CHANCE , S1520CC |  |  | 5.02 | 2001-12-11 11:41 | Anjanece | 25 | 0 | N | N
CHANCE | S1520CC | Y | CHANCE , S1520CC |  |  | 5.03 | 2001-12-11 11:41 | Anjanece | 25 | 0 | N | N
CHANCE | S1520CC | Y | CHANCE , S1520CC |  |  | 5.06 | 2001-12-11 11:41 | Anjanece | 25 | 0 | N | N
CHANCE | S1520CC | Y | CHANCE , S1520CC |  |  | 5.07 | 2001-12-11 11:41 | Anjanece | 25 | 0 | N | N
CHANCE | S1520CC | Y | CHANCE , S1520CC |  |  | 5.27 | 2001-12-11 11:41 | Anjanece | 25 | 0 | N | N
CHANCE | S1520CC | Y | CHANCE , S1520CC |  |  | 5.34 | 2001-12-11 11:41 | Anjanece | 25 | 0 | N | N
CHANCE | S1520CC | Y | CHANCE , S1520CC |  |  | 5.4 | 2001-12-11 11:41 | Anjanece | 25 | 0 | N | N
CHANCE | S1520CC | Y | CHANCE , S1520CC |  |  | 5.43 | 2001-12-11 11:41 | Anjanece | 25 | 0 | N | N
CHANCE | S1520CC | Y | CHANCE , S1520CC |  |  | 5.44 | 2001-12-11 11:41 | Anjanece | 25 | 0 | N | N
CHANCE | S1520CC | Y | CHANCE , S1520CC |  |  | 5.45 | 2001-12-11 11:41 | Anjanece | 25 | 0 | N | N
CHANCE | S1520CC | Y | CHANCE , S1520CC |  |  | 5.46 | 2001-12-11 11:41 | Anjanece | 25 | 0 | N | N
CHANCE | S1520CC | Y | CHANCE , S1520CC |  |  | 5.47 | 2001-12-11 11:41 | Anjanece | 25 | 0 | N | N
CHANCE | S1520CC | Y | CHANCE , S1520CC |  |  | 5.51 | 2001-12-11 11:41 | Anjanece | 25 | 0 | N | N
CHANCE | S1520CC | Y | CHANCE , S1520CC |  |  | 5.52 | 2001-12-11 11:41 | Anjanece | 25 | 0 | N | N
CHANCE | S1520CC | Y | CHANCE , S1520CC |  |  | 5.54 | 2001-12-11 11:41 | Anjanece | 25 | 0 | N | N
CHANCE | S1520CC | Y | CHANCE , S1520CC |  |  | 5.58 | 2001-12-11 11:41 | Anjanece | 25 | 0 | N | N
CHANCE | S1520CC | Y | CHANCE , S1520CC |  |  | 5.63 | 2001-12-11 11:41 | Anjanece | 25 | 0 | N | N
CHANCE | S1520CC | Y | CHANCE , S1520CC |  |  | 5.88 | 2001-12-11 11:41 | Anjanece | 25 | 0 | N | N
CHANCE | S1520CC | Y | CHANCE , S1520CC |  |  | 5.9 | 2001-12-11 11:41 | Anjanece | 25 | 0 | N | N
CHANCE | S1520CC | Y | CHANCE , S1520CC |  |  | 5.96 | 2001-12-11 11:41 | Anjanece | 25 | 0 | N | N
CHANCE | S1520CC | Y | CHANCE , S1520CC |  |  | 6.18 | 2001-12-11 11:41 | Anjanece | 25 | 0 | N | N
CHANCE | S1520CC | Y | CHANCE , S1520CC |  |  | 6.19 | 2001-12-11 11:41 | Anjanece | 25 | 0 | N | N
CHANCE | S1520CC | Y | CHANCE , S1520CC |  |  | 6.37 | 2001-12-11 11:41 | Anjanece | 25 | 0 | N | N
CHANCE | S1520CC | Y | CHANCE , S1520CC |  |  | 6.43 | 2001-12-11 11:41 | Anjanece | 25 | 0 | N | N
CHANCE | S1520CC | Y | CHANCE , S1520CC |  |  | 6.44 | 2001-12-11 11:41 | Anjanece | 25 | 0 | N | N
CHANCE | S1520CC | Y | CHANCE , S1520CC |  |  | 6.45 | 2001-12-11 11:41 | Anjanece | 25 | 0 | N | N
CHANCE | S1520CC | Y | CHANCE , S1520CC |  |  | 7.89 | 2001-12-11 11:41 | Anjanece | 25 | 0 | N | N
CHANCE | S1520CC | Y | CHANCE , S1520CC |  |  | 8.01 | 2001-12-11 11:41 | Anjanece | 25 | 0 | N | N
CHANCE | S1520CC | Y | CHANCE , S1520CC |  |  | 8.07 | 2001-12-11 11:41 | Anjanece | 25 | 0 | N | N
CHANCE | S1520CC | Y | CHANCE , S1520CC |  |  | 8.29 | 2001-12-11 11:41 | Anjanece | 25 | 0 | N | N
CHANCE | S1520CC | Y | CHANCE , S1520CC |  |  | 8.39 | 2001-12-11 11:41 | Anjanece | 25 | 0 | N | N
CHANCE | S1520CC | Y | CHANCE , S1520CC |  |  | 8.79 | 2001-12-11 11:41 | Anjanece | 25 | 0 | N | N
CHANCE | S1520CC | Y | CHANCE , S1520CC |  |  | 8.81 | 2001-12-11 11:41 | Anjanece | 25 | 0 | N | N
CHANCE | S1520CC | Y | CHANCE , S1520CC |  |  | 8.85 | 2001-12-11 11:41 | Anjanece | 25 | 0 | N | N
CHANCE | S1520CC | Y | CHANCE , S1520CC |  |  | 8.96 | 2001-12-11 11:41 | Anjanece | 25 | 0 | N | N
CHANCE | S1520CC | Y | CHANCE , S1520CC |  |  | 8.99 | 2001-12-11 11:41 | Anjanece | 25 | 0 | N | N
CHANCE | S1520CC | Y | CHANCE , S1520CC |  |  | 9.03 | 2001-12-11 11:41 | Anjanece | 25 | 0 | N | N
CHANCE | S1520CC | Y | CHANCE , S1520CC |  |  | 9.09 | 2001-12-11 11:41 | Anjanece | 25 | 0 | N | N
CHANCE | S1520CC | Y | CHANCE , S1520CC |  |  | 9.18 | 2001-12-11 11:41 | Anjanece | 25 | 0 | N | N
CHANCE | S1520CC | Y | CHANCE , S1520CC |  |  | 9.3 | 2001-12-11 11:41 | Anjanece | 25 | 0 | N | N
CHANCE | S1520CC | Y | CHANCE , S1520CC |  |  | 9.48 | 2001-12-11 11:41 | Anjanece | 25 | 0 | N | N
CHANCE | S1520CC | Y | CHANCE , S1520CC |  |  | 9.53 | 2001-12-11 11:41 | Anjanece | 25 | 0 | N | N
CHANCE | S1520CC | Y | CHANCE , S1520CC |  | Storm Stores | 0 | 2018-04-16 10:12 | Anjanece |  | 0 | N | N
CHANCE | S1520CC | Y | CHANCE , S1520CC |  |  | 5.54 | 2018-04-16 10:12 | Anjanece |  | 0 | N | N
CHANCE | S1520CC | Y | CHANCE , S1520CC |  |  | 5.96 | 2018-04-16 10:12 | Anjanece |  | 0 | N | N
CHANCE | S1520CC | Y | CHANCE , S1520CC |  |  | 6.56 | 2018-04-16 10:12 | Anjanece |  | 0 | N | N
CHANCE | S1520CC | Y | CHANCE , S1520CC |  |  | 6.76 | 2018-04-16 10:12 | Anjanece |  | 0 | N | N
CHANCE | S1520CC | Y | CHANCE , S1520CC |  |  | 6.84 | 2018-04-16 10:12 | Anjanece |  | 0 | N | N
CHANCE | S1520CC | Y | CHANCE , S1520CC |  |  | 7.2 | 2018-04-16 10:12 | Anjanece |  | 0 | N | N
CHANCE | S1520CC | Y | CHANCE , S1520CC |  |  | 8.15 | 2018-04-16 10:12 | Anjanece |  | 0 | N | N
CHANCE | S1520CC | Y | CHANCE , S1520CC |  |  | 8.28 | 2018-04-16 10:12 | Anjanece |  | 0 | N | N
CHANCE | S1520CC | Y | CHANCE , S1520CC |  |  | 8.39 | 2018-04-16 10:12 | Anjanece |  | 0 | N | N
CHANCE | S1520CC | Y | CHANCE , S1520CC |  |  | 8.53 | 2018-04-16 10:12 | Anjanece |  | 0 | N | N
CMC/BARFIELD MANUFACTURING | HLB2/0 | Y | CMC/BARFIELD MANUFACTURING , HLB2/0 | JEA OVERHEAD DISTRIBUTION | CSC Stores | 5 | 2001-12-11 11:41 | Anjanece | 25 | 0 | N | N
CMC/BARFIELD MANUFACTURING | HLB2/0 | Y | CMC/BARFIELD MANUFACTURING , HLB2/0 |  |  | 5.02 | 2001-12-11 11:41 | Anjanece | 25 | 0 | N | N
CMC/BARFIELD MANUFACTURING | HLB2/0 | Y | CMC/BARFIELD MANUFACTURING , HLB2/0 |  |  | 5.03 | 2001-12-11 11:41 | Anjanece | 25 | 0 | N | N
CMC/BARFIELD MANUFACTURING | HLB2/0 | Y | CMC/BARFIELD MANUFACTURING , HLB2/0 |  |  | 5.06 | 2001-12-11 11:41 | Anjanece | 25 | 0 | N | N
CMC/BARFIELD MANUFACTURING | HLB2/0 | Y | CMC/BARFIELD MANUFACTURING , HLB2/0 |  |  | 5.07 | 2001-12-11 11:41 | Anjanece | 25 | 0 | N | N
CMC/BARFIELD MANUFACTURING | HLB2/0 | Y | CMC/BARFIELD MANUFACTURING , HLB2/0 |  |  | 5.27 | 2001-12-11 11:41 | Anjanece | 25 | 0 | N | N
CMC/BARFIELD MANUFACTURING | HLB2/0 | Y | CMC/BARFIELD MANUFACTURING , HLB2/0 |  |  | 5.34 | 2001-12-11 11:41 | Anjanece | 25 | 0 | N | N
CMC/BARFIELD MANUFACTURING | HLB2/0 | Y | CMC/BARFIELD MANUFACTURING , HLB2/0 |  |  | 5.4 | 2001-12-11 11:41 | Anjanece | 25 | 0 | N | N
CMC/BARFIELD MANUFACTURING | HLB2/0 | Y | CMC/BARFIELD MANUFACTURING , HLB2/0 |  |  | 5.43 | 2001-12-11 11:41 | Anjanece | 25 | 0 | N | N
CMC/BARFIELD MANUFACTURING | HLB2/0 | Y | CMC/BARFIELD MANUFACTURING , HLB2/0 |  |  | 5.44 | 2001-12-11 11:41 | Anjanece | 25 | 0 | N | N
CMC/BARFIELD MANUFACTURING | HLB2/0 | Y | CMC/BARFIELD MANUFACTURING , HLB2/0 |  |  | 5.45 | 2001-12-11 11:41 | Anjanece | 25 | 0 | N | N
CMC/BARFIELD MANUFACTURING | HLB2/0 | Y | CMC/BARFIELD MANUFACTURING , HLB2/0 |  |  | 5.46 | 2001-12-11 11:41 | Anjanece | 25 | 0 | N | N
CMC/BARFIELD MANUFACTURING | HLB2/0 | Y | CMC/BARFIELD MANUFACTURING , HLB2/0 |  |  | 5.47 | 2001-12-11 11:41 | Anjanece | 25 | 0 | N | N
CMC/BARFIELD MANUFACTURING | HLB2/0 | Y | CMC/BARFIELD MANUFACTURING , HLB2/0 |  |  | 5.51 | 2001-12-11 11:41 | Anjanece | 25 | 0 | N | N
CMC/BARFIELD MANUFACTURING | HLB2/0 | Y | CMC/BARFIELD MANUFACTURING , HLB2/0 |  |  | 5.52 | 2001-12-11 11:41 | Anjanece | 25 | 0 | N | N
CMC/BARFIELD MANUFACTURING | HLB2/0 | Y | CMC/BARFIELD MANUFACTURING , HLB2/0 |  |  | 5.54 | 2001-12-11 11:41 | Anjanece | 25 | 0 | N | N
CMC/BARFIELD MANUFACTURING | HLB2/0 | Y | CMC/BARFIELD MANUFACTURING , HLB2/0 |  |  | 5.58 | 2001-12-11 11:41 | Anjanece | 25 | 0 | N | N
CMC/BARFIELD MANUFACTURING | HLB2/0 | Y | CMC/BARFIELD MANUFACTURING , HLB2/0 |  |  | 5.63 | 2001-12-11 11:41 | Anjanece | 25 | 0 | N | N
CMC/BARFIELD MANUFACTURING | HLB2/0 | Y | CMC/BARFIELD MANUFACTURING , HLB2/0 |  |  | 5.88 | 2001-12-11 11:41 | Anjanece | 25 | 0 | N | N
CMC/BARFIELD MANUFACTURING | HLB2/0 | Y | CMC/BARFIELD MANUFACTURING , HLB2/0 |  |  | 5.9 | 2001-12-11 11:41 | Anjanece | 25 | 0 | N | N
CMC/BARFIELD MANUFACTURING | HLB2/0 | Y | CMC/BARFIELD MANUFACTURING , HLB2/0 |  |  | 5.96 | 2001-12-11 11:41 | Anjanece | 25 | 0 | N | N
CMC/BARFIELD MANUFACTURING | HLB2/0 | Y | CMC/BARFIELD MANUFACTURING , HLB2/0 |  |  | 6.18 | 2001-12-11 11:41 | Anjanece | 25 | 0 | N | N
CMC/BARFIELD MANUFACTURING | HLB2/0 | Y | CMC/BARFIELD MANUFACTURING , HLB2/0 |  |  | 6.19 | 2001-12-11 11:41 | Anjanece | 25 | 0 | N | N
CMC/BARFIELD MANUFACTURING | HLB2/0 | Y | CMC/BARFIELD MANUFACTURING , HLB2/0 |  |  | 6.37 | 2001-12-11 11:41 | Anjanece | 25 | 0 | N | N
CMC/BARFIELD MANUFACTURING | HLB2/0 | Y | CMC/BARFIELD MANUFACTURING , HLB2/0 |  |  | 6.43 | 2001-12-11 11:41 | Anjanece | 25 | 0 | N | N
CMC/BARFIELD MANUFACTURING | HLB2/0 | Y | CMC/BARFIELD MANUFACTURING , HLB2/0 |  |  | 6.44 | 2001-12-11 11:41 | Anjanece | 25 | 0 | N | N
CMC/BARFIELD MANUFACTURING | HLB2/0 | Y | CMC/BARFIELD MANUFACTURING , HLB2/0 |  |  | 6.45 | 2001-12-11 11:41 | Anjanece | 25 | 0 | N | N
CMC/BARFIELD MANUFACTURING | HLB2/0 | Y | CMC/BARFIELD MANUFACTURING , HLB2/0 |  |  | 7.89 | 2001-12-11 11:41 | Anjanece | 25 | 0 | N | N
CMC/BARFIELD MANUFACTURING | HLB2/0 | Y | CMC/BARFIELD MANUFACTURING , HLB2/0 |  |  | 8.01 | 2001-12-11 11:41 | Anjanece | 25 | 0 | N | N
CMC/BARFIELD MANUFACTURING | HLB2/0 | Y | CMC/BARFIELD MANUFACTURING , HLB2/0 |  |  | 8.07 | 2001-12-11 11:41 | Anjanece | 25 | 0 | N | N
CMC/BARFIELD MANUFACTURING | HLB2/0 | Y | CMC/BARFIELD MANUFACTURING , HLB2/0 |  |  | 8.29 | 2001-12-11 11:41 | Anjanece | 25 | 0 | N | N
CMC/BARFIELD MANUFACTURING | HLB2/0 | Y | CMC/BARFIELD MANUFACTURING , HLB2/0 |  |  | 8.39 | 2001-12-11 11:41 | Anjanece | 25 | 0 | N | N
CMC/BARFIELD MANUFACTURING | HLB2/0 | Y | CMC/BARFIELD MANUFACTURING , HLB2/0 |  |  | 8.79 | 2001-12-11 11:41 | Anjanece | 25 | 0 | N | N
CMC/BARFIELD MANUFACTURING | HLB2/0 | Y | CMC/BARFIELD MANUFACTURING , HLB2/0 |  |  | 8.81 | 2001-12-11 11:41 | Anjanece | 25 | 0 | N | N
CMC/BARFIELD MANUFACTURING | HLB2/0 | Y | CMC/BARFIELD MANUFACTURING , HLB2/0 |  |  | 8.85 | 2001-12-11 11:41 | Anjanece | 25 | 0 | N | N
CMC/BARFIELD MANUFACTURING | HLB2/0 | Y | CMC/BARFIELD MANUFACTURING , HLB2/0 |  |  | 8.96 | 2001-12-11 11:41 | Anjanece | 25 | 0 | N | N
CMC/BARFIELD MANUFACTURING | HLB2/0 | Y | CMC/BARFIELD MANUFACTURING , HLB2/0 |  |  | 8.99 | 2001-12-11 11:41 | Anjanece | 25 | 0 | N | N
CMC/BARFIELD MANUFACTURING | HLB2/0 | Y | CMC/BARFIELD MANUFACTURING , HLB2/0 |  |  | 9.03 | 2001-12-11 11:41 | Anjanece | 25 | 0 | N | N
CMC/BARFIELD MANUFACTURING | HLB2/0 | Y | CMC/BARFIELD MANUFACTURING , HLB2/0 |  |  | 9.09 | 2001-12-11 11:41 | Anjanece | 25 | 0 | N | N
CMC/BARFIELD MANUFACTURING | HLB2/0 | Y | CMC/BARFIELD MANUFACTURING , HLB2/0 |  |  | 9.18 | 2001-12-11 11:41 | Anjanece | 25 | 0 | N | N
CMC/BARFIELD MANUFACTURING | HLB2/0 | Y | CMC/BARFIELD MANUFACTURING , HLB2/0 |  |  | 9.3 | 2001-12-11 11:41 | Anjanece | 25 | 0 | N | N
CMC/BARFIELD MANUFACTURING | HLB2/0 | Y | CMC/BARFIELD MANUFACTURING , HLB2/0 |  |  | 9.48 | 2001-12-11 11:41 | Anjanece | 25 | 0 | N | N
CMC/BARFIELD MANUFACTURING | HLB2/0 | Y | CMC/BARFIELD MANUFACTURING , HLB2/0 |  |  | 9.53 | 2001-12-11 11:41 | Anjanece | 25 | 0 | N | N
CMC/BARFIELD MANUFACTURING | HLB2/0 | Y | CMC/BARFIELD MANUFACTURING , HLB2/0 |  | Storm Stores | 0 | 2018-04-16 10:12 | Anjanece |  | 0 | N | N
CMC/BARFIELD MANUFACTURING | HLB2/0 | Y | CMC/BARFIELD MANUFACTURING , HLB2/0 |  |  | 5.54 | 2018-04-16 10:12 | Anjanece |  | 0 | N | N
CMC/BARFIELD MANUFACTURING | HLB2/0 | Y | CMC/BARFIELD MANUFACTURING , HLB2/0 |  |  | 5.96 | 2018-04-16 10:12 | Anjanece |  | 0 | N | N
CMC/BARFIELD MANUFACTURING | HLB2/0 | Y | CMC/BARFIELD MANUFACTURING , HLB2/0 |  |  | 6.56 | 2018-04-16 10:12 | Anjanece |  | 0 | N | N
CMC/BARFIELD MANUFACTURING | HLB2/0 | Y | CMC/BARFIELD MANUFACTURING , HLB2/0 |  |  | 6.76 | 2018-04-16 10:12 | Anjanece |  | 0 | N | N
CMC/BARFIELD MANUFACTURING | HLB2/0 | Y | CMC/BARFIELD MANUFACTURING , HLB2/0 |  |  | 6.84 | 2018-04-16 10:12 | Anjanece |  | 0 | N | N
CMC/BARFIELD MANUFACTURING | HLB2/0 | Y | CMC/BARFIELD MANUFACTURING , HLB2/0 |  |  | 7.2 | 2018-04-16 10:12 | Anjanece |  | 0 | N | N
CMC/BARFIELD MANUFACTURING | HLB2/0 | Y | CMC/BARFIELD MANUFACTURING , HLB2/0 |  |  | 8.15 | 2018-04-16 10:12 | Anjanece |  | 0 | N | N
CMC/BARFIELD MANUFACTURING | HLB2/0 | Y | CMC/BARFIELD MANUFACTURING , HLB2/0 |  |  | 8.28 | 2018-04-16 10:12 | Anjanece |  | 0 | N | N
CMC/BARFIELD MANUFACTURING | HLB2/0 | Y | CMC/BARFIELD MANUFACTURING , HLB2/0 |  |  | 8.39 | 2018-04-16 10:12 | Anjanece |  | 0 | N | N
CMC/BARFIELD MANUFACTURING | HLB2/0 | Y | CMC/BARFIELD MANUFACTURING , HLB2/0 |  |  | 8.53 | 2018-04-16 10:12 | Anjanece |  | 0 | N | N
FARGO | GH-100 | Y | FARGO , GH-100 | JEA OVERHEAD DISTRIBUTION | CSC Stores | 5 | 2001-12-11 11:41 | Anjanece | 25 | 0 | N | N
FARGO | GH-100 | Y | FARGO , GH-100 |  |  | 5.02 | 2001-12-11 11:41 | Anjanece | 25 | 0 | N | N
FARGO | GH-100 | Y | FARGO , GH-100 |  |  | 5.03 | 2001-12-11 11:41 | Anjanece | 25 | 0 | N | N
FARGO | GH-100 | Y | FARGO , GH-100 |  |  | 5.06 | 2001-12-11 11:41 | Anjanece | 25 | 0 | N | N
FARGO | GH-100 | Y | FARGO , GH-100 |  |  | 5.07 | 2001-12-11 11:41 | Anjanece | 25 | 0 | N | N
FARGO | GH-100 | Y | FARGO , GH-100 |  |  | 5.27 | 2001-12-11 11:41 | Anjanece | 25 | 0 | N | N
FARGO | GH-100 | Y | FARGO , GH-100 |  |  | 5.34 | 2001-12-11 11:41 | Anjanece | 25 | 0 | N | N
FARGO | GH-100 | Y | FARGO , GH-100 |  |  | 5.4 | 2001-12-11 11:41 | Anjanece | 25 | 0 | N | N
FARGO | GH-100 | Y | FARGO , GH-100 |  |  | 5.43 | 2001-12-11 11:41 | Anjanece | 25 | 0 | N | N
FARGO | GH-100 | Y | FARGO , GH-100 |  |  | 5.44 | 2001-12-11 11:41 | Anjanece | 25 | 0 | N | N
FARGO | GH-100 | Y | FARGO , GH-100 |  |  | 5.45 | 2001-12-11 11:41 | Anjanece | 25 | 0 | N | N
FARGO | GH-100 | Y | FARGO , GH-100 |  |  | 5.46 | 2001-12-11 11:41 | Anjanece | 25 | 0 | N | N
FARGO | GH-100 | Y | FARGO , GH-100 |  |  | 5.47 | 2001-12-11 11:41 | Anjanece | 25 | 0 | N | N
FARGO | GH-100 | Y | FARGO , GH-100 |  |  | 5.51 | 2001-12-11 11:41 | Anjanece | 25 | 0 | N | N
FARGO | GH-100 | Y | FARGO , GH-100 |  |  | 5.52 | 2001-12-11 11:41 | Anjanece | 25 | 0 | N | N
FARGO | GH-100 | Y | FARGO , GH-100 |  |  | 5.54 | 2001-12-11 11:41 | Anjanece | 25 | 0 | N | N
FARGO | GH-100 | Y | FARGO , GH-100 |  |  | 5.58 | 2001-12-11 11:41 | Anjanece | 25 | 0 | N | N
FARGO | GH-100 | Y | FARGO , GH-100 |  |  | 5.63 | 2001-12-11 11:41 | Anjanece | 25 | 0 | N | N
FARGO | GH-100 | Y | FARGO , GH-100 |  |  | 5.88 | 2001-12-11 11:41 | Anjanece | 25 | 0 | N | N
FARGO | GH-100 | Y | FARGO , GH-100 |  |  | 5.9 | 2001-12-11 11:41 | Anjanece | 25 | 0 | N | N
FARGO | GH-100 | Y | FARGO , GH-100 |  |  | 5.96 | 2001-12-11 11:41 | Anjanece | 25 | 0 | N | N
FARGO | GH-100 | Y | FARGO , GH-100 |  |  | 6.18 | 2001-12-11 11:41 | Anjanece | 25 | 0 | N | N
FARGO | GH-100 | Y | FARGO , GH-100 |  |  | 6.19 | 2001-12-11 11:41 | Anjanece | 25 | 0 | N | N
FARGO | GH-100 | Y | FARGO , GH-100 |  |  | 6.37 | 2001-12-11 11:41 | Anjanece | 25 | 0 | N | N
FARGO | GH-100 | Y | FARGO , GH-100 |  |  | 6.43 | 2001-12-11 11:41 | Anjanece | 25 | 0 | N | N
FARGO | GH-100 | Y | FARGO , GH-100 |  |  | 6.44 | 2001-12-11 11:41 | Anjanece | 25 | 0 | N | N
FARGO | GH-100 | Y | FARGO , GH-100 |  |  | 6.45 | 2001-12-11 11:41 | Anjanece | 25 | 0 | N | N
FARGO | GH-100 | Y | FARGO , GH-100 |  |  | 7.89 | 2001-12-11 11:41 | Anjanece | 25 | 0 | N | N
FARGO | GH-100 | Y | FARGO , GH-100 |  |  | 8.01 | 2001-12-11 11:41 | Anjanece | 25 | 0 | N | N
FARGO | GH-100 | Y | FARGO , GH-100 |  |  | 8.07 | 2001-12-11 11:41 | Anjanece | 25 | 0 | N | N
FARGO | GH-100 | Y | FARGO , GH-100 |  |  | 8.29 | 2001-12-11 11:41 | Anjanece | 25 | 0 | N | N
FARGO | GH-100 | Y | FARGO , GH-100 |  |  | 8.39 | 2001-12-11 11:41 | Anjanece | 25 | 0 | N | N
FARGO | GH-100 | Y | FARGO , GH-100 |  |  | 8.79 | 2001-12-11 11:41 | Anjanece | 25 | 0 | N | N
FARGO | GH-100 | Y | FARGO , GH-100 |  |  | 8.81 | 2001-12-11 11:41 | Anjanece | 25 | 0 | N | N
FARGO | GH-100 | Y | FARGO , GH-100 |  |  | 8.85 | 2001-12-11 11:41 | Anjanece | 25 | 0 | N | N
FARGO | GH-100 | Y | FARGO , GH-100 |  |  | 8.96 | 2001-12-11 11:41 | Anjanece | 25 | 0 | N | N
FARGO | GH-100 | Y | FARGO , GH-100 |  |  | 8.99 | 2001-12-11 11:41 | Anjanece | 25 | 0 | N | N
FARGO | GH-100 | Y | FARGO , GH-100 |  |  | 9.03 | 2001-12-11 11:41 | Anjanece | 25 | 0 | N | N
FARGO | GH-100 | Y | FARGO , GH-100 |  |  | 9.09 | 2001-12-11 11:41 | Anjanece | 25 | 0 | N | N
FARGO | GH-100 | Y | FARGO , GH-100 |  |  | 9.18 | 2001-12-11 11:41 | Anjanece | 25 | 0 | N | N
FARGO | GH-100 | Y | FARGO , GH-100 |  |  | 9.3 | 2001-12-11 11:41 | Anjanece | 25 | 0 | N | N
FARGO | GH-100 | Y | FARGO , GH-100 |  |  | 9.48 | 2001-12-11 11:41 | Anjanece | 25 | 0 | N | N
FARGO | GH-100 | Y | FARGO , GH-100 |  |  | 9.53 | 2001-12-11 11:41 | Anjanece | 25 | 0 | N | N
FARGO | GH-100 | Y | FARGO , GH-100 |  | Storm Stores | 0 | 2018-04-16 10:12 | Anjanece |  | 0 | N | N
FARGO | GH-100 | Y | FARGO , GH-100 |  |  | 5.54 | 2018-04-16 10:12 | Anjanece |  | 0 | N | N
FARGO | GH-100 | Y | FARGO , GH-100 |  |  | 5.96 | 2018-04-16 10:12 | Anjanece |  | 0 | N | N
FARGO | GH-100 | Y | FARGO , GH-100 |  |  | 6.56 | 2018-04-16 10:12 | Anjanece |  | 0 | N | N
FARGO | GH-100 | Y | FARGO , GH-100 |  |  | 6.76 | 2018-04-16 10:12 | Anjanece |  | 0 | N | N
FARGO | GH-100 | Y | FARGO , GH-100 |  |  | 6.84 | 2018-04-16 10:12 | Anjanece |  | 0 | N | N
FARGO | GH-100 | Y | FARGO , GH-100 |  |  | 7.2 | 2018-04-16 10:12 | Anjanece |  | 0 | N | N
FARGO | GH-100 | Y | FARGO , GH-100 |  |  | 8.15 | 2018-04-16 10:12 | Anjanece |  | 0 | N | N
FARGO | GH-100 | Y | FARGO , GH-100 |  |  | 8.28 | 2018-04-16 10:12 | Anjanece |  | 0 | N | N
FARGO | GH-100 | Y | FARGO , GH-100 |  |  | 8.39 | 2018-04-16 10:12 | Anjanece |  | 0 | N | N
FARGO | GH-100 | Y | FARGO , GH-100 |  |  | 8.53 | 2018-04-16 10:12 | Anjanece |  | 0 | N | N
MACLEAN POWER SYSTEMS | C1520 | Y | MACLEAN POWER SYSTEMS , C1520 | JEA OVERHEAD DISTRIBUTION | CSC Stores | 5 | 2001-12-11 11:41 | Anjanece | 25 | 0 | N | N
MACLEAN POWER SYSTEMS | C1520 | Y | MACLEAN POWER SYSTEMS , C1520 |  |  | 5.02 | 2001-12-11 11:41 | Anjanece | 25 | 0 | N | N
MACLEAN POWER SYSTEMS | C1520 | Y | MACLEAN POWER SYSTEMS , C1520 |  |  | 5.03 | 2001-12-11 11:41 | Anjanece | 25 | 0 | N | N
MACLEAN POWER SYSTEMS | C1520 | Y | MACLEAN POWER SYSTEMS , C1520 |  |  | 5.06 | 2001-12-11 11:41 | Anjanece | 25 | 0 | N | N
MACLEAN POWER SYSTEMS | C1520 | Y | MACLEAN POWER SYSTEMS , C1520 |  |  | 5.07 | 2001-12-11 11:41 | Anjanece | 25 | 0 | N | N
MACLEAN POWER SYSTEMS | C1520 | Y | MACLEAN POWER SYSTEMS , C1520 |  |  | 5.27 | 2001-12-11 11:41 | Anjanece | 25 | 0 | N | N
MACLEAN POWER SYSTEMS | C1520 | Y | MACLEAN POWER SYSTEMS , C1520 |  |  | 5.34 | 2001-12-11 11:41 | Anjanece | 25 | 0 | N | N
MACLEAN POWER SYSTEMS | C1520 | Y | MACLEAN POWER SYSTEMS , C1520 |  |  | 5.4 | 2001-12-11 11:41 | Anjanece | 25 | 0 | N | N
MACLEAN POWER SYSTEMS | C1520 | Y | MACLEAN POWER SYSTEMS , C1520 |  |  | 5.43 | 2001-12-11 11:41 | Anjanece | 25 | 0 | N | N
MACLEAN POWER SYSTEMS | C1520 | Y | MACLEAN POWER SYSTEMS , C1520 |  |  | 5.44 | 2001-12-11 11:41 | Anjanece | 25 | 0 | N | N
MACLEAN POWER SYSTEMS | C1520 | Y | MACLEAN POWER SYSTEMS , C1520 |  |  | 5.45 | 2001-12-11 11:41 | Anjanece | 25 | 0 | N | N
MACLEAN POWER SYSTEMS | C1520 | Y | MACLEAN POWER SYSTEMS , C1520 |  |  | 5.46 | 2001-12-11 11:41 | Anjanece | 25 | 0 | N | N
MACLEAN POWER SYSTEMS | C1520 | Y | MACLEAN POWER SYSTEMS , C1520 |  |  | 5.47 | 2001-12-11 11:41 | Anjanece | 25 | 0 | N | N
MACLEAN POWER SYSTEMS | C1520 | Y | MACLEAN POWER SYSTEMS , C1520 |  |  | 5.51 | 2001-12-11 11:41 | Anjanece | 25 | 0 | N | N
MACLEAN POWER SYSTEMS | C1520 | Y | MACLEAN POWER SYSTEMS , C1520 |  |  | 5.52 | 2001-12-11 11:41 | Anjanece | 25 | 0 | N | N
MACLEAN POWER SYSTEMS | C1520 | Y | MACLEAN POWER SYSTEMS , C1520 |  |  | 5.54 | 2001-12-11 11:41 | Anjanece | 25 | 0 | N | N
MACLEAN POWER SYSTEMS | C1520 | Y | MACLEAN POWER SYSTEMS , C1520 |  |  | 5.58 | 2001-12-11 11:41 | Anjanece | 25 | 0 | N | N
MACLEAN POWER SYSTEMS | C1520 | Y | MACLEAN POWER SYSTEMS , C1520 |  |  | 5.63 | 2001-12-11 11:41 | Anjanece | 25 | 0 | N | N
MACLEAN POWER SYSTEMS | C1520 | Y | MACLEAN POWER SYSTEMS , C1520 |  |  | 5.88 | 2001-12-11 11:41 | Anjanece | 25 | 0 | N | N
MACLEAN POWER SYSTEMS | C1520 | Y | MACLEAN POWER SYSTEMS , C1520 |  |  | 5.9 | 2001-12-11 11:41 | Anjanece | 25 | 0 | N | N
MACLEAN POWER SYSTEMS | C1520 | Y | MACLEAN POWER SYSTEMS , C1520 |  |  | 5.96 | 2001-12-11 11:41 | Anjanece | 25 | 0 | N | N
MACLEAN POWER SYSTEMS | C1520 | Y | MACLEAN POWER SYSTEMS , C1520 |  |  | 6.18 | 2001-12-11 11:41 | Anjanece | 25 | 0 | N | N
MACLEAN POWER SYSTEMS | C1520 | Y | MACLEAN POWER SYSTEMS , C1520 |  |  | 6.19 | 2001-12-11 11:41 | Anjanece | 25 | 0 | N | N
MACLEAN POWER SYSTEMS | C1520 | Y | MACLEAN POWER SYSTEMS , C1520 |  |  | 6.37 | 2001-12-11 11:41 | Anjanece | 25 | 0 | N | N
MACLEAN POWER SYSTEMS | C1520 | Y | MACLEAN POWER SYSTEMS , C1520 |  |  | 6.43 | 2001-12-11 11:41 | Anjanece | 25 | 0 | N | N
MACLEAN POWER SYSTEMS | C1520 | Y | MACLEAN POWER SYSTEMS , C1520 |  |  | 6.44 | 2001-12-11 11:41 | Anjanece | 25 | 0 | N | N
MACLEAN POWER SYSTEMS | C1520 | Y | MACLEAN POWER SYSTEMS , C1520 |  |  | 6.45 | 2001-12-11 11:41 | Anjanece | 25 | 0 | N | N
MACLEAN POWER SYSTEMS | C1520 | Y | MACLEAN POWER SYSTEMS , C1520 |  |  | 7.89 | 2001-12-11 11:41 | Anjanece | 25 | 0 | N | N
MACLEAN POWER SYSTEMS | C1520 | Y | MACLEAN POWER SYSTEMS , C1520 |  |  | 8.01 | 2001-12-11 11:41 | Anjanece | 25 | 0 | N | N
MACLEAN POWER SYSTEMS | C1520 | Y | MACLEAN POWER SYSTEMS , C1520 |  |  | 8.07 | 2001-12-11 11:41 | Anjanece | 25 | 0 | N | N
MACLEAN POWER SYSTEMS | C1520 | Y | MACLEAN POWER SYSTEMS , C1520 |  |  | 8.29 | 2001-12-11 11:41 | Anjanece | 25 | 0 | N | N
MACLEAN POWER SYSTEMS | C1520 | Y | MACLEAN POWER SYSTEMS , C1520 |  |  | 8.39 | 2001-12-11 11:41 | Anjanece | 25 | 0 | N | N
MACLEAN POWER SYSTEMS | C1520 | Y | MACLEAN POWER SYSTEMS , C1520 |  |  | 8.79 | 2001-12-11 11:41 | Anjanece | 25 | 0 | N | N
MACLEAN POWER SYSTEMS | C1520 | Y | MACLEAN POWER SYSTEMS , C1520 |  |  | 8.81 | 2001-12-11 11:41 | Anjanece | 25 | 0 | N | N
MACLEAN POWER SYSTEMS | C1520 | Y | MACLEAN POWER SYSTEMS , C1520 |  |  | 8.85 | 2001-12-11 11:41 | Anjanece | 25 | 0 | N | N
MACLEAN POWER SYSTEMS | C1520 | Y | MACLEAN POWER SYSTEMS , C1520 |  |  | 8.96 | 2001-12-11 11:41 | Anjanece | 25 | 0 | N | N
MACLEAN POWER SYSTEMS | C1520 | Y | MACLEAN POWER SYSTEMS , C1520 |  |  | 8.99 | 2001-12-11 11:41 | Anjanece | 25 | 0 | N | N
MACLEAN POWER SYSTEMS | C1520 | Y | MACLEAN POWER SYSTEMS , C1520 |  |  | 9.03 | 2001-12-11 11:41 | Anjanece | 25 | 0 | N | N
MACLEAN POWER SYSTEMS | C1520 | Y | MACLEAN POWER SYSTEMS , C1520 |  |  | 9.09 | 2001-12-11 11:41 | Anjanece | 25 | 0 | N | N
MACLEAN POWER SYSTEMS | C1520 | Y | MACLEAN POWER SYSTEMS , C1520 |  |  | 9.18 | 2001-12-11 11:41 | Anjanece | 25 | 0 | N | N
MACLEAN POWER SYSTEMS | C1520 | Y | MACLEAN POWER SYSTEMS , C1520 |  |  | 9.3 | 2001-12-11 11:41 | Anjanece | 25 | 0 | N | N
MACLEAN POWER SYSTEMS | C1520 | Y | MACLEAN POWER SYSTEMS , C1520 |  |  | 9.48 | 2001-12-11 11:41 | Anjanece | 25 | 0 | N | N
MACLEAN POWER SYSTEMS | C1520 | Y | MACLEAN POWER SYSTEMS , C1520 |  |  | 9.53 | 2001-12-11 11:41 | Anjanece | 25 | 0 | N | N
MACLEAN POWER SYSTEMS | C1520 | Y | MACLEAN POWER SYSTEMS , C1520 |  | Storm Stores | 0 | 2018-04-16 10:12 | Anjanece |  | 0 | N | N
MACLEAN POWER SYSTEMS | C1520 | Y | MACLEAN POWER SYSTEMS , C1520 |  |  | 5.54 | 2018-04-16 10:12 | Anjanece |  | 0 | N | N
MACLEAN POWER SYSTEMS | C1520 | Y | MACLEAN POWER SYSTEMS , C1520 |  |  | 5.96 | 2018-04-16 10:12 | Anjanece |  | 0 | N | N
MACLEAN POWER SYSTEMS | C1520 | Y | MACLEAN POWER SYSTEMS , C1520 |  |  | 6.56 | 2018-04-16 10:12 | Anjanece |  | 0 | N | N
MACLEAN POWER SYSTEMS | C1520 | Y | MACLEAN POWER SYSTEMS , C1520 |  |  | 6.76 | 2018-04-16 10:12 | Anjanece |  | 0 | N | N
MACLEAN POWER SYSTEMS | C1520 | Y | MACLEAN POWER SYSTEMS , C1520 |  |  | 6.84 | 2018-04-16 10:12 | Anjanece |  | 0 | N | N
MACLEAN POWER SYSTEMS | C1520 | Y | MACLEAN POWER SYSTEMS , C1520 |  |  | 7.2 | 2018-04-16 10:12 | Anjanece |  | 0 | N | N
MACLEAN POWER SYSTEMS | C1520 | Y | MACLEAN POWER SYSTEMS , C1520 |  |  | 8.15 | 2018-04-16 10:12 | Anjanece |  | 0 | N | N
MACLEAN POWER SYSTEMS | C1520 | Y | MACLEAN POWER SYSTEMS , C1520 |  |  | 8.28 | 2018-04-16 10:12 | Anjanece |  | 0 | N | N
MACLEAN POWER SYSTEMS | C1520 | Y | MACLEAN POWER SYSTEMS , C1520 |  |  | 8.39 | 2018-04-16 10:12 | Anjanece |  | 0 | N | N
MACLEAN POWER SYSTEMS | C1520 | Y | MACLEAN POWER SYSTEMS , C1520 |  |  | 8.53 | 2018-04-16 10:12 | Anjanece |  | 0 | N | N
RICHARDS MFG. CO. | BHLC-100 | Y | RICHARDS MFG. CO. , BHLC-100 | JEA OVERHEAD DISTRIBUTION | CSC Stores | 5 | 2001-12-11 11:41 | Anjanece | 25 | 0 | N | N
RICHARDS MFG. CO. | BHLC-100 | Y | RICHARDS MFG. CO. , BHLC-100 |  |  | 5.02 | 2001-12-11 11:41 | Anjanece | 25 | 0 | N | N
RICHARDS MFG. CO. | BHLC-100 | Y | RICHARDS MFG. CO. , BHLC-100 |  |  | 5.03 | 2001-12-11 11:41 | Anjanece | 25 | 0 | N | N
RICHARDS MFG. CO. | BHLC-100 | Y | RICHARDS MFG. CO. , BHLC-100 |  |  | 5.06 | 2001-12-11 11:41 | Anjanece | 25 | 0 | N | N
RICHARDS MFG. CO. | BHLC-100 | Y | RICHARDS MFG. CO. , BHLC-100 |  |  | 5.07 | 2001-12-11 11:41 | Anjanece | 25 | 0 | N | N
RICHARDS MFG. CO. | BHLC-100 | Y | RICHARDS MFG. CO. , BHLC-100 |  |  | 5.27 | 2001-12-11 11:41 | Anjanece | 25 | 0 | N | N
RICHARDS MFG. CO. | BHLC-100 | Y | RICHARDS MFG. CO. , BHLC-100 |  |  | 5.34 | 2001-12-11 11:41 | Anjanece | 25 | 0 | N | N
RICHARDS MFG. CO. | BHLC-100 | Y | RICHARDS MFG. CO. , BHLC-100 |  |  | 5.4 | 2001-12-11 11:41 | Anjanece | 25 | 0 | N | N
RICHARDS MFG. CO. | BHLC-100 | Y | RICHARDS MFG. CO. , BHLC-100 |  |  | 5.43 | 2001-12-11 11:41 | Anjanece | 25 | 0 | N | N
RICHARDS MFG. CO. | BHLC-100 | Y | RICHARDS MFG. CO. , BHLC-100 |  |  | 5.44 | 2001-12-11 11:41 | Anjanece | 25 | 0 | N | N
RICHARDS MFG. CO. | BHLC-100 | Y | RICHARDS MFG. CO. , BHLC-100 |  |  | 5.45 | 2001-12-11 11:41 | Anjanece | 25 | 0 | N | N
RICHARDS MFG. CO. | BHLC-100 | Y | RICHARDS MFG. CO. , BHLC-100 |  |  | 5.46 | 2001-12-11 11:41 | Anjanece | 25 | 0 | N | N
RICHARDS MFG. CO. | BHLC-100 | Y | RICHARDS MFG. CO. , BHLC-100 |  |  | 5.47 | 2001-12-11 11:41 | Anjanece | 25 | 0 | N | N
RICHARDS MFG. CO. | BHLC-100 | Y | RICHARDS MFG. CO. , BHLC-100 |  |  | 5.51 | 2001-12-11 11:41 | Anjanece | 25 | 0 | N | N
RICHARDS MFG. CO. | BHLC-100 | Y | RICHARDS MFG. CO. , BHLC-100 |  |  | 5.52 | 2001-12-11 11:41 | Anjanece | 25 | 0 | N | N
RICHARDS MFG. CO. | BHLC-100 | Y | RICHARDS MFG. CO. , BHLC-100 |  |  | 5.54 | 2001-12-11 11:41 | Anjanece | 25 | 0 | N | N
RICHARDS MFG. CO. | BHLC-100 | Y | RICHARDS MFG. CO. , BHLC-100 |  |  | 5.58 | 2001-12-11 11:41 | Anjanece | 25 | 0 | N | N
RICHARDS MFG. CO. | BHLC-100 | Y | RICHARDS MFG. CO. , BHLC-100 |  |  | 5.63 | 2001-12-11 11:41 | Anjanece | 25 | 0 | N | N
RICHARDS MFG. CO. | BHLC-100 | Y | RICHARDS MFG. CO. , BHLC-100 |  |  | 5.88 | 2001-12-11 11:41 | Anjanece | 25 | 0 | N | N
RICHARDS MFG. CO. | BHLC-100 | Y | RICHARDS MFG. CO. , BHLC-100 |  |  | 5.9 | 2001-12-11 11:41 | Anjanece | 25 | 0 | N | N
RICHARDS MFG. CO. | BHLC-100 | Y | RICHARDS MFG. CO. , BHLC-100 |  |  | 5.96 | 2001-12-11 11:41 | Anjanece | 25 | 0 | N | N
RICHARDS MFG. CO. | BHLC-100 | Y | RICHARDS MFG. CO. , BHLC-100 |  |  | 6.18 | 2001-12-11 11:41 | Anjanece | 25 | 0 | N | N
RICHARDS MFG. CO. | BHLC-100 | Y | RICHARDS MFG. CO. , BHLC-100 |  |  | 6.19 | 2001-12-11 11:41 | Anjanece | 25 | 0 | N | N
RICHARDS MFG. CO. | BHLC-100 | Y | RICHARDS MFG. CO. , BHLC-100 |  |  | 6.37 | 2001-12-11 11:41 | Anjanece | 25 | 0 | N | N
RICHARDS MFG. CO. | BHLC-100 | Y | RICHARDS MFG. CO. , BHLC-100 |  |  | 6.43 | 2001-12-11 11:41 | Anjanece | 25 | 0 | N | N
RICHARDS MFG. CO. | BHLC-100 | Y | RICHARDS MFG. CO. , BHLC-100 |  |  | 6.44 | 2001-12-11 11:41 | Anjanece | 25 | 0 | N | N
RICHARDS MFG. CO. | BHLC-100 | Y | RICHARDS MFG. CO. , BHLC-100 |  |  | 6.45 | 2001-12-11 11:41 | Anjanece | 25 | 0 | N | N
RICHARDS MFG. CO. | BHLC-100 | Y | RICHARDS MFG. CO. , BHLC-100 |  |  | 7.89 | 2001-12-11 11:41 | Anjanece | 25 | 0 | N | N
RICHARDS MFG. CO. | BHLC-100 | Y | RICHARDS MFG. CO. , BHLC-100 |  |  | 8.01 | 2001-12-11 11:41 | Anjanece | 25 | 0 | N | N
RICHARDS MFG. CO. | BHLC-100 | Y | RICHARDS MFG. CO. , BHLC-100 |  |  | 8.07 | 2001-12-11 11:41 | Anjanece | 25 | 0 | N | N
RICHARDS MFG. CO. | BHLC-100 | Y | RICHARDS MFG. CO. , BHLC-100 |  |  | 8.29 | 2001-12-11 11:41 | Anjanece | 25 | 0 | N | N
RICHARDS MFG. CO. | BHLC-100 | Y | RICHARDS MFG. CO. , BHLC-100 |  |  | 8.39 | 2001-12-11 11:41 | Anjanece | 25 | 0 | N | N
RICHARDS MFG. CO. | BHLC-100 | Y | RICHARDS MFG. CO. , BHLC-100 |  |  | 8.79 | 2001-12-11 11:41 | Anjanece | 25 | 0 | N | N
RICHARDS MFG. CO. | BHLC-100 | Y | RICHARDS MFG. CO. , BHLC-100 |  |  | 8.81 | 2001-12-11 11:41 | Anjanece | 25 | 0 | N | N
RICHARDS MFG. CO. | BHLC-100 | Y | RICHARDS MFG. CO. , BHLC-100 |  |  | 8.85 | 2001-12-11 11:41 | Anjanece | 25 | 0 | N | N
RICHARDS MFG. CO. | BHLC-100 | Y | RICHARDS MFG. CO. , BHLC-100 |  |  | 8.96 | 2001-12-11 11:41 | Anjanece | 25 | 0 | N | N
RICHARDS MFG. CO. | BHLC-100 | Y | RICHARDS MFG. CO. , BHLC-100 |  |  | 8.99 | 2001-12-11 11:41 | Anjanece | 25 | 0 | N | N
RICHARDS MFG. CO. | BHLC-100 | Y | RICHARDS MFG. CO. , BHLC-100 |  |  | 9.03 | 2001-12-11 11:41 | Anjanece | 25 | 0 | N | N
RICHARDS MFG. CO. | BHLC-100 | Y | RICHARDS MFG. CO. , BHLC-100 |  |  | 9.09 | 2001-12-11 11:41 | Anjanece | 25 | 0 | N | N
RICHARDS MFG. CO. | BHLC-100 | Y | RICHARDS MFG. CO. , BHLC-100 |  |  | 9.18 | 2001-12-11 11:41 | Anjanece | 25 | 0 | N | N
RICHARDS MFG. CO. | BHLC-100 | Y | RICHARDS MFG. CO. , BHLC-100 |  |  | 9.3 | 2001-12-11 11:41 | Anjanece | 25 | 0 | N | N
RICHARDS MFG. CO. | BHLC-100 | Y | RICHARDS MFG. CO. , BHLC-100 |  |  | 9.48 | 2001-12-11 11:41 | Anjanece | 25 | 0 | N | N
RICHARDS MFG. CO. | BHLC-100 | Y | RICHARDS MFG. CO. , BHLC-100 |  |  | 9.53 | 2001-12-11 11:41 | Anjanece | 25 | 0 | N | N
RICHARDS MFG. CO. | BHLC-100 | Y | RICHARDS MFG. CO. , BHLC-100 |  | Storm Stores | 0 | 2018-04-16 10:12 | Anjanece |  | 0 | N | N
RICHARDS MFG. CO. | BHLC-100 | Y | RICHARDS MFG. CO. , BHLC-100 |  |  | 5.54 | 2018-04-16 10:12 | Anjanece |  | 0 | N | N
RICHARDS MFG. CO. | BHLC-100 | Y | RICHARDS MFG. CO. , BHLC-100 |  |  | 5.96 | 2018-04-16 10:12 | Anjanece |  | 0 | N | N
RICHARDS MFG. CO. | BHLC-100 | Y | RICHARDS MFG. CO. , BHLC-100 |  |  | 6.56 | 2018-04-16 10:12 | Anjanece |  | 0 | N | N
RICHARDS MFG. CO. | BHLC-100 | Y | RICHARDS MFG. CO. , BHLC-100 |  |  | 6.76 | 2018-04-16 10:12 | Anjanece |  | 0 | N | N
RICHARDS MFG. CO. | BHLC-100 | Y | RICHARDS MFG. CO. , BHLC-100 |  |  | 6.84 | 2018-04-16 10:12 | Anjanece |  | 0 | N | N
RICHARDS MFG. CO. | BHLC-100 | Y | RICHARDS MFG. CO. , BHLC-100 |  |  | 7.2 | 2018-04-16 10:12 | Anjanece |  | 0 | N | N
RICHARDS MFG. CO. | BHLC-100 | Y | RICHARDS MFG. CO. , BHLC-100 |  |  | 8.15 | 2018-04-16 10:12 | Anjanece |  | 0 | N | N
RICHARDS MFG. CO. | BHLC-100 | Y | RICHARDS MFG. CO. , BHLC-100 |  |  | 8.28 | 2018-04-16 10:12 | Anjanece |  | 0 | N | N
RICHARDS MFG. CO. | BHLC-100 | Y | RICHARDS MFG. CO. , BHLC-100 |  |  | 8.39 | 2018-04-16 10:12 | Anjanece |  | 0 | N | N
RICHARDS MFG. CO. | BHLC-100 | Y | RICHARDS MFG. CO. , BHLC-100 |  |  | 8.53 | 2018-04-16 10:12 | Anjanece |  | 0 | N | N
ANDERSON | BH-4 | Y | ANDERSON , BH-4 | JEA OVERHEAD DISTRIBUTION | CSC Stores | 9.25 | 2001-12-11 11:41 | Anjanece | 25 | 0 | N | N
ANDERSON | BH-4 | Y | ANDERSON , BH-4 |  |  | 10.67 | 2001-12-11 11:41 | Anjanece | 25 | 0 | N | N
ANDERSON | BH-4 | Y | ANDERSON , BH-4 |  |  | 10.9 | 2001-12-11 11:41 | Anjanece | 25 | 0 | N | N
ANDERSON | BH-4 | Y | ANDERSON , BH-4 |  |  | 10.97 | 2001-12-11 11:41 | Anjanece | 25 | 0 | N | N
ANDERSON | BH-4 | Y | ANDERSON , BH-4 |  |  | 11.22 | 2001-12-11 11:41 | Anjanece | 25 | 0 | N | N
ANDERSON | BH-4 | Y | ANDERSON , BH-4 |  |  | 12.06 | 2001-12-11 11:41 | Anjanece | 25 | 0 | N | N
ANDERSON | BH-4 | Y | ANDERSON , BH-4 |  |  | 13.03 | 2001-12-11 11:41 | Anjanece | 25 | 0 | N | N
ANDERSON | BH-4 | Y | ANDERSON , BH-4 |  |  | 13.46 | 2001-12-11 11:41 | Anjanece | 25 | 0 | N | N
ANDERSON | BH-4 | Y | ANDERSON , BH-4 |  |  | 13.76 | 2001-12-11 11:41 | Anjanece | 25 | 0 | N | N
ANDERSON | BH-4 | Y | ANDERSON , BH-4 |  |  | 13.98 | 2001-12-11 11:41 | Anjanece | 25 | 0 | N | N
ANDERSON | BH-4 | Y | ANDERSON , BH-4 |  |  | 14.14 | 2001-12-11 11:41 | Anjanece | 25 | 0 | N | N
ANDERSON | BH-4 | Y | ANDERSON , BH-4 |  |  | 14.2 | 2001-12-11 11:41 | Anjanece | 25 | 0 | N | N
ANDERSON | BH-4 | Y | ANDERSON , BH-4 |  |  | 14.25 | 2001-12-11 11:41 | Anjanece | 25 | 0 | N | N
ANDERSON | BH-4 | Y | ANDERSON , BH-4 |  |  | 14.27 | 2001-12-11 11:41 | Anjanece | 25 | 0 | N | N
ANDERSON | BH-4 | Y | ANDERSON , BH-4 |  |  | 14.46 | 2001-12-11 11:41 | Anjanece | 25 | 0 | N | N
ANDERSON | BH-4 | Y | ANDERSON , BH-4 |  |  | 19.22 | 2001-12-11 11:41 | Anjanece | 25 | 0 | N | N
ANDERSON | BH-4 | Y | ANDERSON , BH-4 |  |  | 21.13 | 2001-12-11 11:41 | Anjanece | 25 | 0 | N | N
BLACKBURN | HLC3974 | Y | BLACKBURN , HLC3974 | JEA OVERHEAD DISTRIBUTION | CSC Stores | 9.25 | 2001-12-11 11:41 | Anjanece | 25 | 0 | N | N
BLACKBURN | HLC3974 | Y | BLACKBURN , HLC3974 |  |  | 10.67 | 2001-12-11 11:41 | Anjanece | 25 | 0 | N | N
BLACKBURN | HLC3974 | Y | BLACKBURN , HLC3974 |  |  | 10.9 | 2001-12-11 11:41 | Anjanece | 25 | 0 | N | N
BLACKBURN | HLC3974 | Y | BLACKBURN , HLC3974 |  |  | 10.97 | 2001-12-11 11:41 | Anjanece | 25 | 0 | N | N
BLACKBURN | HLC3974 | Y | BLACKBURN , HLC3974 |  |  | 11.22 | 2001-12-11 11:41 | Anjanece | 25 | 0 | N | N
BLACKBURN | HLC3974 | Y | BLACKBURN , HLC3974 |  |  | 12.06 | 2001-12-11 11:41 | Anjanece | 25 | 0 | N | N
BLACKBURN | HLC3974 | Y | BLACKBURN , HLC3974 |  |  | 13.03 | 2001-12-11 11:41 | Anjanece | 25 | 0 | N | N
BLACKBURN | HLC3974 | Y | BLACKBURN , HLC3974 |  |  | 13.46 | 2001-12-11 11:41 | Anjanece | 25 | 0 | N | N
BLACKBURN | HLC3974 | Y | BLACKBURN , HLC3974 |  |  | 13.76 | 2001-12-11 11:41 | Anjanece | 25 | 0 | N | N
BLACKBURN | HLC3974 | Y | BLACKBURN , HLC3974 |  |  | 13.98 | 2001-12-11 11:41 | Anjanece | 25 | 0 | N | N
BLACKBURN | HLC3974 | Y | BLACKBURN , HLC3974 |  |  | 14.14 | 2001-12-11 11:41 | Anjanece | 25 | 0 | N | N
BLACKBURN | HLC3974 | Y | BLACKBURN , HLC3974 |  |  | 14.2 | 2001-12-11 11:41 | Anjanece | 25 | 0 | N | N
BLACKBURN | HLC3974 | Y | BLACKBURN , HLC3974 |  |  | 14.25 | 2001-12-11 11:41 | Anjanece | 25 | 0 | N | N
BLACKBURN | HLC3974 | Y | BLACKBURN , HLC3974 |  |  | 14.27 | 2001-12-11 11:41 | Anjanece | 25 | 0 | N | N
BLACKBURN | HLC3974 | Y | BLACKBURN , HLC3974 |  |  | 14.46 | 2001-12-11 11:41 | Anjanece | 25 | 0 | N | N
BLACKBURN | HLC3974 | Y | BLACKBURN , HLC3974 |  |  | 19.22 | 2001-12-11 11:41 | Anjanece | 25 | 0 | N | N
BLACKBURN | HLC3974 | Y | BLACKBURN , HLC3974 |  |  | 21.13 | 2001-12-11 11:41 | Anjanece | 25 | 0 | N | N
CHANCE | S1530CC | Y | CHANCE , S1530CC | JEA OVERHEAD DISTRIBUTION | CSC Stores | 9.25 | 2001-12-11 11:41 | Anjanece | 25 | 0 | N | N
CHANCE | S1530CC | Y | CHANCE , S1530CC |  |  | 10.67 | 2001-12-11 11:41 | Anjanece | 25 | 0 | N | N
CHANCE | S1530CC | Y | CHANCE , S1530CC |  |  | 10.9 | 2001-12-11 11:41 | Anjanece | 25 | 0 | N | N
CHANCE | S1530CC | Y | CHANCE , S1530CC |  |  | 10.97 | 2001-12-11 11:41 | Anjanece | 25 | 0 | N | N
CHANCE | S1530CC | Y | CHANCE , S1530CC |  |  | 11.22 | 2001-12-11 11:41 | Anjanece | 25 | 0 | N | N
CHANCE | S1530CC | Y | CHANCE , S1530CC |  |  | 12.06 | 2001-12-11 11:41 | Anjanece | 25 | 0 | N | N
CHANCE | S1530CC | Y | CHANCE , S1530CC |  |  | 13.03 | 2001-12-11 11:41 | Anjanece | 25 | 0 | N | N
CHANCE | S1530CC | Y | CHANCE , S1530CC |  |  | 13.46 | 2001-12-11 11:41 | Anjanece | 25 | 0 | N | N
CHANCE | S1530CC | Y | CHANCE , S1530CC |  |  | 13.76 | 2001-12-11 11:41 | Anjanece | 25 | 0 | N | N
CHANCE | S1530CC | Y | CHANCE , S1530CC |  |  | 13.98 | 2001-12-11 11:41 | Anjanece | 25 | 0 | N | N
CHANCE | S1530CC | Y | CHANCE , S1530CC |  |  | 14.14 | 2001-12-11 11:41 | Anjanece | 25 | 0 | N | N
CHANCE | S1530CC | Y | CHANCE , S1530CC |  |  | 14.2 | 2001-12-11 11:41 | Anjanece | 25 | 0 | N | N
CHANCE | S1530CC | Y | CHANCE , S1530CC |  |  | 14.25 | 2001-12-11 11:41 | Anjanece | 25 | 0 | N | N
CHANCE | S1530CC | Y | CHANCE , S1530CC |  |  | 14.27 | 2001-12-11 11:41 | Anjanece | 25 | 0 | N | N
CHANCE | S1530CC | Y | CHANCE , S1530CC |  |  | 14.46 | 2001-12-11 11:41 | Anjanece | 25 | 0 | N | N
CHANCE | S1530CC | Y | CHANCE , S1530CC |  |  | 19.22 | 2001-12-11 11:41 | Anjanece | 25 | 0 | N | N
CHANCE | S1530CC | Y | CHANCE , S1530CC |  |  | 21.13 | 2001-12-11 11:41 | Anjanece | 25 | 0 | N | N
CMC/BARFIELD MANUFACTURING | HLB400 | Y | CMC/BARFIELD MANUFACTURING , HLB400 | JEA OVERHEAD DISTRIBUTION | CSC Stores | 9.25 | 2001-12-11 11:41 | Anjanece | 25 | 0 | N | N
CMC/BARFIELD MANUFACTURING | HLB400 | Y | CMC/BARFIELD MANUFACTURING , HLB400 |  |  | 10.67 | 2001-12-11 11:41 | Anjanece | 25 | 0 | N | N
CMC/BARFIELD MANUFACTURING | HLB400 | Y | CMC/BARFIELD MANUFACTURING , HLB400 |  |  | 10.9 | 2001-12-11 11:41 | Anjanece | 25 | 0 | N | N
CMC/BARFIELD MANUFACTURING | HLB400 | Y | CMC/BARFIELD MANUFACTURING , HLB400 |  |  | 10.97 | 2001-12-11 11:41 | Anjanece | 25 | 0 | N | N
CMC/BARFIELD MANUFACTURING | HLB400 | Y | CMC/BARFIELD MANUFACTURING , HLB400 |  |  | 11.22 | 2001-12-11 11:41 | Anjanece | 25 | 0 | N | N
CMC/BARFIELD MANUFACTURING | HLB400 | Y | CMC/BARFIELD MANUFACTURING , HLB400 |  |  | 12.06 | 2001-12-11 11:41 | Anjanece | 25 | 0 | N | N
CMC/BARFIELD MANUFACTURING | HLB400 | Y | CMC/BARFIELD MANUFACTURING , HLB400 |  |  | 13.03 | 2001-12-11 11:41 | Anjanece | 25 | 0 | N | N
CMC/BARFIELD MANUFACTURING | HLB400 | Y | CMC/BARFIELD MANUFACTURING , HLB400 |  |  | 13.46 | 2001-12-11 11:41 | Anjanece | 25 | 0 | N | N
CMC/BARFIELD MANUFACTURING | HLB400 | Y | CMC/BARFIELD MANUFACTURING , HLB400 |  |  | 13.76 | 2001-12-11 11:41 | Anjanece | 25 | 0 | N | N
CMC/BARFIELD MANUFACTURING | HLB400 | Y | CMC/BARFIELD MANUFACTURING , HLB400 |  |  | 13.98 | 2001-12-11 11:41 | Anjanece | 25 | 0 | N | N
CMC/BARFIELD MANUFACTURING | HLB400 | Y | CMC/BARFIELD MANUFACTURING , HLB400 |  |  | 14.14 | 2001-12-11 11:41 | Anjanece | 25 | 0 | N | N
CMC/BARFIELD MANUFACTURING | HLB400 | Y | CMC/BARFIELD MANUFACTURING , HLB400 |  |  | 14.2 | 2001-12-11 11:41 | Anjanece | 25 | 0 | N | N
CMC/BARFIELD MANUFACTURING | HLB400 | Y | CMC/BARFIELD MANUFACTURING , HLB400 |  |  | 14.25 | 2001-12-11 11:41 | Anjanece | 25 | 0 | N | N
CMC/BARFIELD MANUFACTURING | HLB400 | Y | CMC/BARFIELD MANUFACTURING , HLB400 |  |  | 14.27 | 2001-12-11 11:41 | Anjanece | 25 | 0 | N | N
CMC/BARFIELD MANUFACTURING | HLB400 | Y | CMC/BARFIELD MANUFACTURING , HLB400 |  |  | 14.46 | 2001-12-11 11:41 | Anjanece | 25 | 0 | N | N
CMC/BARFIELD MANUFACTURING | HLB400 | Y | CMC/BARFIELD MANUFACTURING , HLB400 |  |  | 19.22 | 2001-12-11 11:41 | Anjanece | 25 | 0 | N | N
CMC/BARFIELD MANUFACTURING | HLB400 | Y | CMC/BARFIELD MANUFACTURING , HLB400 |  |  | 21.13 | 2001-12-11 11:41 | Anjanece | 25 | 0 | N | N
FARGO | GH-101 | Y | FARGO , GH-101 | JEA OVERHEAD DISTRIBUTION | CSC Stores | 9.25 | 2001-12-11 11:41 | Anjanece | 25 | 0 | N | N
FARGO | GH-101 | Y | FARGO , GH-101 |  |  | 10.67 | 2001-12-11 11:41 | Anjanece | 25 | 0 | N | N
FARGO | GH-101 | Y | FARGO , GH-101 |  |  | 10.9 | 2001-12-11 11:41 | Anjanece | 25 | 0 | N | N
FARGO | GH-101 | Y | FARGO , GH-101 |  |  | 10.97 | 2001-12-11 11:41 | Anjanece | 25 | 0 | N | N
FARGO | GH-101 | Y | FARGO , GH-101 |  |  | 11.22 | 2001-12-11 11:41 | Anjanece | 25 | 0 | N | N
FARGO | GH-101 | Y | FARGO , GH-101 |  |  | 12.06 | 2001-12-11 11:41 | Anjanece | 25 | 0 | N | N
FARGO | GH-101 | Y | FARGO , GH-101 |  |  | 13.03 | 2001-12-11 11:41 | Anjanece | 25 | 0 | N | N
FARGO | GH-101 | Y | FARGO , GH-101 |  |  | 13.46 | 2001-12-11 11:41 | Anjanece | 25 | 0 | N | N
FARGO | GH-101 | Y | FARGO , GH-101 |  |  | 13.76 | 2001-12-11 11:41 | Anjanece | 25 | 0 | N | N
FARGO | GH-101 | Y | FARGO , GH-101 |  |  | 13.98 | 2001-12-11 11:41 | Anjanece | 25 | 0 | N | N
FARGO | GH-101 | Y | FARGO , GH-101 |  |  | 14.14 | 2001-12-11 11:41 | Anjanece | 25 | 0 | N | N
FARGO | GH-101 | Y | FARGO , GH-101 |  |  | 14.2 | 2001-12-11 11:41 | Anjanece | 25 | 0 | N | N
FARGO | GH-101 | Y | FARGO , GH-101 |  |  | 14.25 | 2001-12-11 11:41 | Anjanece | 25 | 0 | N | N
FARGO | GH-101 | Y | FARGO , GH-101 |  |  | 14.27 | 2001-12-11 11:41 | Anjanece | 25 | 0 | N | N
FARGO | GH-101 | Y | FARGO , GH-101 |  |  | 14.46 | 2001-12-11 11:41 | Anjanece | 25 | 0 | N | N
FARGO | GH-101 | Y | FARGO , GH-101 |  |  | 19.22 | 2001-12-11 11:41 | Anjanece | 25 | 0 | N | N
FARGO | GH-101 | Y | FARGO , GH-101 |  |  | 21.13 | 2001-12-11 11:41 | Anjanece | 25 | 0 | N | N
MACLEAN POWER SYSTEMS | C1530 | Y | MACLEAN POWER SYSTEMS , C1530 | JEA OVERHEAD DISTRIBUTION | CSC Stores | 9.25 | 2001-12-11 11:41 | Anjanece | 25 | 0 | N | N
MACLEAN POWER SYSTEMS | C1530 | Y | MACLEAN POWER SYSTEMS , C1530 |  |  | 10.67 | 2001-12-11 11:41 | Anjanece | 25 | 0 | N | N
MACLEAN POWER SYSTEMS | C1530 | Y | MACLEAN POWER SYSTEMS , C1530 |  |  | 10.9 | 2001-12-11 11:41 | Anjanece | 25 | 0 | N | N
MACLEAN POWER SYSTEMS | C1530 | Y | MACLEAN POWER SYSTEMS , C1530 |  |  | 10.97 | 2001-12-11 11:41 | Anjanece | 25 | 0 | N | N
MACLEAN POWER SYSTEMS | C1530 | Y | MACLEAN POWER SYSTEMS , C1530 |  |  | 11.22 | 2001-12-11 11:41 | Anjanece | 25 | 0 | N | N
MACLEAN POWER SYSTEMS | C1530 | Y | MACLEAN POWER SYSTEMS , C1530 |  |  | 12.06 | 2001-12-11 11:41 | Anjanece | 25 | 0 | N | N
MACLEAN POWER SYSTEMS | C1530 | Y | MACLEAN POWER SYSTEMS , C1530 |  |  | 13.03 | 2001-12-11 11:41 | Anjanece | 25 | 0 | N | N
MACLEAN POWER SYSTEMS | C1530 | Y | MACLEAN POWER SYSTEMS , C1530 |  |  | 13.46 | 2001-12-11 11:41 | Anjanece | 25 | 0 | N | N
MACLEAN POWER SYSTEMS | C1530 | Y | MACLEAN POWER SYSTEMS , C1530 |  |  | 13.76 | 2001-12-11 11:41 | Anjanece | 25 | 0 | N | N
MACLEAN POWER SYSTEMS | C1530 | Y | MACLEAN POWER SYSTEMS , C1530 |  |  | 13.98 | 2001-12-11 11:41 | Anjanece | 25 | 0 | N | N
MACLEAN POWER SYSTEMS | C1530 | Y | MACLEAN POWER SYSTEMS , C1530 |  |  | 14.14 | 2001-12-11 11:41 | Anjanece | 25 | 0 | N | N
MACLEAN POWER SYSTEMS | C1530 | Y | MACLEAN POWER SYSTEMS , C1530 |  |  | 14.2 | 2001-12-11 11:41 | Anjanece | 25 | 0 | N | N
MACLEAN POWER SYSTEMS | C1530 | Y | MACLEAN POWER SYSTEMS , C1530 |  |  | 14.25 | 2001-12-11 11:41 | Anjanece | 25 | 0 | N | N
MACLEAN POWER SYSTEMS | C1530 | Y | MACLEAN POWER SYSTEMS , C1530 |  |  | 14.27 | 2001-12-11 11:41 | Anjanece | 25 | 0 | N | N
MACLEAN POWER SYSTEMS | C1530 | Y | MACLEAN POWER SYSTEMS , C1530 |  |  | 14.46 | 2001-12-11 11:41 | Anjanece | 25 | 0 | N | N
MACLEAN POWER SYSTEMS | C1530 | Y | MACLEAN POWER SYSTEMS , C1530 |  |  | 19.22 | 2001-12-11 11:41 | Anjanece | 25 | 0 | N | N
MACLEAN POWER SYSTEMS | C1530 | Y | MACLEAN POWER SYSTEMS , C1530 |  |  | 21.13 | 2001-12-11 11:41 | Anjanece | 25 | 0 | N | N
RICHARDS MFG. CO. | BHLC-300 | Y | RICHARDS MFG. CO. , BHLC-300 | JEA OVERHEAD DISTRIBUTION | CSC Stores | 9.25 | 2001-12-11 11:41 | Anjanece | 25 | 0 | N | N
RICHARDS MFG. CO. | BHLC-300 | Y | RICHARDS MFG. CO. , BHLC-300 |  |  | 10.67 | 2001-12-11 11:41 | Anjanece | 25 | 0 | N | N
RICHARDS MFG. CO. | BHLC-300 | Y | RICHARDS MFG. CO. , BHLC-300 |  |  | 10.9 | 2001-12-11 11:41 | Anjanece | 25 | 0 | N | N
RICHARDS MFG. CO. | BHLC-300 | Y | RICHARDS MFG. CO. , BHLC-300 |  |  | 10.97 | 2001-12-11 11:41 | Anjanece | 25 | 0 | N | N
RICHARDS MFG. CO. | BHLC-300 | Y | RICHARDS MFG. CO. , BHLC-300 |  |  | 11.22 | 2001-12-11 11:41 | Anjanece | 25 | 0 | N | N
RICHARDS MFG. CO. | BHLC-300 | Y | RICHARDS MFG. CO. , BHLC-300 |  |  | 12.06 | 2001-12-11 11:41 | Anjanece | 25 | 0 | N | N
RICHARDS MFG. CO. | BHLC-300 | Y | RICHARDS MFG. CO. , BHLC-300 |  |  | 13.03 | 2001-12-11 11:41 | Anjanece | 25 | 0 | N | N
RICHARDS MFG. CO. | BHLC-300 | Y | RICHARDS MFG. CO. , BHLC-300 |  |  | 13.46 | 2001-12-11 11:41 | Anjanece | 25 | 0 | N | N
RICHARDS MFG. CO. | BHLC-300 | Y | RICHARDS MFG. CO. , BHLC-300 |  |  | 13.76 | 2001-12-11 11:41 | Anjanece | 25 | 0 | N | N
RICHARDS MFG. CO. | BHLC-300 | Y | RICHARDS MFG. CO. , BHLC-300 |  |  | 13.98 | 2001-12-11 11:41 | Anjanece | 25 | 0 | N | N
RICHARDS MFG. CO. | BHLC-300 | Y | RICHARDS MFG. CO. , BHLC-300 |  |  | 14.14 | 2001-12-11 11:41 | Anjanece | 25 | 0 | N | N
RICHARDS MFG. CO. | BHLC-300 | Y | RICHARDS MFG. CO. , BHLC-300 |  |  | 14.2 | 2001-12-11 11:41 | Anjanece | 25 | 0 | N | N
RICHARDS MFG. CO. | BHLC-300 | Y | RICHARDS MFG. CO. , BHLC-300 |  |  | 14.25 | 2001-12-11 11:41 | Anjanece | 25 | 0 | N | N
RICHARDS MFG. CO. | BHLC-300 | Y | RICHARDS MFG. CO. , BHLC-300 |  |  | 14.27 | 2001-12-11 11:41 | Anjanece | 25 | 0 | N | N
RICHARDS MFG. CO. | BHLC-300 | Y | RICHARDS MFG. CO. , BHLC-300 |  |  | 14.46 | 2001-12-11 11:41 | Anjanece | 25 | 0 | N | N
RICHARDS MFG. CO. | BHLC-300 | Y | RICHARDS MFG. CO. , BHLC-300 |  |  | 19.22 | 2001-12-11 11:41 | Anjanece | 25 | 0 | N | N
RICHARDS MFG. CO. | BHLC-300 | Y | RICHARDS MFG. CO. , BHLC-300 |  |  | 21.13 | 2001-12-11 11:41 | Anjanece | 25 | 0 | N | N
ALCOA | HCS880 | Y | ALCOA , HCS880 | JEA TRANSMISSION | CSC Stores | 44.34 | 2003-09-15 10:32 | John | 3 | 0 | N | N
ALCOA | HCS880 | Y | ALCOA , HCS880 |  |  | 52.69 | 2003-09-15 10:32 | John | 3 | 0 | N | N
ALCOA | HCS880 | Y | ALCOA , HCS880 |  |  | 54.43 | 2003-09-15 10:32 | John | 3 | 0 | N | N
ALCOA | HCS880 | Y | ALCOA , HCS880 |  |  | 56.79 | 2003-09-15 10:32 | John | 3 | 0 | N | N
ALCOA | HCS880 | Y | ALCOA , HCS880 |  |  | 58 | 2003-09-15 10:32 | John | 3 | 0 | N | N
ALCOA | HCS880 | Y | ALCOA , HCS880 |  |  | 73.53 | 2003-09-15 10:32 | John | 3 | 0 | N | N
ALCOA | HCS880 | Y | ALCOA , HCS880 |  |  | 77.71 | 2003-09-15 10:32 | John | 3 | 0 | N | N
ALCOA | HCS880 | Y | ALCOA , HCS880 |  |  | 78.15 | 2003-09-15 10:32 | John | 3 | 0 | N | N
PREFORMED LINE PRODUCTS CO. | CGS-1097 | Y | PREFORMED LINE PRODUCTS CO. , CGS-1097 | JEA TRANSMISSION | CSC Stores | 44.34 | 2003-09-15 10:32 | John | 3 | 0 | N | N
PREFORMED LINE PRODUCTS CO. | CGS-1097 | Y | PREFORMED LINE PRODUCTS CO. , CGS-1097 |  |  | 52.69 | 2003-09-15 10:32 | John | 3 | 0 | N | N
PREFORMED LINE PRODUCTS CO. | CGS-1097 | Y | PREFORMED LINE PRODUCTS CO. , CGS-1097 |  |  | 54.43 | 2003-09-15 10:32 | John | 3 | 0 | N | N
PREFORMED LINE PRODUCTS CO. | CGS-1097 | Y | PREFORMED LINE PRODUCTS CO. , CGS-1097 |  |  | 56.79 | 2003-09-15 10:32 | John | 3 | 0 | N | N
PREFORMED LINE PRODUCTS CO. | CGS-1097 | Y | PREFORMED LINE PRODUCTS CO. , CGS-1097 |  |  | 58 | 2003-09-15 10:32 | John | 3 | 0 | N | N
PREFORMED LINE PRODUCTS CO. | CGS-1097 | Y | PREFORMED LINE PRODUCTS CO. , CGS-1097 |  |  | 73.53 | 2003-09-15 10:32 | John | 3 | 0 | N | N
PREFORMED LINE PRODUCTS CO. | CGS-1097 | Y | PREFORMED LINE PRODUCTS CO. , CGS-1097 |  |  | 77.71 | 2003-09-15 10:32 | John | 3 | 0 | N | N
PREFORMED LINE PRODUCTS CO. | CGS-1097 | Y | PREFORMED LINE PRODUCTS CO. , CGS-1097 |  |  | 78.15 | 2003-09-15 10:32 | John | 3 | 0 | N | N
ALCOA | HCS1500 | Y | ALCOA , HCS1500 | JEA TRANSMISSION | CSC Stores | 54.32 | 2003-09-15 10:45 | John | 3 | 0 | N | N
ALCOA | HCS1500 | Y | ALCOA , HCS1500 |  |  | 58.82 | 2003-09-15 10:45 | John | 3 | 0 | N | N
ALCOA | HCS1500 | Y | ALCOA , HCS1500 |  |  | 59.85 | 2003-09-15 10:45 | John | 3 | 0 | N | N
ALCOA | HCS1500 | Y | ALCOA , HCS1500 |  |  | 60.09 | 2003-09-15 10:45 | John | 3 | 0 | N | N
ALCOA | HCS1500 | Y | ALCOA , HCS1500 |  |  | 60.12 | 2003-09-15 10:45 | John | 3 | 0 | N | N
ALCOA | HCS1500 | Y | ALCOA , HCS1500 |  |  | 60.58 | 2003-09-15 10:45 | John | 3 | 0 | N | N
ALCOA | HCS1500 | Y | ALCOA , HCS1500 |  |  | 61.63 | 2003-09-15 10:45 | John | 3 | 0 | N | N
ALCOA | HCS1500 | Y | ALCOA , HCS1500 |  |  | 65.28 | 2003-09-15 10:45 | John | 3 | 0 | N | N
ALCOA | HCS1500 | Y | ALCOA , HCS1500 |  |  | 67.3 | 2003-09-15 10:45 | John | 3 | 0 | N | N
ALCOA | HCS1500 | Y | ALCOA , HCS1500 |  |  | 67.43 | 2003-09-15 10:45 | John | 3 | 0 | N | N
ALCOA | HCS1500 | Y | ALCOA , HCS1500 |  |  | 72.83 | 2003-09-15 10:45 | John | 3 | 0 | N | N
PREFORMED LINE PRODUCTS CO. | CGS-1098 | Y | PREFORMED LINE PRODUCTS CO. , CGS-1098 | JEA TRANSMISSION | CSC Stores | 54.32 | 2003-09-15 10:45 | John | 3 | 0 | N | N
PREFORMED LINE PRODUCTS CO. | CGS-1098 | Y | PREFORMED LINE PRODUCTS CO. , CGS-1098 |  |  | 58.82 | 2003-09-15 10:45 | John | 3 | 0 | N | N
PREFORMED LINE PRODUCTS CO. | CGS-1098 | Y | PREFORMED LINE PRODUCTS CO. , CGS-1098 |  |  | 59.85 | 2003-09-15 10:45 | John | 3 | 0 | N | N
PREFORMED LINE PRODUCTS CO. | CGS-1098 | Y | PREFORMED LINE PRODUCTS CO. , CGS-1098 |  |  | 60.09 | 2003-09-15 10:45 | John | 3 | 0 | N | N
PREFORMED LINE PRODUCTS CO. | CGS-1098 | Y | PREFORMED LINE PRODUCTS CO. , CGS-1098 |  |  | 60.12 | 2003-09-15 10:45 | John | 3 | 0 | N | N
PREFORMED LINE PRODUCTS CO. | CGS-1098 | Y | PREFORMED LINE PRODUCTS CO. , CGS-1098 |  |  | 60.58 | 2003-09-15 10:45 | John | 3 | 0 | N | N
PREFORMED LINE PRODUCTS CO. | CGS-1098 | Y | PREFORMED LINE PRODUCTS CO. , CGS-1098 |  |  | 61.63 | 2003-09-15 10:45 | John | 3 | 0 | N | N
PREFORMED LINE PRODUCTS CO. | CGS-1098 | Y | PREFORMED LINE PRODUCTS CO. , CGS-1098 |  |  | 65.28 | 2003-09-15 10:45 | John | 3 | 0 | N | N
PREFORMED LINE PRODUCTS CO. | CGS-1098 | Y | PREFORMED LINE PRODUCTS CO. , CGS-1098 |  |  | 67.3 | 2003-09-15 10:45 | John | 3 | 0 | N | N
PREFORMED LINE PRODUCTS CO. | CGS-1098 | Y | PREFORMED LINE PRODUCTS CO. , CGS-1098 |  |  | 67.43 | 2003-09-15 10:45 | John | 3 | 0 | N | N
PREFORMED LINE PRODUCTS CO. | CGS-1098 | Y | PREFORMED LINE PRODUCTS CO. , CGS-1098 |  |  | 72.83 | 2003-09-15 10:45 | John | 3 | 0 | N | N
PREFORMED LINE PRODUCTS CO. | CGS-1119 | Y | PREFORMED LINE PRODUCTS CO. , CGS-1119 | JEA TRANSMISSION | CSC Stores | 54.32 | 2003-09-15 10:45 | John | 3 | 0 | N | N
PREFORMED LINE PRODUCTS CO. | CGS-1119 | Y | PREFORMED LINE PRODUCTS CO. , CGS-1119 |  |  | 58.82 | 2003-09-15 10:45 | John | 3 | 0 | N | N
PREFORMED LINE PRODUCTS CO. | CGS-1119 | Y | PREFORMED LINE PRODUCTS CO. , CGS-1119 |  |  | 59.85 | 2003-09-15 10:45 | John | 3 | 0 | N | N
PREFORMED LINE PRODUCTS CO. | CGS-1119 | Y | PREFORMED LINE PRODUCTS CO. , CGS-1119 |  |  | 60.09 | 2003-09-15 10:45 | John | 3 | 0 | N | N
PREFORMED LINE PRODUCTS CO. | CGS-1119 | Y | PREFORMED LINE PRODUCTS CO. , CGS-1119 |  |  | 60.12 | 2003-09-15 10:45 | John | 3 | 0 | N | N
PREFORMED LINE PRODUCTS CO. | CGS-1119 | Y | PREFORMED LINE PRODUCTS CO. , CGS-1119 |  |  | 60.58 | 2003-09-15 10:45 | John | 3 | 0 | N | N
PREFORMED LINE PRODUCTS CO. | CGS-1119 | Y | PREFORMED LINE PRODUCTS CO. , CGS-1119 |  |  | 61.63 | 2003-09-15 10:45 | John | 3 | 0 | N | N
PREFORMED LINE PRODUCTS CO. | CGS-1119 | Y | PREFORMED LINE PRODUCTS CO. , CGS-1119 |  |  | 65.28 | 2003-09-15 10:45 | John | 3 | 0 | N | N
PREFORMED LINE PRODUCTS CO. | CGS-1119 | Y | PREFORMED LINE PRODUCTS CO. , CGS-1119 |  |  | 67.3 | 2003-09-15 10:45 | John | 3 | 0 | N | N
PREFORMED LINE PRODUCTS CO. | CGS-1119 | Y | PREFORMED LINE PRODUCTS CO. , CGS-1119 |  |  | 67.43 | 2003-09-15 10:45 | John | 3 | 0 | N | N
PREFORMED LINE PRODUCTS CO. | CGS-1119 | Y | PREFORMED LINE PRODUCTS CO. , CGS-1119 |  |  | 72.83 | 2003-09-15 10:45 | John | 3 | 0 | N | N
MACLEAN POWER SYSTEMS | LPH3D-18-106 | Y | MACLEAN POWER SYSTEMS , LPH3D-18-106 | JEA TRANSMISSION | CSC Stores | 214 | 2022-12-06 11:13 | John | 1 | 0 | N | N
MACLEAN POWER SYSTEMS | LPH3D-18-106 | Y | MACLEAN POWER SYSTEMS , LPH3D-18-106 |  |  | 235.47 | 2022-12-06 11:13 | John | 1 | 0 | N | N
ITT BLACKBURN | K1 | Y | ITT BLACKBURN , K1 | JEA OVERHEAD DISTRIBUTION | CSC Stores | 1.7 | 2001-12-11 11:42 | Anjanece | 50 | 0 | N | N
ITT BLACKBURN | K1 | Y | ITT BLACKBURN , K1 |  |  | 1.71 | 2001-12-11 11:42 | Anjanece | 50 | 0 | N | N
ITT BLACKBURN | K1 | Y | ITT BLACKBURN , K1 |  |  | 1.76 | 2001-12-11 11:42 | Anjanece | 50 | 0 | N | N
ITT BLACKBURN | K1 | Y | ITT BLACKBURN , K1 |  |  | 2.29 | 2001-12-11 11:42 | Anjanece | 50 | 0 | N | N
PENN-UNION | JC-2-AA | Y | PENN-UNION , JC-2-AA | JEA OVERHEAD DISTRIBUTION | CSC Stores | 1.7 | 2001-12-11 11:42 | Anjanece | 50 | 0 | N | N
PENN-UNION | JC-2-AA | Y | PENN-UNION , JC-2-AA |  |  | 1.71 | 2001-12-11 11:42 | Anjanece | 50 | 0 | N | N
PENN-UNION | JC-2-AA | Y | PENN-UNION , JC-2-AA |  |  | 1.76 | 2001-12-11 11:42 | Anjanece | 50 | 0 | N | N
PENN-UNION | JC-2-AA | Y | PENN-UNION , JC-2-AA |  |  | 2.29 | 2001-12-11 11:42 | Anjanece | 50 | 0 | N | N
ANDERSON | SD-130-N | Y | ANDERSON , SD-130-N | JEA OVERHEAD DISTRIBUTION | CSC Stores | 64.6 | 2001-12-11 11:43 | Anjanece | 3 | 0 | N | N
ANDERSON | SD-130-N | Y | ANDERSON , SD-130-N |  |  | 64.76 | 2001-12-11 11:43 | Anjanece | 3 | 0 | N | N
ANDERSON | SD-130-N | Y | ANDERSON , SD-130-N |  |  | 65.35 | 2001-12-11 11:43 | Anjanece | 3 | 0 | N | N
ANDERSON | SD-130-N | Y | ANDERSON , SD-130-N |  |  | 65.82 | 2001-12-11 11:43 | Anjanece | 3 | 0 | N | N
ANDERSON | SD-130-N | Y | ANDERSON , SD-130-N |  |  | 77.13 | 2001-12-11 11:43 | Anjanece | 3 | 0 | N | N
ANDERSON | SD-130-N | Y | ANDERSON , SD-130-N |  |  | 78.47 | 2001-12-11 11:43 | Anjanece | 3 | 0 | N | N
ANDERSON | SD-130-N | Y | ANDERSON , SD-130-N |  |  | 79.13 | 2001-12-11 11:43 | Anjanece | 3 | 0 | N | N
ANDERSON | SD-130-N | Y | ANDERSON , SD-130-N |  |  | 79.66 | 2001-12-11 11:43 | Anjanece | 3 | 0 | N | N
ANDERSON | SD-130-N | Y | ANDERSON , SD-130-N |  |  | 81.96 | 2001-12-11 11:43 | Anjanece | 3 | 0 | N | N
ANDERSON | SD-130-N | Y | ANDERSON , SD-130-N |  |  | 100.47 | 2001-12-11 11:43 | Anjanece | 3 | 0 | N | N
ANDERSON | SD-130-N | Y | ANDERSON , SD-130-N |  |  | 100.77 | 2001-12-11 11:43 | Anjanece | 3 | 0 | N | N
ANDERSON | SD-130-N | Y | ANDERSON , SD-130-N |  |  | 101.26 | 2001-12-11 11:43 | Anjanece | 3 | 0 | N | N
ANDERSON | SD-130-N | Y | ANDERSON , SD-130-N |  |  | 103.44 | 2001-12-11 11:43 | Anjanece | 3 | 0 | N | N
ANDERSON | SD-130-N | Y | ANDERSON , SD-130-N |  |  | 103.59 | 2001-12-11 11:43 | Anjanece | 3 | 0 | N | N
LINDSEY | 1710 | Y | LINDSEY , 1710 | JEA OVERHEAD DISTRIBUTION | CSC Stores | 64.6 | 2001-12-11 11:43 | Anjanece | 3 | 0 | N | N
LINDSEY | 1710 | Y | LINDSEY , 1710 |  |  | 64.76 | 2001-12-11 11:43 | Anjanece | 3 | 0 | N | N
LINDSEY | 1710 | Y | LINDSEY , 1710 |  |  | 65.35 | 2001-12-11 11:43 | Anjanece | 3 | 0 | N | N
LINDSEY | 1710 | Y | LINDSEY , 1710 |  |  | 65.82 | 2001-12-11 11:43 | Anjanece | 3 | 0 | N | N
LINDSEY | 1710 | Y | LINDSEY , 1710 |  |  | 77.13 | 2001-12-11 11:43 | Anjanece | 3 | 0 | N | N
LINDSEY | 1710 | Y | LINDSEY , 1710 |  |  | 78.47 | 2001-12-11 11:43 | Anjanece | 3 | 0 | N | N
LINDSEY | 1710 | Y | LINDSEY , 1710 |  |  | 79.13 | 2001-12-11 11:43 | Anjanece | 3 | 0 | N | N
LINDSEY | 1710 | Y | LINDSEY , 1710 |  |  | 79.66 | 2001-12-11 11:43 | Anjanece | 3 | 0 | N | N
LINDSEY | 1710 | Y | LINDSEY , 1710 |  |  | 81.96 | 2001-12-11 11:43 | Anjanece | 3 | 0 | N | N
LINDSEY | 1710 | Y | LINDSEY , 1710 |  |  | 100.47 | 2001-12-11 11:43 | Anjanece | 3 | 0 | N | N
LINDSEY | 1710 | Y | LINDSEY , 1710 |  |  | 100.77 | 2001-12-11 11:43 | Anjanece | 3 | 0 | N | N
LINDSEY | 1710 | Y | LINDSEY , 1710 |  |  | 101.26 | 2001-12-11 11:43 | Anjanece | 3 | 0 | N | N
LINDSEY | 1710 | Y | LINDSEY , 1710 |  |  | 103.44 | 2001-12-11 11:43 | Anjanece | 3 | 0 | N | N
LINDSEY | 1710 | Y | LINDSEY , 1710 |  |  | 103.59 | 2001-12-11 11:43 | Anjanece | 3 | 0 | N | N
MACLEAN POWER SYSTEMS | ADE-2526-N | Y | MACLEAN POWER SYSTEMS , ADE-2526-N | JEA OVERHEAD DISTRIBUTION | CSC Stores | 64.6 | 2001-12-11 11:43 | Anjanece | 3 | 0 | N | N
MACLEAN POWER SYSTEMS | ADE-2526-N | Y | MACLEAN POWER SYSTEMS , ADE-2526-N |  |  | 64.76 | 2001-12-11 11:43 | Anjanece | 3 | 0 | N | N
MACLEAN POWER SYSTEMS | ADE-2526-N | Y | MACLEAN POWER SYSTEMS , ADE-2526-N |  |  | 65.35 | 2001-12-11 11:43 | Anjanece | 3 | 0 | N | N
MACLEAN POWER SYSTEMS | ADE-2526-N | Y | MACLEAN POWER SYSTEMS , ADE-2526-N |  |  | 65.82 | 2001-12-11 11:43 | Anjanece | 3 | 0 | N | N
MACLEAN POWER SYSTEMS | ADE-2526-N | Y | MACLEAN POWER SYSTEMS , ADE-2526-N |  |  | 77.13 | 2001-12-11 11:43 | Anjanece | 3 | 0 | N | N
MACLEAN POWER SYSTEMS | ADE-2526-N | Y | MACLEAN POWER SYSTEMS , ADE-2526-N |  |  | 78.47 | 2001-12-11 11:43 | Anjanece | 3 | 0 | N | N
MACLEAN POWER SYSTEMS | ADE-2526-N | Y | MACLEAN POWER SYSTEMS , ADE-2526-N |  |  | 79.13 | 2001-12-11 11:43 | Anjanece | 3 | 0 | N | N
MACLEAN POWER SYSTEMS | ADE-2526-N | Y | MACLEAN POWER SYSTEMS , ADE-2526-N |  |  | 79.66 | 2001-12-11 11:43 | Anjanece | 3 | 0 | N | N
MACLEAN POWER SYSTEMS | ADE-2526-N | Y | MACLEAN POWER SYSTEMS , ADE-2526-N |  |  | 81.96 | 2001-12-11 11:43 | Anjanece | 3 | 0 | N | N
MACLEAN POWER SYSTEMS | ADE-2526-N | Y | MACLEAN POWER SYSTEMS , ADE-2526-N |  |  | 100.47 | 2001-12-11 11:43 | Anjanece | 3 | 0 | N | N
MACLEAN POWER SYSTEMS | ADE-2526-N | Y | MACLEAN POWER SYSTEMS , ADE-2526-N |  |  | 100.77 | 2001-12-11 11:43 | Anjanece | 3 | 0 | N | N
MACLEAN POWER SYSTEMS | ADE-2526-N | Y | MACLEAN POWER SYSTEMS , ADE-2526-N |  |  | 101.26 | 2001-12-11 11:43 | Anjanece | 3 | 0 | N | N
MACLEAN POWER SYSTEMS | ADE-2526-N | Y | MACLEAN POWER SYSTEMS , ADE-2526-N |  |  | 103.44 | 2001-12-11 11:43 | Anjanece | 3 | 0 | N | N
MACLEAN POWER SYSTEMS | ADE-2526-N | Y | MACLEAN POWER SYSTEMS , ADE-2526-N |  |  | 103.59 | 2001-12-11 11:43 | Anjanece | 3 | 0 | N | N
HUBBELL POWER SYSTEMS, INC. | SD185N | Y | HUBBELL POWER SYSTEMS, INC. , SD185N | JEA OVERHEAD DISTRIBUTION | CSC Stores | 91.35 | 2001-12-11 11:43 | Anjanece | 2 | 0 | N | N
HUBBELL POWER SYSTEMS, INC. | SD185N | Y | HUBBELL POWER SYSTEMS, INC. , SD185N |  |  | 92.95 | 2001-12-11 11:43 | Anjanece | 2 | 0 | N | N
HUBBELL POWER SYSTEMS, INC. | SD185N | Y | HUBBELL POWER SYSTEMS, INC. , SD185N |  |  | 96.79 | 2001-12-11 11:43 | Anjanece | 2 | 0 | N | N
HUBBELL POWER SYSTEMS, INC. | SD185N | Y | HUBBELL POWER SYSTEMS, INC. , SD185N |  |  | 98.21 | 2001-12-11 11:43 | Anjanece | 2 | 0 | N | N
HUBBELL POWER SYSTEMS, INC. | SD185N | Y | HUBBELL POWER SYSTEMS, INC. , SD185N |  |  | 99.12 | 2001-12-11 11:43 | Anjanece | 2 | 0 | N | N
HUBBELL POWER SYSTEMS, INC. | SD185N | Y | HUBBELL POWER SYSTEMS, INC. , SD185N |  |  | 105.56 | 2001-12-11 11:43 | Anjanece | 2 | 0 | N | N
HUBBELL POWER SYSTEMS, INC. | SD185N | Y | HUBBELL POWER SYSTEMS, INC. , SD185N |  |  | 147.38 | 2001-12-11 11:43 | Anjanece | 2 | 0 | N | N
HUBBELL POWER SYSTEMS, INC. | SD185N | Y | HUBBELL POWER SYSTEMS, INC. , SD185N |  |  | 163.31 | 2001-12-11 11:43 | Anjanece | 2 | 0 | N | N
HUBBELL POWER SYSTEMS, INC. | SD185N | Y | HUBBELL POWER SYSTEMS, INC. , SD185N |  |  | 163.87 | 2001-12-11 11:43 | Anjanece | 2 | 0 | N | N
LINDSEY | 1712 | Y | LINDSEY , 1712 | JEA OVERHEAD DISTRIBUTION | CSC Stores | 91.35 | 2001-12-11 11:43 | Anjanece | 2 | 0 | N | N
LINDSEY | 1712 | Y | LINDSEY , 1712 |  |  | 92.95 | 2001-12-11 11:43 | Anjanece | 2 | 0 | N | N
LINDSEY | 1712 | Y | LINDSEY , 1712 |  |  | 96.79 | 2001-12-11 11:43 | Anjanece | 2 | 0 | N | N
LINDSEY | 1712 | Y | LINDSEY , 1712 |  |  | 98.21 | 2001-12-11 11:43 | Anjanece | 2 | 0 | N | N
LINDSEY | 1712 | Y | LINDSEY , 1712 |  |  | 99.12 | 2001-12-11 11:43 | Anjanece | 2 | 0 | N | N
LINDSEY | 1712 | Y | LINDSEY , 1712 |  |  | 105.56 | 2001-12-11 11:43 | Anjanece | 2 | 0 | N | N
LINDSEY | 1712 | Y | LINDSEY , 1712 |  |  | 147.38 | 2001-12-11 11:43 | Anjanece | 2 | 0 | N | N
LINDSEY | 1712 | Y | LINDSEY , 1712 |  |  | 163.31 | 2001-12-11 11:43 | Anjanece | 2 | 0 | N | N
LINDSEY | 1712 | Y | LINDSEY , 1712 |  |  | 163.87 | 2001-12-11 11:43 | Anjanece | 2 | 0 | N | N
MACLEAN POWER SYSTEMS | ADE-27-N | Y | MACLEAN POWER SYSTEMS , ADE-27-N | JEA OVERHEAD DISTRIBUTION | CSC Stores | 91.35 | 2001-12-11 11:43 | Anjanece | 2 | 0 | N | N
MACLEAN POWER SYSTEMS | ADE-27-N | Y | MACLEAN POWER SYSTEMS , ADE-27-N |  |  | 92.95 | 2001-12-11 11:43 | Anjanece | 2 | 0 | N | N
MACLEAN POWER SYSTEMS | ADE-27-N | Y | MACLEAN POWER SYSTEMS , ADE-27-N |  |  | 96.79 | 2001-12-11 11:43 | Anjanece | 2 | 0 | N | N
MACLEAN POWER SYSTEMS | ADE-27-N | Y | MACLEAN POWER SYSTEMS , ADE-27-N |  |  | 98.21 | 2001-12-11 11:43 | Anjanece | 2 | 0 | N | N
MACLEAN POWER SYSTEMS | ADE-27-N | Y | MACLEAN POWER SYSTEMS , ADE-27-N |  |  | 99.12 | 2001-12-11 11:43 | Anjanece | 2 | 0 | N | N
MACLEAN POWER SYSTEMS | ADE-27-N | Y | MACLEAN POWER SYSTEMS , ADE-27-N |  |  | 105.56 | 2001-12-11 11:43 | Anjanece | 2 | 0 | N | N
MACLEAN POWER SYSTEMS | ADE-27-N | Y | MACLEAN POWER SYSTEMS , ADE-27-N |  |  | 147.38 | 2001-12-11 11:43 | Anjanece | 2 | 0 | N | N
MACLEAN POWER SYSTEMS | ADE-27-N | Y | MACLEAN POWER SYSTEMS , ADE-27-N |  |  | 163.31 | 2001-12-11 11:43 | Anjanece | 2 | 0 | N | N
MACLEAN POWER SYSTEMS | ADE-27-N | Y | MACLEAN POWER SYSTEMS , ADE-27-N |  |  | 163.87 | 2001-12-11 11:43 | Anjanece | 2 | 0 | N | N
HUBBELL POWER SYSTEMS, INC. | SWDE55N | Y | HUBBELL POWER SYSTEMS, INC. , SWDE55N | JEA OVERHEAD DISTRIBUTION | CSC Stores | 22.13 | 2001-12-11 11:44 | Anjanece | 10 | 0 | N | N
HUBBELL POWER SYSTEMS, INC. | SWDE55N | Y | HUBBELL POWER SYSTEMS, INC. , SWDE55N |  |  | 22.64 | 2001-12-11 11:44 | Anjanece | 10 | 0 | N | N
HUBBELL POWER SYSTEMS, INC. | SWDE55N | Y | HUBBELL POWER SYSTEMS, INC. , SWDE55N |  |  | 22.75 | 2001-12-11 11:44 | Anjanece | 10 | 0 | N | N
HUBBELL POWER SYSTEMS, INC. | SWDE55N | Y | HUBBELL POWER SYSTEMS, INC. , SWDE55N |  |  | 22.82 | 2001-12-11 11:44 | Anjanece | 10 | 0 | N | N
HUBBELL POWER SYSTEMS, INC. | SWDE55N | Y | HUBBELL POWER SYSTEMS, INC. , SWDE55N |  |  | 23.68 | 2001-12-11 11:44 | Anjanece | 10 | 0 | N | N
HUBBELL POWER SYSTEMS, INC. | SWDE55N | Y | HUBBELL POWER SYSTEMS, INC. , SWDE55N |  |  | 23.9 | 2001-12-11 11:44 | Anjanece | 10 | 0 | N | N
HUBBELL POWER SYSTEMS, INC. | SWDE55N | Y | HUBBELL POWER SYSTEMS, INC. , SWDE55N |  |  | 24.99 | 2001-12-11 11:44 | Anjanece | 10 | 0 | N | N
HUBBELL POWER SYSTEMS, INC. | SWDE55N | Y | HUBBELL POWER SYSTEMS, INC. , SWDE55N |  |  | 27.42 | 2001-12-11 11:44 | Anjanece | 10 | 0 | N | N
HUBBELL POWER SYSTEMS, INC. | SWDE55N | Y | HUBBELL POWER SYSTEMS, INC. , SWDE55N |  |  | 27.65 | 2001-12-11 11:44 | Anjanece | 10 | 0 | N | N
HUBBELL POWER SYSTEMS, INC. | SWDE55N | Y | HUBBELL POWER SYSTEMS, INC. , SWDE55N |  |  | 29.81 | 2001-12-11 11:44 | Anjanece | 10 | 0 | N | N
HUBBELL POWER SYSTEMS, INC. | SWDE55N | Y | HUBBELL POWER SYSTEMS, INC. , SWDE55N |  |  | 30.08 | 2001-12-11 11:44 | Anjanece | 10 | 0 | N | N
HUBBELL POWER SYSTEMS, INC. | SWDE55N | Y | HUBBELL POWER SYSTEMS, INC. , SWDE55N |  |  | 34.94 | 2001-12-11 11:44 | Anjanece | 10 | 0 | N | N
HUBBELL POWER SYSTEMS, INC. | SWDE55N | Y | HUBBELL POWER SYSTEMS, INC. , SWDE55N |  |  | 34.95 | 2001-12-11 11:44 | Anjanece | 10 | 0 | N | N
HUBBELL POWER SYSTEMS, INC. | SWDE55N | Y | HUBBELL POWER SYSTEMS, INC. , SWDE55N |  |  | 36.06 | 2001-12-11 11:44 | Anjanece | 10 | 0 | N | N
HUBBELL POWER SYSTEMS, INC. | SWDE55N | Y | HUBBELL POWER SYSTEMS, INC. , SWDE55N |  |  | 36.76 | 2001-12-11 11:44 | Anjanece | 10 | 0 | N | N
HUBBELL POWER SYSTEMS, INC. | SWDE55N | Y | HUBBELL POWER SYSTEMS, INC. , SWDE55N |  |  | 37.08 | 2001-12-11 11:44 | Anjanece | 10 | 0 | N | N
HUBBELL POWER SYSTEMS, INC. | SWDE55N | Y | HUBBELL POWER SYSTEMS, INC. , SWDE55N |  |  | 37.12 | 2001-12-11 11:44 | Anjanece | 10 | 0 | N | N
HUBBELL POWER SYSTEMS, INC. | SWDE55N | Y | HUBBELL POWER SYSTEMS, INC. , SWDE55N |  |  | 37.35 | 2001-12-11 11:44 | Anjanece | 10 | 0 | N | N
HUBBELL POWER SYSTEMS, INC. | SWDE55N | Y | HUBBELL POWER SYSTEMS, INC. , SWDE55N |  |  | 37.49 | 2001-12-11 11:44 | Anjanece | 10 | 0 | N | N
MACLEAN POWER SYSTEMS | FQD-583 | Y | MACLEAN POWER SYSTEMS , FQD-583 | JEA OVERHEAD DISTRIBUTION | CSC Stores | 22.13 | 2001-12-11 11:44 | Anjanece | 10 | 0 | N | N
MACLEAN POWER SYSTEMS | FQD-583 | Y | MACLEAN POWER SYSTEMS , FQD-583 |  |  | 22.64 | 2001-12-11 11:44 | Anjanece | 10 | 0 | N | N
MACLEAN POWER SYSTEMS | FQD-583 | Y | MACLEAN POWER SYSTEMS , FQD-583 |  |  | 22.75 | 2001-12-11 11:44 | Anjanece | 10 | 0 | N | N
MACLEAN POWER SYSTEMS | FQD-583 | Y | MACLEAN POWER SYSTEMS , FQD-583 |  |  | 22.82 | 2001-12-11 11:44 | Anjanece | 10 | 0 | N | N
MACLEAN POWER SYSTEMS | FQD-583 | Y | MACLEAN POWER SYSTEMS , FQD-583 |  |  | 23.68 | 2001-12-11 11:44 | Anjanece | 10 | 0 | N | N
MACLEAN POWER SYSTEMS | FQD-583 | Y | MACLEAN POWER SYSTEMS , FQD-583 |  |  | 23.9 | 2001-12-11 11:44 | Anjanece | 10 | 0 | N | N
MACLEAN POWER SYSTEMS | FQD-583 | Y | MACLEAN POWER SYSTEMS , FQD-583 |  |  | 24.99 | 2001-12-11 11:44 | Anjanece | 10 | 0 | N | N
MACLEAN POWER SYSTEMS | FQD-583 | Y | MACLEAN POWER SYSTEMS , FQD-583 |  |  | 27.42 | 2001-12-11 11:44 | Anjanece | 10 | 0 | N | N
MACLEAN POWER SYSTEMS | FQD-583 | Y | MACLEAN POWER SYSTEMS , FQD-583 |  |  | 27.65 | 2001-12-11 11:44 | Anjanece | 10 | 0 | N | N
MACLEAN POWER SYSTEMS | FQD-583 | Y | MACLEAN POWER SYSTEMS , FQD-583 |  |  | 29.81 | 2001-12-11 11:44 | Anjanece | 10 | 0 | N | N
MACLEAN POWER SYSTEMS | FQD-583 | Y | MACLEAN POWER SYSTEMS , FQD-583 |  |  | 30.08 | 2001-12-11 11:44 | Anjanece | 10 | 0 | N | N
MACLEAN POWER SYSTEMS | FQD-583 | Y | MACLEAN POWER SYSTEMS , FQD-583 |  |  | 34.94 | 2001-12-11 11:44 | Anjanece | 10 | 0 | N | N
MACLEAN POWER SYSTEMS | FQD-583 | Y | MACLEAN POWER SYSTEMS , FQD-583 |  |  | 34.95 | 2001-12-11 11:44 | Anjanece | 10 | 0 | N | N
MACLEAN POWER SYSTEMS | FQD-583 | Y | MACLEAN POWER SYSTEMS , FQD-583 |  |  | 36.06 | 2001-12-11 11:44 | Anjanece | 10 | 0 | N | N
MACLEAN POWER SYSTEMS | FQD-583 | Y | MACLEAN POWER SYSTEMS , FQD-583 |  |  | 36.76 | 2001-12-11 11:44 | Anjanece | 10 | 0 | N | N
MACLEAN POWER SYSTEMS | FQD-583 | Y | MACLEAN POWER SYSTEMS , FQD-583 |  |  | 37.08 | 2001-12-11 11:44 | Anjanece | 10 | 0 | N | N
MACLEAN POWER SYSTEMS | FQD-583 | Y | MACLEAN POWER SYSTEMS , FQD-583 |  |  | 37.12 | 2001-12-11 11:44 | Anjanece | 10 | 0 | N | N
MACLEAN POWER SYSTEMS | FQD-583 | Y | MACLEAN POWER SYSTEMS , FQD-583 |  |  | 37.35 | 2001-12-11 11:44 | Anjanece | 10 | 0 | N | N
MACLEAN POWER SYSTEMS | FQD-583 | Y | MACLEAN POWER SYSTEMS , FQD-583 |  |  | 37.49 | 2001-12-11 11:44 | Anjanece | 10 | 0 | N | N
RELIABLE ELECTRIC CO. | FD-550-N | Y | RELIABLE ELECTRIC CO. , FD-550-N | JEA OVERHEAD DISTRIBUTION | CSC Stores | 22.13 | 2001-12-11 11:44 | Anjanece | 10 | 0 | N | N
RELIABLE ELECTRIC CO. | FD-550-N | Y | RELIABLE ELECTRIC CO. , FD-550-N |  |  | 22.64 | 2001-12-11 11:44 | Anjanece | 10 | 0 | N | N
RELIABLE ELECTRIC CO. | FD-550-N | Y | RELIABLE ELECTRIC CO. , FD-550-N |  |  | 22.75 | 2001-12-11 11:44 | Anjanece | 10 | 0 | N | N
RELIABLE ELECTRIC CO. | FD-550-N | Y | RELIABLE ELECTRIC CO. , FD-550-N |  |  | 22.82 | 2001-12-11 11:44 | Anjanece | 10 | 0 | N | N
RELIABLE ELECTRIC CO. | FD-550-N | Y | RELIABLE ELECTRIC CO. , FD-550-N |  |  | 23.68 | 2001-12-11 11:44 | Anjanece | 10 | 0 | N | N
RELIABLE ELECTRIC CO. | FD-550-N | Y | RELIABLE ELECTRIC CO. , FD-550-N |  |  | 23.9 | 2001-12-11 11:44 | Anjanece | 10 | 0 | N | N
RELIABLE ELECTRIC CO. | FD-550-N | Y | RELIABLE ELECTRIC CO. , FD-550-N |  |  | 24.99 | 2001-12-11 11:44 | Anjanece | 10 | 0 | N | N
RELIABLE ELECTRIC CO. | FD-550-N | Y | RELIABLE ELECTRIC CO. , FD-550-N |  |  | 27.42 | 2001-12-11 11:44 | Anjanece | 10 | 0 | N | N
RELIABLE ELECTRIC CO. | FD-550-N | Y | RELIABLE ELECTRIC CO. , FD-550-N |  |  | 27.65 | 2001-12-11 11:44 | Anjanece | 10 | 0 | N | N
RELIABLE ELECTRIC CO. | FD-550-N | Y | RELIABLE ELECTRIC CO. , FD-550-N |  |  | 29.81 | 2001-12-11 11:44 | Anjanece | 10 | 0 | N | N
RELIABLE ELECTRIC CO. | FD-550-N | Y | RELIABLE ELECTRIC CO. , FD-550-N |  |  | 30.08 | 2001-12-11 11:44 | Anjanece | 10 | 0 | N | N
RELIABLE ELECTRIC CO. | FD-550-N | Y | RELIABLE ELECTRIC CO. , FD-550-N |  |  | 34.94 | 2001-12-11 11:44 | Anjanece | 10 | 0 | N | N
RELIABLE ELECTRIC CO. | FD-550-N | Y | RELIABLE ELECTRIC CO. , FD-550-N |  |  | 34.95 | 2001-12-11 11:44 | Anjanece | 10 | 0 | N | N
RELIABLE ELECTRIC CO. | FD-550-N | Y | RELIABLE ELECTRIC CO. , FD-550-N |  |  | 36.06 | 2001-12-11 11:44 | Anjanece | 10 | 0 | N | N
RELIABLE ELECTRIC CO. | FD-550-N | Y | RELIABLE ELECTRIC CO. , FD-550-N |  |  | 36.76 | 2001-12-11 11:44 | Anjanece | 10 | 0 | N | N
RELIABLE ELECTRIC CO. | FD-550-N | Y | RELIABLE ELECTRIC CO. , FD-550-N |  |  | 37.08 | 2001-12-11 11:44 | Anjanece | 10 | 0 | N | N
RELIABLE ELECTRIC CO. | FD-550-N | Y | RELIABLE ELECTRIC CO. , FD-550-N |  |  | 37.12 | 2001-12-11 11:44 | Anjanece | 10 | 0 | N | N
RELIABLE ELECTRIC CO. | FD-550-N | Y | RELIABLE ELECTRIC CO. , FD-550-N |  |  | 37.35 | 2001-12-11 11:44 | Anjanece | 10 | 0 | N | N
RELIABLE ELECTRIC CO. | FD-550-N | Y | RELIABLE ELECTRIC CO. , FD-550-N |  |  | 37.49 | 2001-12-11 11:44 | Anjanece | 10 | 0 | N | N
ALLIED BOLT, INC. | 10076 | Y | ALLIED BOLT, INC. , 10076 | JEA OVERHEAD DISTRIBUTION | CSC Stores | 0.92 | 2001-12-11 11:44 | Anjanece | 100 | 1000 | N | N
ALLIED BOLT, INC. | 10076 | Y | ALLIED BOLT, INC. , 10076 |  |  | 0.93 | 2001-12-11 11:44 | Anjanece | 100 | 1000 | N | N
ALLIED BOLT, INC. | 10076 | Y | ALLIED BOLT, INC. , 10076 |  |  | 0.95 | 2001-12-11 11:44 | Anjanece | 100 | 1000 | N | N
ALLIED BOLT, INC. | 10076 | Y | ALLIED BOLT, INC. , 10076 |  |  | 0.97 | 2001-12-11 11:44 | Anjanece | 100 | 1000 | N | N
ALLIED BOLT, INC. | 10076 | Y | ALLIED BOLT, INC. , 10076 |  |  | 1.08 | 2001-12-11 11:44 | Anjanece | 100 | 1000 | N | N
ALLIED BOLT, INC. | 10076 | Y | ALLIED BOLT, INC. , 10076 |  |  | 1.09 | 2001-12-11 11:44 | Anjanece | 100 | 1000 | N | N
ALLIED BOLT, INC. | 10076 | Y | ALLIED BOLT, INC. , 10076 |  |  | 1.12 | 2001-12-11 11:44 | Anjanece | 100 | 1000 | N | N
ALLIED BOLT, INC. | 10076 | Y | ALLIED BOLT, INC. , 10076 |  |  | 1.14 | 2001-12-11 11:44 | Anjanece | 100 | 1000 | N | N
ALLIED BOLT, INC. | 10076 | Y | ALLIED BOLT, INC. , 10076 |  |  | 1.16 | 2001-12-11 11:44 | Anjanece | 100 | 1000 | N | N
ALLIED BOLT, INC. | 10076 | Y | ALLIED BOLT, INC. , 10076 |  |  | 1.17 | 2001-12-11 11:44 | Anjanece | 100 | 1000 | N | N
ALLIED BOLT, INC. | 10076 | Y | ALLIED BOLT, INC. , 10076 |  |  | 1.18 | 2001-12-11 11:44 | Anjanece | 100 | 1000 | N | N
ALLIED BOLT, INC. | 10076 | Y | ALLIED BOLT, INC. , 10076 |  |  | 1.23 | 2001-12-11 11:44 | Anjanece | 100 | 1000 | N | N
ALLIED BOLT, INC. | 10076 | Y | ALLIED BOLT, INC. , 10076 |  |  | 1.24 | 2001-12-11 11:44 | Anjanece | 100 | 1000 | N | N
ALLIED BOLT, INC. | 10076 | Y | ALLIED BOLT, INC. , 10076 |  |  | 1.27 | 2001-12-11 11:44 | Anjanece | 100 | 1000 | N | N
ALLIED BOLT, INC. | 10076 | Y | ALLIED BOLT, INC. , 10076 |  |  | 1.28 | 2001-12-11 11:44 | Anjanece | 100 | 1000 | N | N
ALLIED BOLT, INC. | 10076 | Y | ALLIED BOLT, INC. , 10076 |  |  | 1.29 | 2001-12-11 11:44 | Anjanece | 100 | 1000 | N | N
ALLIED BOLT, INC. | 10076 | Y | ALLIED BOLT, INC. , 10076 |  | Storm Stores | 0 | 2018-04-16 10:12 | Anjanece |  | 1000 | N | N
ALLIED BOLT, INC. | 10076 | Y | ALLIED BOLT, INC. , 10076 |  |  | 0.93 | 2018-04-16 10:12 | Anjanece |  | 1000 | N | N
ALLIED BOLT, INC. | 10076 | Y | ALLIED BOLT, INC. , 10076 |  |  | 0.99 | 2018-04-16 10:12 | Anjanece |  | 1000 | N | N
ALLIED BOLT, INC. | 10076 | Y | ALLIED BOLT, INC. , 10076 |  |  | 1.01 | 2018-04-16 10:12 | Anjanece |  | 1000 | N | N
ALLIED BOLT, INC. | 10076 | Y | ALLIED BOLT, INC. , 10076 |  |  | 1.11 | 2018-04-16 10:12 | Anjanece |  | 1000 | N | N
ALLIED BOLT, INC. | 10076 | Y | ALLIED BOLT, INC. , 10076 |  |  | 1.12 | 2018-04-16 10:12 | Anjanece |  | 1000 | N | N
ALLIED BOLT, INC. | 10076 | Y | ALLIED BOLT, INC. , 10076 |  |  | 1.16 | 2018-04-16 10:12 | Anjanece |  | 1000 | N | N
ALLIED BOLT, INC. | 10076 | Y | ALLIED BOLT, INC. , 10076 |  |  | 1.17 | 2018-04-16 10:12 | Anjanece |  | 1000 | N | N
ALLIED BOLT, INC. | 10076 | Y | ALLIED BOLT, INC. , 10076 |  |  | 1.18 | 2018-04-16 10:12 | Anjanece |  | 1000 | N | N
HUBBELL POWER SYSTEMS, INC. | SW7195 | Y | HUBBELL POWER SYSTEMS, INC. , SW7195 | JEA OVERHEAD DISTRIBUTION | CSC Stores | 0.92 | 2001-12-11 11:44 | Anjanece | 100 | 1000 | N | N
HUBBELL POWER SYSTEMS, INC. | SW7195 | Y | HUBBELL POWER SYSTEMS, INC. , SW7195 |  |  | 0.93 | 2001-12-11 11:44 | Anjanece | 100 | 1000 | N | N
HUBBELL POWER SYSTEMS, INC. | SW7195 | Y | HUBBELL POWER SYSTEMS, INC. , SW7195 |  |  | 0.95 | 2001-12-11 11:44 | Anjanece | 100 | 1000 | N | N
HUBBELL POWER SYSTEMS, INC. | SW7195 | Y | HUBBELL POWER SYSTEMS, INC. , SW7195 |  |  | 0.97 | 2001-12-11 11:44 | Anjanece | 100 | 1000 | N | N
HUBBELL POWER SYSTEMS, INC. | SW7195 | Y | HUBBELL POWER SYSTEMS, INC. , SW7195 |  |  | 1.08 | 2001-12-11 11:44 | Anjanece | 100 | 1000 | N | N
HUBBELL POWER SYSTEMS, INC. | SW7195 | Y | HUBBELL POWER SYSTEMS, INC. , SW7195 |  |  | 1.09 | 2001-12-11 11:44 | Anjanece | 100 | 1000 | N | N
HUBBELL POWER SYSTEMS, INC. | SW7195 | Y | HUBBELL POWER SYSTEMS, INC. , SW7195 |  |  | 1.12 | 2001-12-11 11:44 | Anjanece | 100 | 1000 | N | N
HUBBELL POWER SYSTEMS, INC. | SW7195 | Y | HUBBELL POWER SYSTEMS, INC. , SW7195 |  |  | 1.14 | 2001-12-11 11:44 | Anjanece | 100 | 1000 | N | N
HUBBELL POWER SYSTEMS, INC. | SW7195 | Y | HUBBELL POWER SYSTEMS, INC. , SW7195 |  |  | 1.16 | 2001-12-11 11:44 | Anjanece | 100 | 1000 | N | N
HUBBELL POWER SYSTEMS, INC. | SW7195 | Y | HUBBELL POWER SYSTEMS, INC. , SW7195 |  |  | 1.17 | 2001-12-11 11:44 | Anjanece | 100 | 1000 | N | N
HUBBELL POWER SYSTEMS, INC. | SW7195 | Y | HUBBELL POWER SYSTEMS, INC. , SW7195 |  |  | 1.18 | 2001-12-11 11:44 | Anjanece | 100 | 1000 | N | N
HUBBELL POWER SYSTEMS, INC. | SW7195 | Y | HUBBELL POWER SYSTEMS, INC. , SW7195 |  |  | 1.23 | 2001-12-11 11:44 | Anjanece | 100 | 1000 | N | N
HUBBELL POWER SYSTEMS, INC. | SW7195 | Y | HUBBELL POWER SYSTEMS, INC. , SW7195 |  |  | 1.24 | 2001-12-11 11:44 | Anjanece | 100 | 1000 | N | N
HUBBELL POWER SYSTEMS, INC. | SW7195 | Y | HUBBELL POWER SYSTEMS, INC. , SW7195 |  |  | 1.27 | 2001-12-11 11:44 | Anjanece | 100 | 1000 | N | N
HUBBELL POWER SYSTEMS, INC. | SW7195 | Y | HUBBELL POWER SYSTEMS, INC. , SW7195 |  |  | 1.28 | 2001-12-11 11:44 | Anjanece | 100 | 1000 | N | N
HUBBELL POWER SYSTEMS, INC. | SW7195 | Y | HUBBELL POWER SYSTEMS, INC. , SW7195 |  |  | 1.29 | 2001-12-11 11:44 | Anjanece | 100 | 1000 | N | N
HUBBELL POWER SYSTEMS, INC. | SW7195 | Y | HUBBELL POWER SYSTEMS, INC. , SW7195 |  | Storm Stores | 0 | 2018-04-16 10:12 | Anjanece |  | 1000 | N | N
HUBBELL POWER SYSTEMS, INC. | SW7195 | Y | HUBBELL POWER SYSTEMS, INC. , SW7195 |  |  | 0.93 | 2018-04-16 10:12 | Anjanece |  | 1000 | N | N
HUBBELL POWER SYSTEMS, INC. | SW7195 | Y | HUBBELL POWER SYSTEMS, INC. , SW7195 |  |  | 0.99 | 2018-04-16 10:12 | Anjanece |  | 1000 | N | N
HUBBELL POWER SYSTEMS, INC. | SW7195 | Y | HUBBELL POWER SYSTEMS, INC. , SW7195 |  |  | 1.01 | 2018-04-16 10:12 | Anjanece |  | 1000 | N | N
HUBBELL POWER SYSTEMS, INC. | SW7195 | Y | HUBBELL POWER SYSTEMS, INC. , SW7195 |  |  | 1.11 | 2018-04-16 10:12 | Anjanece |  | 1000 | N | N
HUBBELL POWER SYSTEMS, INC. | SW7195 | Y | HUBBELL POWER SYSTEMS, INC. , SW7195 |  |  | 1.12 | 2018-04-16 10:12 | Anjanece |  | 1000 | N | N
HUBBELL POWER SYSTEMS, INC. | SW7195 | Y | HUBBELL POWER SYSTEMS, INC. , SW7195 |  |  | 1.16 | 2018-04-16 10:12 | Anjanece |  | 1000 | N | N
HUBBELL POWER SYSTEMS, INC. | SW7195 | Y | HUBBELL POWER SYSTEMS, INC. , SW7195 |  |  | 1.17 | 2018-04-16 10:12 | Anjanece |  | 1000 | N | N
HUBBELL POWER SYSTEMS, INC. | SW7195 | Y | HUBBELL POWER SYSTEMS, INC. , SW7195 |  |  | 1.18 | 2018-04-16 10:12 | Anjanece |  | 1000 | N | N
ITT BLACKBURN | W62-1 | Y | ITT BLACKBURN , W62-1 | JEA OVERHEAD DISTRIBUTION | CSC Stores | 0.92 | 2001-12-11 11:44 | Anjanece | 100 | 1000 | N | N
ITT BLACKBURN | W62-1 | Y | ITT BLACKBURN , W62-1 |  |  | 0.93 | 2001-12-11 11:44 | Anjanece | 100 | 1000 | N | N
ITT BLACKBURN | W62-1 | Y | ITT BLACKBURN , W62-1 |  |  | 0.95 | 2001-12-11 11:44 | Anjanece | 100 | 1000 | N | N
ITT BLACKBURN | W62-1 | Y | ITT BLACKBURN , W62-1 |  |  | 0.97 | 2001-12-11 11:44 | Anjanece | 100 | 1000 | N | N
ITT BLACKBURN | W62-1 | Y | ITT BLACKBURN , W62-1 |  |  | 1.08 | 2001-12-11 11:44 | Anjanece | 100 | 1000 | N | N
ITT BLACKBURN | W62-1 | Y | ITT BLACKBURN , W62-1 |  |  | 1.09 | 2001-12-11 11:44 | Anjanece | 100 | 1000 | N | N
ITT BLACKBURN | W62-1 | Y | ITT BLACKBURN , W62-1 |  |  | 1.12 | 2001-12-11 11:44 | Anjanece | 100 | 1000 | N | N
ITT BLACKBURN | W62-1 | Y | ITT BLACKBURN , W62-1 |  |  | 1.14 | 2001-12-11 11:44 | Anjanece | 100 | 1000 | N | N
ITT BLACKBURN | W62-1 | Y | ITT BLACKBURN , W62-1 |  |  | 1.16 | 2001-12-11 11:44 | Anjanece | 100 | 1000 | N | N
ITT BLACKBURN | W62-1 | Y | ITT BLACKBURN , W62-1 |  |  | 1.17 | 2001-12-11 11:44 | Anjanece | 100 | 1000 | N | N
ITT BLACKBURN | W62-1 | Y | ITT BLACKBURN , W62-1 |  |  | 1.18 | 2001-12-11 11:44 | Anjanece | 100 | 1000 | N | N
ITT BLACKBURN | W62-1 | Y | ITT BLACKBURN , W62-1 |  |  | 1.23 | 2001-12-11 11:44 | Anjanece | 100 | 1000 | N | N
ITT BLACKBURN | W62-1 | Y | ITT BLACKBURN , W62-1 |  |  | 1.24 | 2001-12-11 11:44 | Anjanece | 100 | 1000 | N | N
ITT BLACKBURN | W62-1 | Y | ITT BLACKBURN , W62-1 |  |  | 1.27 | 2001-12-11 11:44 | Anjanece | 100 | 1000 | N | N
ITT BLACKBURN | W62-1 | Y | ITT BLACKBURN , W62-1 |  |  | 1.28 | 2001-12-11 11:44 | Anjanece | 100 | 1000 | N | N
ITT BLACKBURN | W62-1 | Y | ITT BLACKBURN , W62-1 |  |  | 1.29 | 2001-12-11 11:44 | Anjanece | 100 | 1000 | N | N
ITT BLACKBURN | W62-1 | Y | ITT BLACKBURN , W62-1 |  | Storm Stores | 0 | 2018-04-16 10:12 | Anjanece |  | 1000 | N | N
ITT BLACKBURN | W62-1 | Y | ITT BLACKBURN , W62-1 |  |  | 0.93 | 2018-04-16 10:12 | Anjanece |  | 1000 | N | N
ITT BLACKBURN | W62-1 | Y | ITT BLACKBURN , W62-1 |  |  | 0.99 | 2018-04-16 10:12 | Anjanece |  | 1000 | N | N
ITT BLACKBURN | W62-1 | Y | ITT BLACKBURN , W62-1 |  |  | 1.01 | 2018-04-16 10:12 | Anjanece |  | 1000 | N | N
ITT BLACKBURN | W62-1 | Y | ITT BLACKBURN , W62-1 |  |  | 1.11 | 2018-04-16 10:12 | Anjanece |  | 1000 | N | N
ITT BLACKBURN | W62-1 | Y | ITT BLACKBURN , W62-1 |  |  | 1.12 | 2018-04-16 10:12 | Anjanece |  | 1000 | N | N
ITT BLACKBURN | W62-1 | Y | ITT BLACKBURN , W62-1 |  |  | 1.16 | 2018-04-16 10:12 | Anjanece |  | 1000 | N | N
ITT BLACKBURN | W62-1 | Y | ITT BLACKBURN , W62-1 |  |  | 1.17 | 2018-04-16 10:12 | Anjanece |  | 1000 | N | N
ITT BLACKBURN | W62-1 | Y | ITT BLACKBURN , W62-1 |  |  | 1.18 | 2018-04-16 10:12 | Anjanece |  | 1000 | N | N
JOSLYN HI-VOLTAGE CORP. | 7195 | Y | JOSLYN HI-VOLTAGE CORP. , 7195 | JEA OVERHEAD DISTRIBUTION | CSC Stores | 0.92 | 2001-12-11 11:44 | Anjanece | 100 | 1000 | N | N
JOSLYN HI-VOLTAGE CORP. | 7195 | Y | JOSLYN HI-VOLTAGE CORP. , 7195 |  |  | 0.93 | 2001-12-11 11:44 | Anjanece | 100 | 1000 | N | N
JOSLYN HI-VOLTAGE CORP. | 7195 | Y | JOSLYN HI-VOLTAGE CORP. , 7195 |  |  | 0.95 | 2001-12-11 11:44 | Anjanece | 100 | 1000 | N | N
JOSLYN HI-VOLTAGE CORP. | 7195 | Y | JOSLYN HI-VOLTAGE CORP. , 7195 |  |  | 0.97 | 2001-12-11 11:44 | Anjanece | 100 | 1000 | N | N
JOSLYN HI-VOLTAGE CORP. | 7195 | Y | JOSLYN HI-VOLTAGE CORP. , 7195 |  |  | 1.08 | 2001-12-11 11:44 | Anjanece | 100 | 1000 | N | N
JOSLYN HI-VOLTAGE CORP. | 7195 | Y | JOSLYN HI-VOLTAGE CORP. , 7195 |  |  | 1.09 | 2001-12-11 11:44 | Anjanece | 100 | 1000 | N | N
JOSLYN HI-VOLTAGE CORP. | 7195 | Y | JOSLYN HI-VOLTAGE CORP. , 7195 |  |  | 1.12 | 2001-12-11 11:44 | Anjanece | 100 | 1000 | N | N
JOSLYN HI-VOLTAGE CORP. | 7195 | Y | JOSLYN HI-VOLTAGE CORP. , 7195 |  |  | 1.14 | 2001-12-11 11:44 | Anjanece | 100 | 1000 | N | N
JOSLYN HI-VOLTAGE CORP. | 7195 | Y | JOSLYN HI-VOLTAGE CORP. , 7195 |  |  | 1.16 | 2001-12-11 11:44 | Anjanece | 100 | 1000 | N | N
JOSLYN HI-VOLTAGE CORP. | 7195 | Y | JOSLYN HI-VOLTAGE CORP. , 7195 |  |  | 1.17 | 2001-12-11 11:44 | Anjanece | 100 | 1000 | N | N
JOSLYN HI-VOLTAGE CORP. | 7195 | Y | JOSLYN HI-VOLTAGE CORP. , 7195 |  |  | 1.18 | 2001-12-11 11:44 | Anjanece | 100 | 1000 | N | N
JOSLYN HI-VOLTAGE CORP. | 7195 | Y | JOSLYN HI-VOLTAGE CORP. , 7195 |  |  | 1.23 | 2001-12-11 11:44 | Anjanece | 100 | 1000 | N | N
JOSLYN HI-VOLTAGE CORP. | 7195 | Y | JOSLYN HI-VOLTAGE CORP. , 7195 |  |  | 1.24 | 2001-12-11 11:44 | Anjanece | 100 | 1000 | N | N
JOSLYN HI-VOLTAGE CORP. | 7195 | Y | JOSLYN HI-VOLTAGE CORP. , 7195 |  |  | 1.27 | 2001-12-11 11:44 | Anjanece | 100 | 1000 | N | N
JOSLYN HI-VOLTAGE CORP. | 7195 | Y | JOSLYN HI-VOLTAGE CORP. , 7195 |  |  | 1.28 | 2001-12-11 11:44 | Anjanece | 100 | 1000 | N | N
JOSLYN HI-VOLTAGE CORP. | 7195 | Y | JOSLYN HI-VOLTAGE CORP. , 7195 |  |  | 1.29 | 2001-12-11 11:44 | Anjanece | 100 | 1000 | N | N
JOSLYN HI-VOLTAGE CORP. | 7195 | Y | JOSLYN HI-VOLTAGE CORP. , 7195 |  | Storm Stores | 0 | 2018-04-16 10:12 | Anjanece |  | 1000 | N | N
JOSLYN HI-VOLTAGE CORP. | 7195 | Y | JOSLYN HI-VOLTAGE CORP. , 7195 |  |  | 0.93 | 2018-04-16 10:12 | Anjanece |  | 1000 | N | N
JOSLYN HI-VOLTAGE CORP. | 7195 | Y | JOSLYN HI-VOLTAGE CORP. , 7195 |  |  | 0.99 | 2018-04-16 10:12 | Anjanece |  | 1000 | N | N
JOSLYN HI-VOLTAGE CORP. | 7195 | Y | JOSLYN HI-VOLTAGE CORP. , 7195 |  |  | 1.01 | 2018-04-16 10:12 | Anjanece |  | 1000 | N | N
JOSLYN HI-VOLTAGE CORP. | 7195 | Y | JOSLYN HI-VOLTAGE CORP. , 7195 |  |  | 1.11 | 2018-04-16 10:12 | Anjanece |  | 1000 | N | N
JOSLYN HI-VOLTAGE CORP. | 7195 | Y | JOSLYN HI-VOLTAGE CORP. , 7195 |  |  | 1.12 | 2018-04-16 10:12 | Anjanece |  | 1000 | N | N
JOSLYN HI-VOLTAGE CORP. | 7195 | Y | JOSLYN HI-VOLTAGE CORP. , 7195 |  |  | 1.16 | 2018-04-16 10:12 | Anjanece |  | 1000 | N | N
JOSLYN HI-VOLTAGE CORP. | 7195 | Y | JOSLYN HI-VOLTAGE CORP. , 7195 |  |  | 1.17 | 2018-04-16 10:12 | Anjanece |  | 1000 | N | N
JOSLYN HI-VOLTAGE CORP. | 7195 | Y | JOSLYN HI-VOLTAGE CORP. , 7195 |  |  | 1.18 | 2018-04-16 10:12 | Anjanece |  | 1000 | N | N
RELIABLE ELECTRIC CO. | 7195 | Y | RELIABLE ELECTRIC CO. , 7195 | JEA OVERHEAD DISTRIBUTION | CSC Stores | 0.92 | 2001-12-11 11:44 | Anjanece | 100 | 1000 | N | N
RELIABLE ELECTRIC CO. | 7195 | Y | RELIABLE ELECTRIC CO. , 7195 |  |  | 0.93 | 2001-12-11 11:44 | Anjanece | 100 | 1000 | N | N
RELIABLE ELECTRIC CO. | 7195 | Y | RELIABLE ELECTRIC CO. , 7195 |  |  | 0.95 | 2001-12-11 11:44 | Anjanece | 100 | 1000 | N | N
RELIABLE ELECTRIC CO. | 7195 | Y | RELIABLE ELECTRIC CO. , 7195 |  |  | 0.97 | 2001-12-11 11:44 | Anjanece | 100 | 1000 | N | N
RELIABLE ELECTRIC CO. | 7195 | Y | RELIABLE ELECTRIC CO. , 7195 |  |  | 1.08 | 2001-12-11 11:44 | Anjanece | 100 | 1000 | N | N
RELIABLE ELECTRIC CO. | 7195 | Y | RELIABLE ELECTRIC CO. , 7195 |  |  | 1.09 | 2001-12-11 11:44 | Anjanece | 100 | 1000 | N | N
RELIABLE ELECTRIC CO. | 7195 | Y | RELIABLE ELECTRIC CO. , 7195 |  |  | 1.12 | 2001-12-11 11:44 | Anjanece | 100 | 1000 | N | N
RELIABLE ELECTRIC CO. | 7195 | Y | RELIABLE ELECTRIC CO. , 7195 |  |  | 1.14 | 2001-12-11 11:44 | Anjanece | 100 | 1000 | N | N
RELIABLE ELECTRIC CO. | 7195 | Y | RELIABLE ELECTRIC CO. , 7195 |  |  | 1.16 | 2001-12-11 11:44 | Anjanece | 100 | 1000 | N | N
RELIABLE ELECTRIC CO. | 7195 | Y | RELIABLE ELECTRIC CO. , 7195 |  |  | 1.17 | 2001-12-11 11:44 | Anjanece | 100 | 1000 | N | N
RELIABLE ELECTRIC CO. | 7195 | Y | RELIABLE ELECTRIC CO. , 7195 |  |  | 1.18 | 2001-12-11 11:44 | Anjanece | 100 | 1000 | N | N
RELIABLE ELECTRIC CO. | 7195 | Y | RELIABLE ELECTRIC CO. , 7195 |  |  | 1.23 | 2001-12-11 11:44 | Anjanece | 100 | 1000 | N | N
RELIABLE ELECTRIC CO. | 7195 | Y | RELIABLE ELECTRIC CO. , 7195 |  |  | 1.24 | 2001-12-11 11:44 | Anjanece | 100 | 1000 | N | N
RELIABLE ELECTRIC CO. | 7195 | Y | RELIABLE ELECTRIC CO. , 7195 |  |  | 1.27 | 2001-12-11 11:44 | Anjanece | 100 | 1000 | N | N
RELIABLE ELECTRIC CO. | 7195 | Y | RELIABLE ELECTRIC CO. , 7195 |  |  | 1.28 | 2001-12-11 11:44 | Anjanece | 100 | 1000 | N | N
RELIABLE ELECTRIC CO. | 7195 | Y | RELIABLE ELECTRIC CO. , 7195 |  |  | 1.29 | 2001-12-11 11:44 | Anjanece | 100 | 1000 | N | N
RELIABLE ELECTRIC CO. | 7195 | Y | RELIABLE ELECTRIC CO. , 7195 |  | Storm Stores | 0 | 2018-04-16 10:12 | Anjanece |  | 1000 | N | N
RELIABLE ELECTRIC CO. | 7195 | Y | RELIABLE ELECTRIC CO. , 7195 |  |  | 0.93 | 2018-04-16 10:12 | Anjanece |  | 1000 | N | N
RELIABLE ELECTRIC CO. | 7195 | Y | RELIABLE ELECTRIC CO. , 7195 |  |  | 0.99 | 2018-04-16 10:12 | Anjanece |  | 1000 | N | N
RELIABLE ELECTRIC CO. | 7195 | Y | RELIABLE ELECTRIC CO. , 7195 |  |  | 1.01 | 2018-04-16 10:12 | Anjanece |  | 1000 | N | N
RELIABLE ELECTRIC CO. | 7195 | Y | RELIABLE ELECTRIC CO. , 7195 |  |  | 1.11 | 2018-04-16 10:12 | Anjanece |  | 1000 | N | N
RELIABLE ELECTRIC CO. | 7195 | Y | RELIABLE ELECTRIC CO. , 7195 |  |  | 1.12 | 2018-04-16 10:12 | Anjanece |  | 1000 | N | N
RELIABLE ELECTRIC CO. | 7195 | Y | RELIABLE ELECTRIC CO. , 7195 |  |  | 1.16 | 2018-04-16 10:12 | Anjanece |  | 1000 | N | N
RELIABLE ELECTRIC CO. | 7195 | Y | RELIABLE ELECTRIC CO. , 7195 |  |  | 1.17 | 2018-04-16 10:12 | Anjanece |  | 1000 | N | N
RELIABLE ELECTRIC CO. | 7195 | Y | RELIABLE ELECTRIC CO. , 7195 |  |  | 1.18 | 2018-04-16 10:12 | Anjanece |  | 1000 | N | N
ALLIED BOLT, INC. | 10078 | Y | ALLIED BOLT, INC. , 10078 | JEA OVERHEAD DISTRIBUTION | CSC Stores | 1.64 | 2001-12-11 11:44 | Anjanece | 50 | 900 | N | N
ALLIED BOLT, INC. | 10078 | Y | ALLIED BOLT, INC. , 10078 |  |  | 1.65 | 2001-12-11 11:44 | Anjanece | 50 | 900 | N | N
ALLIED BOLT, INC. | 10078 | Y | ALLIED BOLT, INC. , 10078 |  |  | 1.66 | 2001-12-11 11:44 | Anjanece | 50 | 900 | N | N
ALLIED BOLT, INC. | 10078 | Y | ALLIED BOLT, INC. , 10078 |  |  | 1.67 | 2001-12-11 11:44 | Anjanece | 50 | 900 | N | N
ALLIED BOLT, INC. | 10078 | Y | ALLIED BOLT, INC. , 10078 |  |  | 1.68 | 2001-12-11 11:44 | Anjanece | 50 | 900 | N | N
ALLIED BOLT, INC. | 10078 | Y | ALLIED BOLT, INC. , 10078 |  |  | 1.69 | 2001-12-11 11:44 | Anjanece | 50 | 900 | N | N
ALLIED BOLT, INC. | 10078 | Y | ALLIED BOLT, INC. , 10078 |  |  | 1.7 | 2001-12-11 11:44 | Anjanece | 50 | 900 | N | N
ALLIED BOLT, INC. | 10078 | Y | ALLIED BOLT, INC. , 10078 |  |  | 1.71 | 2001-12-11 11:44 | Anjanece | 50 | 900 | N | N
ALLIED BOLT, INC. | 10078 | Y | ALLIED BOLT, INC. , 10078 |  |  | 1.73 | 2001-12-11 11:44 | Anjanece | 50 | 900 | N | N
ALLIED BOLT, INC. | 10078 | Y | ALLIED BOLT, INC. , 10078 |  |  | 1.77 | 2001-12-11 11:44 | Anjanece | 50 | 900 | N | N
ALLIED BOLT, INC. | 10078 | Y | ALLIED BOLT, INC. , 10078 |  |  | 1.81 | 2001-12-11 11:44 | Anjanece | 50 | 900 | N | N
ALLIED BOLT, INC. | 10078 | Y | ALLIED BOLT, INC. , 10078 |  |  | 1.88 | 2001-12-11 11:44 | Anjanece | 50 | 900 | N | N
ALLIED BOLT, INC. | 10078 | Y | ALLIED BOLT, INC. , 10078 |  |  | 1.94 | 2001-12-11 11:44 | Anjanece | 50 | 900 | N | N
ALLIED BOLT, INC. | 10078 | Y | ALLIED BOLT, INC. , 10078 |  |  | 1.95 | 2001-12-11 11:44 | Anjanece | 50 | 900 | N | N
ALLIED BOLT, INC. | 10078 | Y | ALLIED BOLT, INC. , 10078 |  |  | 1.96 | 2001-12-11 11:44 | Anjanece | 50 | 900 | N | N
ALLIED BOLT, INC. | 10078 | Y | ALLIED BOLT, INC. , 10078 |  |  | 1.97 | 2001-12-11 11:44 | Anjanece | 50 | 900 | N | N
ALLIED BOLT, INC. | 10078 | Y | ALLIED BOLT, INC. , 10078 |  |  | 1.98 | 2001-12-11 11:44 | Anjanece | 50 | 900 | N | N
ALLIED BOLT, INC. | 10078 | Y | ALLIED BOLT, INC. , 10078 |  |  | 1.99 | 2001-12-11 11:44 | Anjanece | 50 | 900 | N | N
ALLIED BOLT, INC. | 10078 | Y | ALLIED BOLT, INC. , 10078 |  |  | 2.02 | 2001-12-11 11:44 | Anjanece | 50 | 900 | N | N
ALLIED BOLT, INC. | 10078 | Y | ALLIED BOLT, INC. , 10078 |  |  | 2.47 | 2001-12-11 11:44 | Anjanece | 50 | 900 | N | N
ALLIED BOLT, INC. | 10078 | Y | ALLIED BOLT, INC. , 10078 |  |  | 2.53 | 2001-12-11 11:44 | Anjanece | 50 | 900 | N | N
ALLIED BOLT, INC. | 10078 | Y | ALLIED BOLT, INC. , 10078 |  |  | 2.56 | 2001-12-11 11:44 | Anjanece | 50 | 900 | N | N
ALLIED BOLT, INC. | 10078 | Y | ALLIED BOLT, INC. , 10078 |  |  | 2.62 | 2001-12-11 11:44 | Anjanece | 50 | 900 | N | N
ALLIED BOLT, INC. | 10078 | Y | ALLIED BOLT, INC. , 10078 |  |  | 2.85 | 2001-12-11 11:44 | Anjanece | 50 | 900 | N | N
ALLIED BOLT, INC. | 10078 | Y | ALLIED BOLT, INC. , 10078 |  |  | 2.91 | 2001-12-11 11:44 | Anjanece | 50 | 900 | N | N
ALLIED BOLT, INC. | 10078 | Y | ALLIED BOLT, INC. , 10078 |  |  | 3.02 | 2001-12-11 11:44 | Anjanece | 50 | 900 | N | N
ALLIED BOLT, INC. | 10078 | Y | ALLIED BOLT, INC. , 10078 |  |  | 3.17 | 2001-12-11 11:44 | Anjanece | 50 | 900 | N | N
ALLIED BOLT, INC. | 10078 | Y | ALLIED BOLT, INC. , 10078 |  | Storm Stores | 0 | 2018-04-16 10:12 | Anjanece | 50 | 900 | N | N
ALLIED BOLT, INC. | 10078 | Y | ALLIED BOLT, INC. , 10078 |  |  | 1.91 | 2018-04-16 10:12 | Anjanece | 50 | 900 | N | N
ALLIED BOLT, INC. | 10078 | Y | ALLIED BOLT, INC. , 10078 |  |  | 1.95 | 2018-04-16 10:12 | Anjanece | 50 | 900 | N | N
ALLIED BOLT, INC. | 10078 | Y | ALLIED BOLT, INC. , 10078 |  |  | 1.97 | 2018-04-16 10:12 | Anjanece | 50 | 900 | N | N
ALLIED BOLT, INC. | 10078 | Y | ALLIED BOLT, INC. , 10078 |  |  | 2.18 | 2018-04-16 10:12 | Anjanece | 50 | 900 | N | N
ALLIED BOLT, INC. | 10078 | Y | ALLIED BOLT, INC. , 10078 |  |  | 2.24 | 2018-04-16 10:12 | Anjanece | 50 | 900 | N | N
HUBBELL POWER SYSTEMS, INC. | SW7197 | Y | HUBBELL POWER SYSTEMS, INC. , SW7197 | JEA OVERHEAD DISTRIBUTION | CSC Stores | 1.64 | 2001-12-11 11:44 | Anjanece | 50 | 900 | N | N
HUBBELL POWER SYSTEMS, INC. | SW7197 | Y | HUBBELL POWER SYSTEMS, INC. , SW7197 |  |  | 1.65 | 2001-12-11 11:44 | Anjanece | 50 | 900 | N | N
HUBBELL POWER SYSTEMS, INC. | SW7197 | Y | HUBBELL POWER SYSTEMS, INC. , SW7197 |  |  | 1.66 | 2001-12-11 11:44 | Anjanece | 50 | 900 | N | N
HUBBELL POWER SYSTEMS, INC. | SW7197 | Y | HUBBELL POWER SYSTEMS, INC. , SW7197 |  |  | 1.67 | 2001-12-11 11:44 | Anjanece | 50 | 900 | N | N
HUBBELL POWER SYSTEMS, INC. | SW7197 | Y | HUBBELL POWER SYSTEMS, INC. , SW7197 |  |  | 1.68 | 2001-12-11 11:44 | Anjanece | 50 | 900 | N | N
HUBBELL POWER SYSTEMS, INC. | SW7197 | Y | HUBBELL POWER SYSTEMS, INC. , SW7197 |  |  | 1.69 | 2001-12-11 11:44 | Anjanece | 50 | 900 | N | N
HUBBELL POWER SYSTEMS, INC. | SW7197 | Y | HUBBELL POWER SYSTEMS, INC. , SW7197 |  |  | 1.7 | 2001-12-11 11:44 | Anjanece | 50 | 900 | N | N
HUBBELL POWER SYSTEMS, INC. | SW7197 | Y | HUBBELL POWER SYSTEMS, INC. , SW7197 |  |  | 1.71 | 2001-12-11 11:44 | Anjanece | 50 | 900 | N | N
HUBBELL POWER SYSTEMS, INC. | SW7197 | Y | HUBBELL POWER SYSTEMS, INC. , SW7197 |  |  | 1.73 | 2001-12-11 11:44 | Anjanece | 50 | 900 | N | N
HUBBELL POWER SYSTEMS, INC. | SW7197 | Y | HUBBELL POWER SYSTEMS, INC. , SW7197 |  |  | 1.77 | 2001-12-11 11:44 | Anjanece | 50 | 900 | N | N
HUBBELL POWER SYSTEMS, INC. | SW7197 | Y | HUBBELL POWER SYSTEMS, INC. , SW7197 |  |  | 1.81 | 2001-12-11 11:44 | Anjanece | 50 | 900 | N | N
HUBBELL POWER SYSTEMS, INC. | SW7197 | Y | HUBBELL POWER SYSTEMS, INC. , SW7197 |  |  | 1.88 | 2001-12-11 11:44 | Anjanece | 50 | 900 | N | N
HUBBELL POWER SYSTEMS, INC. | SW7197 | Y | HUBBELL POWER SYSTEMS, INC. , SW7197 |  |  | 1.94 | 2001-12-11 11:44 | Anjanece | 50 | 900 | N | N
HUBBELL POWER SYSTEMS, INC. | SW7197 | Y | HUBBELL POWER SYSTEMS, INC. , SW7197 |  |  | 1.95 | 2001-12-11 11:44 | Anjanece | 50 | 900 | N | N
HUBBELL POWER SYSTEMS, INC. | SW7197 | Y | HUBBELL POWER SYSTEMS, INC. , SW7197 |  |  | 1.96 | 2001-12-11 11:44 | Anjanece | 50 | 900 | N | N
HUBBELL POWER SYSTEMS, INC. | SW7197 | Y | HUBBELL POWER SYSTEMS, INC. , SW7197 |  |  | 1.97 | 2001-12-11 11:44 | Anjanece | 50 | 900 | N | N
HUBBELL POWER SYSTEMS, INC. | SW7197 | Y | HUBBELL POWER SYSTEMS, INC. , SW7197 |  |  | 1.98 | 2001-12-11 11:44 | Anjanece | 50 | 900 | N | N
HUBBELL POWER SYSTEMS, INC. | SW7197 | Y | HUBBELL POWER SYSTEMS, INC. , SW7197 |  |  | 1.99 | 2001-12-11 11:44 | Anjanece | 50 | 900 | N | N
HUBBELL POWER SYSTEMS, INC. | SW7197 | Y | HUBBELL POWER SYSTEMS, INC. , SW7197 |  |  | 2.02 | 2001-12-11 11:44 | Anjanece | 50 | 900 | N | N
HUBBELL POWER SYSTEMS, INC. | SW7197 | Y | HUBBELL POWER SYSTEMS, INC. , SW7197 |  |  | 2.47 | 2001-12-11 11:44 | Anjanece | 50 | 900 | N | N
HUBBELL POWER SYSTEMS, INC. | SW7197 | Y | HUBBELL POWER SYSTEMS, INC. , SW7197 |  |  | 2.53 | 2001-12-11 11:44 | Anjanece | 50 | 900 | N | N
HUBBELL POWER SYSTEMS, INC. | SW7197 | Y | HUBBELL POWER SYSTEMS, INC. , SW7197 |  |  | 2.56 | 2001-12-11 11:44 | Anjanece | 50 | 900 | N | N
HUBBELL POWER SYSTEMS, INC. | SW7197 | Y | HUBBELL POWER SYSTEMS, INC. , SW7197 |  |  | 2.62 | 2001-12-11 11:44 | Anjanece | 50 | 900 | N | N
HUBBELL POWER SYSTEMS, INC. | SW7197 | Y | HUBBELL POWER SYSTEMS, INC. , SW7197 |  |  | 2.85 | 2001-12-11 11:44 | Anjanece | 50 | 900 | N | N
HUBBELL POWER SYSTEMS, INC. | SW7197 | Y | HUBBELL POWER SYSTEMS, INC. , SW7197 |  |  | 2.91 | 2001-12-11 11:44 | Anjanece | 50 | 900 | N | N
HUBBELL POWER SYSTEMS, INC. | SW7197 | Y | HUBBELL POWER SYSTEMS, INC. , SW7197 |  |  | 3.02 | 2001-12-11 11:44 | Anjanece | 50 | 900 | N | N
HUBBELL POWER SYSTEMS, INC. | SW7197 | Y | HUBBELL POWER SYSTEMS, INC. , SW7197 |  |  | 3.17 | 2001-12-11 11:44 | Anjanece | 50 | 900 | N | N
HUBBELL POWER SYSTEMS, INC. | SW7197 | Y | HUBBELL POWER SYSTEMS, INC. , SW7197 |  | Storm Stores | 0 | 2018-04-16 10:12 | Anjanece | 50 | 900 | N | N
HUBBELL POWER SYSTEMS, INC. | SW7197 | Y | HUBBELL POWER SYSTEMS, INC. , SW7197 |  |  | 1.91 | 2018-04-16 10:12 | Anjanece | 50 | 900 | N | N
HUBBELL POWER SYSTEMS, INC. | SW7197 | Y | HUBBELL POWER SYSTEMS, INC. , SW7197 |  |  | 1.95 | 2018-04-16 10:12 | Anjanece | 50 | 900 | N | N
HUBBELL POWER SYSTEMS, INC. | SW7197 | Y | HUBBELL POWER SYSTEMS, INC. , SW7197 |  |  | 1.97 | 2018-04-16 10:12 | Anjanece | 50 | 900 | N | N
HUBBELL POWER SYSTEMS, INC. | SW7197 | Y | HUBBELL POWER SYSTEMS, INC. , SW7197 |  |  | 2.18 | 2018-04-16 10:12 | Anjanece | 50 | 900 | N | N
HUBBELL POWER SYSTEMS, INC. | SW7197 | Y | HUBBELL POWER SYSTEMS, INC. , SW7197 |  |  | 2.24 | 2018-04-16 10:12 | Anjanece | 50 | 900 | N | N
ITT BLACKBURN | W40-1 | Y | ITT BLACKBURN , W40-1 | JEA OVERHEAD DISTRIBUTION | CSC Stores | 1.64 | 2001-12-11 11:44 | Anjanece | 50 | 900 | N | N
ITT BLACKBURN | W40-1 | Y | ITT BLACKBURN , W40-1 |  |  | 1.65 | 2001-12-11 11:44 | Anjanece | 50 | 900 | N | N
ITT BLACKBURN | W40-1 | Y | ITT BLACKBURN , W40-1 |  |  | 1.66 | 2001-12-11 11:44 | Anjanece | 50 | 900 | N | N
ITT BLACKBURN | W40-1 | Y | ITT BLACKBURN , W40-1 |  |  | 1.67 | 2001-12-11 11:44 | Anjanece | 50 | 900 | N | N
ITT BLACKBURN | W40-1 | Y | ITT BLACKBURN , W40-1 |  |  | 1.68 | 2001-12-11 11:44 | Anjanece | 50 | 900 | N | N
ITT BLACKBURN | W40-1 | Y | ITT BLACKBURN , W40-1 |  |  | 1.69 | 2001-12-11 11:44 | Anjanece | 50 | 900 | N | N
ITT BLACKBURN | W40-1 | Y | ITT BLACKBURN , W40-1 |  |  | 1.7 | 2001-12-11 11:44 | Anjanece | 50 | 900 | N | N
ITT BLACKBURN | W40-1 | Y | ITT BLACKBURN , W40-1 |  |  | 1.71 | 2001-12-11 11:44 | Anjanece | 50 | 900 | N | N
ITT BLACKBURN | W40-1 | Y | ITT BLACKBURN , W40-1 |  |  | 1.73 | 2001-12-11 11:44 | Anjanece | 50 | 900 | N | N
ITT BLACKBURN | W40-1 | Y | ITT BLACKBURN , W40-1 |  |  | 1.77 | 2001-12-11 11:44 | Anjanece | 50 | 900 | N | N
ITT BLACKBURN | W40-1 | Y | ITT BLACKBURN , W40-1 |  |  | 1.81 | 2001-12-11 11:44 | Anjanece | 50 | 900 | N | N
ITT BLACKBURN | W40-1 | Y | ITT BLACKBURN , W40-1 |  |  | 1.88 | 2001-12-11 11:44 | Anjanece | 50 | 900 | N | N
ITT BLACKBURN | W40-1 | Y | ITT BLACKBURN , W40-1 |  |  | 1.94 | 2001-12-11 11:44 | Anjanece | 50 | 900 | N | N
ITT BLACKBURN | W40-1 | Y | ITT BLACKBURN , W40-1 |  |  | 1.95 | 2001-12-11 11:44 | Anjanece | 50 | 900 | N | N
ITT BLACKBURN | W40-1 | Y | ITT BLACKBURN , W40-1 |  |  | 1.96 | 2001-12-11 11:44 | Anjanece | 50 | 900 | N | N
ITT BLACKBURN | W40-1 | Y | ITT BLACKBURN , W40-1 |  |  | 1.97 | 2001-12-11 11:44 | Anjanece | 50 | 900 | N | N
ITT BLACKBURN | W40-1 | Y | ITT BLACKBURN , W40-1 |  |  | 1.98 | 2001-12-11 11:44 | Anjanece | 50 | 900 | N | N
ITT BLACKBURN | W40-1 | Y | ITT BLACKBURN , W40-1 |  |  | 1.99 | 2001-12-11 11:44 | Anjanece | 50 | 900 | N | N
ITT BLACKBURN | W40-1 | Y | ITT BLACKBURN , W40-1 |  |  | 2.02 | 2001-12-11 11:44 | Anjanece | 50 | 900 | N | N
ITT BLACKBURN | W40-1 | Y | ITT BLACKBURN , W40-1 |  |  | 2.47 | 2001-12-11 11:44 | Anjanece | 50 | 900 | N | N
ITT BLACKBURN | W40-1 | Y | ITT BLACKBURN , W40-1 |  |  | 2.53 | 2001-12-11 11:44 | Anjanece | 50 | 900 | N | N
ITT BLACKBURN | W40-1 | Y | ITT BLACKBURN , W40-1 |  |  | 2.56 | 2001-12-11 11:44 | Anjanece | 50 | 900 | N | N
ITT BLACKBURN | W40-1 | Y | ITT BLACKBURN , W40-1 |  |  | 2.62 | 2001-12-11 11:44 | Anjanece | 50 | 900 | N | N
ITT BLACKBURN | W40-1 | Y | ITT BLACKBURN , W40-1 |  |  | 2.85 | 2001-12-11 11:44 | Anjanece | 50 | 900 | N | N
ITT BLACKBURN | W40-1 | Y | ITT BLACKBURN , W40-1 |  |  | 2.91 | 2001-12-11 11:44 | Anjanece | 50 | 900 | N | N
ITT BLACKBURN | W40-1 | Y | ITT BLACKBURN , W40-1 |  |  | 3.02 | 2001-12-11 11:44 | Anjanece | 50 | 900 | N | N
ITT BLACKBURN | W40-1 | Y | ITT BLACKBURN , W40-1 |  |  | 3.17 | 2001-12-11 11:44 | Anjanece | 50 | 900 | N | N
ITT BLACKBURN | W40-1 | Y | ITT BLACKBURN , W40-1 |  | Storm Stores | 0 | 2018-04-16 10:12 | Anjanece | 50 | 900 | N | N
ITT BLACKBURN | W40-1 | Y | ITT BLACKBURN , W40-1 |  |  | 1.91 | 2018-04-16 10:12 | Anjanece | 50 | 900 | N | N
ITT BLACKBURN | W40-1 | Y | ITT BLACKBURN , W40-1 |  |  | 1.95 | 2018-04-16 10:12 | Anjanece | 50 | 900 | N | N
ITT BLACKBURN | W40-1 | Y | ITT BLACKBURN , W40-1 |  |  | 1.97 | 2018-04-16 10:12 | Anjanece | 50 | 900 | N | N
ITT BLACKBURN | W40-1 | Y | ITT BLACKBURN , W40-1 |  |  | 2.18 | 2018-04-16 10:12 | Anjanece | 50 | 900 | N | N
ITT BLACKBURN | W40-1 | Y | ITT BLACKBURN , W40-1 |  |  | 2.24 | 2018-04-16 10:12 | Anjanece | 50 | 900 | N | N
JOSLYN HI-VOLTAGE CORP. | 7197 | Y | JOSLYN HI-VOLTAGE CORP. , 7197 | JEA OVERHEAD DISTRIBUTION | CSC Stores | 1.64 | 2001-12-11 11:44 | Anjanece | 50 | 900 | N | N
JOSLYN HI-VOLTAGE CORP. | 7197 | Y | JOSLYN HI-VOLTAGE CORP. , 7197 |  |  | 1.65 | 2001-12-11 11:44 | Anjanece | 50 | 900 | N | N
JOSLYN HI-VOLTAGE CORP. | 7197 | Y | JOSLYN HI-VOLTAGE CORP. , 7197 |  |  | 1.66 | 2001-12-11 11:44 | Anjanece | 50 | 900 | N | N
JOSLYN HI-VOLTAGE CORP. | 7197 | Y | JOSLYN HI-VOLTAGE CORP. , 7197 |  |  | 1.67 | 2001-12-11 11:44 | Anjanece | 50 | 900 | N | N
JOSLYN HI-VOLTAGE CORP. | 7197 | Y | JOSLYN HI-VOLTAGE CORP. , 7197 |  |  | 1.68 | 2001-12-11 11:44 | Anjanece | 50 | 900 | N | N
JOSLYN HI-VOLTAGE CORP. | 7197 | Y | JOSLYN HI-VOLTAGE CORP. , 7197 |  |  | 1.69 | 2001-12-11 11:44 | Anjanece | 50 | 900 | N | N
JOSLYN HI-VOLTAGE CORP. | 7197 | Y | JOSLYN HI-VOLTAGE CORP. , 7197 |  |  | 1.7 | 2001-12-11 11:44 | Anjanece | 50 | 900 | N | N
JOSLYN HI-VOLTAGE CORP. | 7197 | Y | JOSLYN HI-VOLTAGE CORP. , 7197 |  |  | 1.71 | 2001-12-11 11:44 | Anjanece | 50 | 900 | N | N
JOSLYN HI-VOLTAGE CORP. | 7197 | Y | JOSLYN HI-VOLTAGE CORP. , 7197 |  |  | 1.73 | 2001-12-11 11:44 | Anjanece | 50 | 900 | N | N
JOSLYN HI-VOLTAGE CORP. | 7197 | Y | JOSLYN HI-VOLTAGE CORP. , 7197 |  |  | 1.77 | 2001-12-11 11:44 | Anjanece | 50 | 900 | N | N
JOSLYN HI-VOLTAGE CORP. | 7197 | Y | JOSLYN HI-VOLTAGE CORP. , 7197 |  |  | 1.81 | 2001-12-11 11:44 | Anjanece | 50 | 900 | N | N
JOSLYN HI-VOLTAGE CORP. | 7197 | Y | JOSLYN HI-VOLTAGE CORP. , 7197 |  |  | 1.88 | 2001-12-11 11:44 | Anjanece | 50 | 900 | N | N
JOSLYN HI-VOLTAGE CORP. | 7197 | Y | JOSLYN HI-VOLTAGE CORP. , 7197 |  |  | 1.94 | 2001-12-11 11:44 | Anjanece | 50 | 900 | N | N
JOSLYN HI-VOLTAGE CORP. | 7197 | Y | JOSLYN HI-VOLTAGE CORP. , 7197 |  |  | 1.95 | 2001-12-11 11:44 | Anjanece | 50 | 900 | N | N
JOSLYN HI-VOLTAGE CORP. | 7197 | Y | JOSLYN HI-VOLTAGE CORP. , 7197 |  |  | 1.96 | 2001-12-11 11:44 | Anjanece | 50 | 900 | N | N
JOSLYN HI-VOLTAGE CORP. | 7197 | Y | JOSLYN HI-VOLTAGE CORP. , 7197 |  |  | 1.97 | 2001-12-11 11:44 | Anjanece | 50 | 900 | N | N
JOSLYN HI-VOLTAGE CORP. | 7197 | Y | JOSLYN HI-VOLTAGE CORP. , 7197 |  |  | 1.98 | 2001-12-11 11:44 | Anjanece | 50 | 900 | N | N
JOSLYN HI-VOLTAGE CORP. | 7197 | Y | JOSLYN HI-VOLTAGE CORP. , 7197 |  |  | 1.99 | 2001-12-11 11:44 | Anjanece | 50 | 900 | N | N
JOSLYN HI-VOLTAGE CORP. | 7197 | Y | JOSLYN HI-VOLTAGE CORP. , 7197 |  |  | 2.02 | 2001-12-11 11:44 | Anjanece | 50 | 900 | N | N
JOSLYN HI-VOLTAGE CORP. | 7197 | Y | JOSLYN HI-VOLTAGE CORP. , 7197 |  |  | 2.47 | 2001-12-11 11:44 | Anjanece | 50 | 900 | N | N
JOSLYN HI-VOLTAGE CORP. | 7197 | Y | JOSLYN HI-VOLTAGE CORP. , 7197 |  |  | 2.53 | 2001-12-11 11:44 | Anjanece | 50 | 900 | N | N
JOSLYN HI-VOLTAGE CORP. | 7197 | Y | JOSLYN HI-VOLTAGE CORP. , 7197 |  |  | 2.56 | 2001-12-11 11:44 | Anjanece | 50 | 900 | N | N
JOSLYN HI-VOLTAGE CORP. | 7197 | Y | JOSLYN HI-VOLTAGE CORP. , 7197 |  |  | 2.62 | 2001-12-11 11:44 | Anjanece | 50 | 900 | N | N
JOSLYN HI-VOLTAGE CORP. | 7197 | Y | JOSLYN HI-VOLTAGE CORP. , 7197 |  |  | 2.85 | 2001-12-11 11:44 | Anjanece | 50 | 900 | N | N
JOSLYN HI-VOLTAGE CORP. | 7197 | Y | JOSLYN HI-VOLTAGE CORP. , 7197 |  |  | 2.91 | 2001-12-11 11:44 | Anjanece | 50 | 900 | N | N
JOSLYN HI-VOLTAGE CORP. | 7197 | Y | JOSLYN HI-VOLTAGE CORP. , 7197 |  |  | 3.02 | 2001-12-11 11:44 | Anjanece | 50 | 900 | N | N
JOSLYN HI-VOLTAGE CORP. | 7197 | Y | JOSLYN HI-VOLTAGE CORP. , 7197 |  |  | 3.17 | 2001-12-11 11:44 | Anjanece | 50 | 900 | N | N
JOSLYN HI-VOLTAGE CORP. | 7197 | Y | JOSLYN HI-VOLTAGE CORP. , 7197 |  | Storm Stores | 0 | 2018-04-16 10:12 | Anjanece | 50 | 900 | N | N
JOSLYN HI-VOLTAGE CORP. | 7197 | Y | JOSLYN HI-VOLTAGE CORP. , 7197 |  |  | 1.91 | 2018-04-16 10:12 | Anjanece | 50 | 900 | N | N
JOSLYN HI-VOLTAGE CORP. | 7197 | Y | JOSLYN HI-VOLTAGE CORP. , 7197 |  |  | 1.95 | 2018-04-16 10:12 | Anjanece | 50 | 900 | N | N
JOSLYN HI-VOLTAGE CORP. | 7197 | Y | JOSLYN HI-VOLTAGE CORP. , 7197 |  |  | 1.97 | 2018-04-16 10:12 | Anjanece | 50 | 900 | N | N
JOSLYN HI-VOLTAGE CORP. | 7197 | Y | JOSLYN HI-VOLTAGE CORP. , 7197 |  |  | 2.18 | 2018-04-16 10:12 | Anjanece | 50 | 900 | N | N
JOSLYN HI-VOLTAGE CORP. | 7197 | Y | JOSLYN HI-VOLTAGE CORP. , 7197 |  |  | 2.24 | 2018-04-16 10:12 | Anjanece | 50 | 900 | N | N
MACLEAN POWER SYSTEMS | 7197 | Y | MACLEAN POWER SYSTEMS , 7197 | JEA OVERHEAD DISTRIBUTION | CSC Stores | 1.64 | 2001-12-11 11:44 | Anjanece | 50 | 900 | N | N
MACLEAN POWER SYSTEMS | 7197 | Y | MACLEAN POWER SYSTEMS , 7197 |  |  | 1.65 | 2001-12-11 11:44 | Anjanece | 50 | 900 | N | N
MACLEAN POWER SYSTEMS | 7197 | Y | MACLEAN POWER SYSTEMS , 7197 |  |  | 1.66 | 2001-12-11 11:44 | Anjanece | 50 | 900 | N | N
MACLEAN POWER SYSTEMS | 7197 | Y | MACLEAN POWER SYSTEMS , 7197 |  |  | 1.67 | 2001-12-11 11:44 | Anjanece | 50 | 900 | N | N
MACLEAN POWER SYSTEMS | 7197 | Y | MACLEAN POWER SYSTEMS , 7197 |  |  | 1.68 | 2001-12-11 11:44 | Anjanece | 50 | 900 | N | N
MACLEAN POWER SYSTEMS | 7197 | Y | MACLEAN POWER SYSTEMS , 7197 |  |  | 1.69 | 2001-12-11 11:44 | Anjanece | 50 | 900 | N | N
MACLEAN POWER SYSTEMS | 7197 | Y | MACLEAN POWER SYSTEMS , 7197 |  |  | 1.7 | 2001-12-11 11:44 | Anjanece | 50 | 900 | N | N
MACLEAN POWER SYSTEMS | 7197 | Y | MACLEAN POWER SYSTEMS , 7197 |  |  | 1.71 | 2001-12-11 11:44 | Anjanece | 50 | 900 | N | N
MACLEAN POWER SYSTEMS | 7197 | Y | MACLEAN POWER SYSTEMS , 7197 |  |  | 1.73 | 2001-12-11 11:44 | Anjanece | 50 | 900 | N | N
MACLEAN POWER SYSTEMS | 7197 | Y | MACLEAN POWER SYSTEMS , 7197 |  |  | 1.77 | 2001-12-11 11:44 | Anjanece | 50 | 900 | N | N
MACLEAN POWER SYSTEMS | 7197 | Y | MACLEAN POWER SYSTEMS , 7197 |  |  | 1.81 | 2001-12-11 11:44 | Anjanece | 50 | 900 | N | N
MACLEAN POWER SYSTEMS | 7197 | Y | MACLEAN POWER SYSTEMS , 7197 |  |  | 1.88 | 2001-12-11 11:44 | Anjanece | 50 | 900 | N | N
MACLEAN POWER SYSTEMS | 7197 | Y | MACLEAN POWER SYSTEMS , 7197 |  |  | 1.94 | 2001-12-11 11:44 | Anjanece | 50 | 900 | N | N
MACLEAN POWER SYSTEMS | 7197 | Y | MACLEAN POWER SYSTEMS , 7197 |  |  | 1.95 | 2001-12-11 11:44 | Anjanece | 50 | 900 | N | N
MACLEAN POWER SYSTEMS | 7197 | Y | MACLEAN POWER SYSTEMS , 7197 |  |  | 1.96 | 2001-12-11 11:44 | Anjanece | 50 | 900 | N | N
MACLEAN POWER SYSTEMS | 7197 | Y | MACLEAN POWER SYSTEMS , 7197 |  |  | 1.97 | 2001-12-11 11:44 | Anjanece | 50 | 900 | N | N
MACLEAN POWER SYSTEMS | 7197 | Y | MACLEAN POWER SYSTEMS , 7197 |  |  | 1.98 | 2001-12-11 11:44 | Anjanece | 50 | 900 | N | N
MACLEAN POWER SYSTEMS | 7197 | Y | MACLEAN POWER SYSTEMS , 7197 |  |  | 1.99 | 2001-12-11 11:44 | Anjanece | 50 | 900 | N | N
MACLEAN POWER SYSTEMS | 7197 | Y | MACLEAN POWER SYSTEMS , 7197 |  |  | 2.02 | 2001-12-11 11:44 | Anjanece | 50 | 900 | N | N
MACLEAN POWER SYSTEMS | 7197 | Y | MACLEAN POWER SYSTEMS , 7197 |  |  | 2.47 | 2001-12-11 11:44 | Anjanece | 50 | 900 | N | N
MACLEAN POWER SYSTEMS | 7197 | Y | MACLEAN POWER SYSTEMS , 7197 |  |  | 2.53 | 2001-12-11 11:44 | Anjanece | 50 | 900 | N | N
MACLEAN POWER SYSTEMS | 7197 | Y | MACLEAN POWER SYSTEMS , 7197 |  |  | 2.56 | 2001-12-11 11:44 | Anjanece | 50 | 900 | N | N
MACLEAN POWER SYSTEMS | 7197 | Y | MACLEAN POWER SYSTEMS , 7197 |  |  | 2.62 | 2001-12-11 11:44 | Anjanece | 50 | 900 | N | N
MACLEAN POWER SYSTEMS | 7197 | Y | MACLEAN POWER SYSTEMS , 7197 |  |  | 2.85 | 2001-12-11 11:44 | Anjanece | 50 | 900 | N | N
MACLEAN POWER SYSTEMS | 7197 | Y | MACLEAN POWER SYSTEMS , 7197 |  |  | 2.91 | 2001-12-11 11:44 | Anjanece | 50 | 900 | N | N
MACLEAN POWER SYSTEMS | 7197 | Y | MACLEAN POWER SYSTEMS , 7197 |  |  | 3.02 | 2001-12-11 11:44 | Anjanece | 50 | 900 | N | N
MACLEAN POWER SYSTEMS | 7197 | Y | MACLEAN POWER SYSTEMS , 7197 |  |  | 3.17 | 2001-12-11 11:44 | Anjanece | 50 | 900 | N | N
MACLEAN POWER SYSTEMS | 7197 | Y | MACLEAN POWER SYSTEMS , 7197 |  | Storm Stores | 0 | 2018-04-16 10:12 | Anjanece | 50 | 900 | N | N
MACLEAN POWER SYSTEMS | 7197 | Y | MACLEAN POWER SYSTEMS , 7197 |  |  | 1.91 | 2018-04-16 10:12 | Anjanece | 50 | 900 | N | N
MACLEAN POWER SYSTEMS | 7197 | Y | MACLEAN POWER SYSTEMS , 7197 |  |  | 1.95 | 2018-04-16 10:12 | Anjanece | 50 | 900 | N | N
MACLEAN POWER SYSTEMS | 7197 | Y | MACLEAN POWER SYSTEMS , 7197 |  |  | 1.97 | 2018-04-16 10:12 | Anjanece | 50 | 900 | N | N
MACLEAN POWER SYSTEMS | 7197 | Y | MACLEAN POWER SYSTEMS , 7197 |  |  | 2.18 | 2018-04-16 10:12 | Anjanece | 50 | 900 | N | N
MACLEAN POWER SYSTEMS | 7197 | Y | MACLEAN POWER SYSTEMS , 7197 |  |  | 2.24 | 2018-04-16 10:12 | Anjanece | 50 | 900 | N | N
BLACKBURN | W20-1 | Y | BLACKBURN , W20-1 | JEA OVERHEAD DISTRIBUTION | CSC Stores | 1.31 | 2001-12-11 11:44 | Anjanece | 50 | 5000 | N | N
BLACKBURN | W20-1 | Y | BLACKBURN , W20-1 |  |  | 1.32 | 2001-12-11 11:44 | Anjanece | 50 | 5000 | N | N
BLACKBURN | W20-1 | Y | BLACKBURN , W20-1 |  |  | 1.33 | 2001-12-11 11:44 | Anjanece | 50 | 5000 | N | N
BLACKBURN | W20-1 | Y | BLACKBURN , W20-1 |  |  | 1.34 | 2001-12-11 11:44 | Anjanece | 50 | 5000 | N | N
BLACKBURN | W20-1 | Y | BLACKBURN , W20-1 |  |  | 1.35 | 2001-12-11 11:44 | Anjanece | 50 | 5000 | N | N
BLACKBURN | W20-1 | Y | BLACKBURN , W20-1 |  |  | 1.36 | 2001-12-11 11:44 | Anjanece | 50 | 5000 | N | N
BLACKBURN | W20-1 | Y | BLACKBURN , W20-1 |  |  | 1.46 | 2001-12-11 11:44 | Anjanece | 50 | 5000 | N | N
BLACKBURN | W20-1 | Y | BLACKBURN , W20-1 |  |  | 1.47 | 2001-12-11 11:44 | Anjanece | 50 | 5000 | N | N
BLACKBURN | W20-1 | Y | BLACKBURN , W20-1 |  |  | 1.48 | 2001-12-11 11:44 | Anjanece | 50 | 5000 | N | N
BLACKBURN | W20-1 | Y | BLACKBURN , W20-1 |  |  | 1.49 | 2001-12-11 11:44 | Anjanece | 50 | 5000 | N | N
BLACKBURN | W20-1 | Y | BLACKBURN , W20-1 |  |  | 1.51 | 2001-12-11 11:44 | Anjanece | 50 | 5000 | N | N
BLACKBURN | W20-1 | Y | BLACKBURN , W20-1 |  |  | 1.52 | 2001-12-11 11:44 | Anjanece | 50 | 5000 | N | N
BLACKBURN | W20-1 | Y | BLACKBURN , W20-1 |  |  | 1.53 | 2001-12-11 11:44 | Anjanece | 50 | 5000 | N | N
BLACKBURN | W20-1 | Y | BLACKBURN , W20-1 |  |  | 1.55 | 2001-12-11 11:44 | Anjanece | 50 | 5000 | N | N
BLACKBURN | W20-1 | Y | BLACKBURN , W20-1 |  |  | 1.57 | 2001-12-11 11:44 | Anjanece | 50 | 5000 | N | N
BLACKBURN | W20-1 | Y | BLACKBURN , W20-1 |  |  | 1.59 | 2001-12-11 11:44 | Anjanece | 50 | 5000 | N | N
BLACKBURN | W20-1 | Y | BLACKBURN , W20-1 |  |  | 1.6 | 2001-12-11 11:44 | Anjanece | 50 | 5000 | N | N
BLACKBURN | W20-1 | Y | BLACKBURN , W20-1 |  |  | 1.61 | 2001-12-11 11:44 | Anjanece | 50 | 5000 | N | N
BLACKBURN | W20-1 | Y | BLACKBURN , W20-1 |  |  | 1.67 | 2001-12-11 11:44 | Anjanece | 50 | 5000 | N | N
BLACKBURN | W20-1 | Y | BLACKBURN , W20-1 |  |  | 1.69 | 2001-12-11 11:44 | Anjanece | 50 | 5000 | N | N
BLACKBURN | W20-1 | Y | BLACKBURN , W20-1 |  |  | 1.72 | 2001-12-11 11:44 | Anjanece | 50 | 5000 | N | N
BLACKBURN | W20-1 | Y | BLACKBURN , W20-1 |  |  | 1.74 | 2001-12-11 11:44 | Anjanece | 50 | 5000 | N | N
BLACKBURN | W20-1 | Y | BLACKBURN , W20-1 |  |  | 1.75 | 2001-12-11 11:44 | Anjanece | 50 | 5000 | N | N
BLACKBURN | W20-1 | Y | BLACKBURN , W20-1 |  |  | 1.77 | 2001-12-11 11:44 | Anjanece | 50 | 5000 | N | N
BLACKBURN | W20-1 | Y | BLACKBURN , W20-1 |  |  | 1.81 | 2001-12-11 11:44 | Anjanece | 50 | 5000 | N | N
BLACKBURN | W20-1 | Y | BLACKBURN , W20-1 |  |  | 1.83 | 2001-12-11 11:44 | Anjanece | 50 | 5000 | N | N
BLACKBURN | W20-1 | Y | BLACKBURN , W20-1 |  |  | 1.84 | 2001-12-11 11:44 | Anjanece | 50 | 5000 | N | N
BLACKBURN | W20-1 | Y | BLACKBURN , W20-1 |  |  | 1.85 | 2001-12-11 11:44 | Anjanece | 50 | 5000 | N | N
BLACKBURN | W20-1 | Y | BLACKBURN , W20-1 |  |  | 1.86 | 2001-12-11 11:44 | Anjanece | 50 | 5000 | N | N
BLACKBURN | W20-1 | Y | BLACKBURN , W20-1 |  |  | 1.91 | 2001-12-11 11:44 | Anjanece | 50 | 5000 | N | N
BLACKBURN | W20-1 | Y | BLACKBURN , W20-1 |  |  | 1.94 | 2001-12-11 11:44 | Anjanece | 50 | 5000 | N | N
BLACKBURN | W20-1 | Y | BLACKBURN , W20-1 |  |  | 2 | 2001-12-11 11:44 | Anjanece | 50 | 5000 | N | N
BLACKBURN | W20-1 | Y | BLACKBURN , W20-1 |  |  | 2.15 | 2001-12-11 11:44 | Anjanece | 50 | 5000 | N | N
BLACKBURN | W20-1 | Y | BLACKBURN , W20-1 |  |  | 2.16 | 2001-12-11 11:44 | Anjanece | 50 | 5000 | N | N
BLACKBURN | W20-1 | Y | BLACKBURN , W20-1 |  |  | 2.17 | 2001-12-11 11:44 | Anjanece | 50 | 5000 | N | N
BLACKBURN | W20-1 | Y | BLACKBURN , W20-1 |  |  | 2.18 | 2001-12-11 11:44 | Anjanece | 50 | 5000 | N | N
BLACKBURN | W20-1 | Y | BLACKBURN , W20-1 |  |  | 2.2 | 2001-12-11 11:44 | Anjanece | 50 | 5000 | N | N
BLACKBURN | W20-1 | Y | BLACKBURN , W20-1 |  |  | 2.21 | 2001-12-11 11:44 | Anjanece | 50 | 5000 | N | N
BLACKBURN | W20-1 | Y | BLACKBURN , W20-1 |  |  | 2.23 | 2001-12-11 11:44 | Anjanece | 50 | 5000 | N | N
BLACKBURN | W20-1 | Y | BLACKBURN , W20-1 |  |  | 2.25 | 2001-12-11 11:44 | Anjanece | 50 | 5000 | N | N
BLACKBURN | W20-1 | Y | BLACKBURN , W20-1 |  |  | 2.29 | 2001-12-11 11:44 | Anjanece | 50 | 5000 | N | N
BLACKBURN | W20-1 | Y | BLACKBURN , W20-1 |  |  | 2.31 | 2001-12-11 11:44 | Anjanece | 50 | 5000 | N | N
BLACKBURN | W20-1 | Y | BLACKBURN , W20-1 |  | Storm Stores | 0 | 2018-04-16 10:12 | Anjanece |  | 5000 | N | N
BLACKBURN | W20-1 | Y | BLACKBURN , W20-1 |  |  | 1.4 | 2018-04-16 10:12 | Anjanece |  | 5000 | N | N
BLACKBURN | W20-1 | Y | BLACKBURN , W20-1 |  |  | 1.47 | 2018-04-16 10:12 | Anjanece |  | 5000 | N | N
BLACKBURN | W20-1 | Y | BLACKBURN , W20-1 |  |  | 1.49 | 2018-04-16 10:12 | Anjanece |  | 5000 | N | N
BLACKBURN | W20-1 | Y | BLACKBURN , W20-1 |  |  | 1.51 | 2018-04-16 10:12 | Anjanece |  | 5000 | N | N
BLACKBURN | W20-1 | Y | BLACKBURN , W20-1 |  |  | 1.59 | 2018-04-16 10:12 | Anjanece |  | 5000 | N | N
BLACKBURN | W20-1 | Y | BLACKBURN , W20-1 |  |  | 1.67 | 2018-04-16 10:12 | Anjanece |  | 5000 | N | N
BLACKBURN | W20-1 | Y | BLACKBURN , W20-1 |  |  | 1.68 | 2018-04-16 10:12 | Anjanece |  | 5000 | N | N
BLACKBURN | W20-1 | Y | BLACKBURN , W20-1 |  |  | 1.84 | 2018-04-16 10:12 | Anjanece |  | 5000 | N | N
BLACKBURN | W20-1 | Y | BLACKBURN , W20-1 |  |  | 1.94 | 2018-04-16 10:12 | Anjanece |  | 5000 | N | N
MACLEAN POWER SYSTEMS | 7187 | Y | MACLEAN POWER SYSTEMS , 7187 | JEA OVERHEAD DISTRIBUTION | CSC Stores | 1.31 | 2001-12-11 11:44 | Anjanece | 50 | 5000 | N | N
MACLEAN POWER SYSTEMS | 7187 | Y | MACLEAN POWER SYSTEMS , 7187 |  |  | 1.32 | 2001-12-11 11:44 | Anjanece | 50 | 5000 | N | N
MACLEAN POWER SYSTEMS | 7187 | Y | MACLEAN POWER SYSTEMS , 7187 |  |  | 1.33 | 2001-12-11 11:44 | Anjanece | 50 | 5000 | N | N
MACLEAN POWER SYSTEMS | 7187 | Y | MACLEAN POWER SYSTEMS , 7187 |  |  | 1.34 | 2001-12-11 11:44 | Anjanece | 50 | 5000 | N | N
MACLEAN POWER SYSTEMS | 7187 | Y | MACLEAN POWER SYSTEMS , 7187 |  |  | 1.35 | 2001-12-11 11:44 | Anjanece | 50 | 5000 | N | N
MACLEAN POWER SYSTEMS | 7187 | Y | MACLEAN POWER SYSTEMS , 7187 |  |  | 1.36 | 2001-12-11 11:44 | Anjanece | 50 | 5000 | N | N
MACLEAN POWER SYSTEMS | 7187 | Y | MACLEAN POWER SYSTEMS , 7187 |  |  | 1.46 | 2001-12-11 11:44 | Anjanece | 50 | 5000 | N | N
MACLEAN POWER SYSTEMS | 7187 | Y | MACLEAN POWER SYSTEMS , 7187 |  |  | 1.47 | 2001-12-11 11:44 | Anjanece | 50 | 5000 | N | N
MACLEAN POWER SYSTEMS | 7187 | Y | MACLEAN POWER SYSTEMS , 7187 |  |  | 1.48 | 2001-12-11 11:44 | Anjanece | 50 | 5000 | N | N
MACLEAN POWER SYSTEMS | 7187 | Y | MACLEAN POWER SYSTEMS , 7187 |  |  | 1.49 | 2001-12-11 11:44 | Anjanece | 50 | 5000 | N | N
MACLEAN POWER SYSTEMS | 7187 | Y | MACLEAN POWER SYSTEMS , 7187 |  |  | 1.51 | 2001-12-11 11:44 | Anjanece | 50 | 5000 | N | N
MACLEAN POWER SYSTEMS | 7187 | Y | MACLEAN POWER SYSTEMS , 7187 |  |  | 1.52 | 2001-12-11 11:44 | Anjanece | 50 | 5000 | N | N
MACLEAN POWER SYSTEMS | 7187 | Y | MACLEAN POWER SYSTEMS , 7187 |  |  | 1.53 | 2001-12-11 11:44 | Anjanece | 50 | 5000 | N | N
MACLEAN POWER SYSTEMS | 7187 | Y | MACLEAN POWER SYSTEMS , 7187 |  |  | 1.55 | 2001-12-11 11:44 | Anjanece | 50 | 5000 | N | N
MACLEAN POWER SYSTEMS | 7187 | Y | MACLEAN POWER SYSTEMS , 7187 |  |  | 1.57 | 2001-12-11 11:44 | Anjanece | 50 | 5000 | N | N
MACLEAN POWER SYSTEMS | 7187 | Y | MACLEAN POWER SYSTEMS , 7187 |  |  | 1.59 | 2001-12-11 11:44 | Anjanece | 50 | 5000 | N | N
MACLEAN POWER SYSTEMS | 7187 | Y | MACLEAN POWER SYSTEMS , 7187 |  |  | 1.6 | 2001-12-11 11:44 | Anjanece | 50 | 5000 | N | N
MACLEAN POWER SYSTEMS | 7187 | Y | MACLEAN POWER SYSTEMS , 7187 |  |  | 1.61 | 2001-12-11 11:44 | Anjanece | 50 | 5000 | N | N
MACLEAN POWER SYSTEMS | 7187 | Y | MACLEAN POWER SYSTEMS , 7187 |  |  | 1.67 | 2001-12-11 11:44 | Anjanece | 50 | 5000 | N | N
MACLEAN POWER SYSTEMS | 7187 | Y | MACLEAN POWER SYSTEMS , 7187 |  |  | 1.69 | 2001-12-11 11:44 | Anjanece | 50 | 5000 | N | N
MACLEAN POWER SYSTEMS | 7187 | Y | MACLEAN POWER SYSTEMS , 7187 |  |  | 1.72 | 2001-12-11 11:44 | Anjanece | 50 | 5000 | N | N
MACLEAN POWER SYSTEMS | 7187 | Y | MACLEAN POWER SYSTEMS , 7187 |  |  | 1.74 | 2001-12-11 11:44 | Anjanece | 50 | 5000 | N | N
MACLEAN POWER SYSTEMS | 7187 | Y | MACLEAN POWER SYSTEMS , 7187 |  |  | 1.75 | 2001-12-11 11:44 | Anjanece | 50 | 5000 | N | N
MACLEAN POWER SYSTEMS | 7187 | Y | MACLEAN POWER SYSTEMS , 7187 |  |  | 1.77 | 2001-12-11 11:44 | Anjanece | 50 | 5000 | N | N
MACLEAN POWER SYSTEMS | 7187 | Y | MACLEAN POWER SYSTEMS , 7187 |  |  | 1.81 | 2001-12-11 11:44 | Anjanece | 50 | 5000 | N | N
MACLEAN POWER SYSTEMS | 7187 | Y | MACLEAN POWER SYSTEMS , 7187 |  |  | 1.83 | 2001-12-11 11:44 | Anjanece | 50 | 5000 | N | N
MACLEAN POWER SYSTEMS | 7187 | Y | MACLEAN POWER SYSTEMS , 7187 |  |  | 1.84 | 2001-12-11 11:44 | Anjanece | 50 | 5000 | N | N
MACLEAN POWER SYSTEMS | 7187 | Y | MACLEAN POWER SYSTEMS , 7187 |  |  | 1.85 | 2001-12-11 11:44 | Anjanece | 50 | 5000 | N | N
MACLEAN POWER SYSTEMS | 7187 | Y | MACLEAN POWER SYSTEMS , 7187 |  |  | 1.86 | 2001-12-11 11:44 | Anjanece | 50 | 5000 | N | N
MACLEAN POWER SYSTEMS | 7187 | Y | MACLEAN POWER SYSTEMS , 7187 |  |  | 1.91 | 2001-12-11 11:44 | Anjanece | 50 | 5000 | N | N
MACLEAN POWER SYSTEMS | 7187 | Y | MACLEAN POWER SYSTEMS , 7187 |  |  | 1.94 | 2001-12-11 11:44 | Anjanece | 50 | 5000 | N | N
MACLEAN POWER SYSTEMS | 7187 | Y | MACLEAN POWER SYSTEMS , 7187 |  |  | 2 | 2001-12-11 11:44 | Anjanece | 50 | 5000 | N | N
MACLEAN POWER SYSTEMS | 7187 | Y | MACLEAN POWER SYSTEMS , 7187 |  |  | 2.15 | 2001-12-11 11:44 | Anjanece | 50 | 5000 | N | N
MACLEAN POWER SYSTEMS | 7187 | Y | MACLEAN POWER SYSTEMS , 7187 |  |  | 2.16 | 2001-12-11 11:44 | Anjanece | 50 | 5000 | N | N
MACLEAN POWER SYSTEMS | 7187 | Y | MACLEAN POWER SYSTEMS , 7187 |  |  | 2.17 | 2001-12-11 11:44 | Anjanece | 50 | 5000 | N | N
MACLEAN POWER SYSTEMS | 7187 | Y | MACLEAN POWER SYSTEMS , 7187 |  |  | 2.18 | 2001-12-11 11:44 | Anjanece | 50 | 5000 | N | N
MACLEAN POWER SYSTEMS | 7187 | Y | MACLEAN POWER SYSTEMS , 7187 |  |  | 2.2 | 2001-12-11 11:44 | Anjanece | 50 | 5000 | N | N
MACLEAN POWER SYSTEMS | 7187 | Y | MACLEAN POWER SYSTEMS , 7187 |  |  | 2.21 | 2001-12-11 11:44 | Anjanece | 50 | 5000 | N | N
MACLEAN POWER SYSTEMS | 7187 | Y | MACLEAN POWER SYSTEMS , 7187 |  |  | 2.23 | 2001-12-11 11:44 | Anjanece | 50 | 5000 | N | N
MACLEAN POWER SYSTEMS | 7187 | Y | MACLEAN POWER SYSTEMS , 7187 |  |  | 2.25 | 2001-12-11 11:44 | Anjanece | 50 | 5000 | N | N
MACLEAN POWER SYSTEMS | 7187 | Y | MACLEAN POWER SYSTEMS , 7187 |  |  | 2.29 | 2001-12-11 11:44 | Anjanece | 50 | 5000 | N | N
MACLEAN POWER SYSTEMS | 7187 | Y | MACLEAN POWER SYSTEMS , 7187 |  |  | 2.31 | 2001-12-11 11:44 | Anjanece | 50 | 5000 | N | N
MACLEAN POWER SYSTEMS | 7187 | Y | MACLEAN POWER SYSTEMS , 7187 |  | Storm Stores | 0 | 2018-04-16 10:12 | Anjanece |  | 5000 | N | N
MACLEAN POWER SYSTEMS | 7187 | Y | MACLEAN POWER SYSTEMS , 7187 |  |  | 1.4 | 2018-04-16 10:12 | Anjanece |  | 5000 | N | N
MACLEAN POWER SYSTEMS | 7187 | Y | MACLEAN POWER SYSTEMS , 7187 |  |  | 1.47 | 2018-04-16 10:12 | Anjanece |  | 5000 | N | N
MACLEAN POWER SYSTEMS | 7187 | Y | MACLEAN POWER SYSTEMS , 7187 |  |  | 1.49 | 2018-04-16 10:12 | Anjanece |  | 5000 | N | N
MACLEAN POWER SYSTEMS | 7187 | Y | MACLEAN POWER SYSTEMS , 7187 |  |  | 1.51 | 2018-04-16 10:12 | Anjanece |  | 5000 | N | N
MACLEAN POWER SYSTEMS | 7187 | Y | MACLEAN POWER SYSTEMS , 7187 |  |  | 1.59 | 2018-04-16 10:12 | Anjanece |  | 5000 | N | N
MACLEAN POWER SYSTEMS | 7187 | Y | MACLEAN POWER SYSTEMS , 7187 |  |  | 1.67 | 2018-04-16 10:12 | Anjanece |  | 5000 | N | N
MACLEAN POWER SYSTEMS | 7187 | Y | MACLEAN POWER SYSTEMS , 7187 |  |  | 1.68 | 2018-04-16 10:12 | Anjanece |  | 5000 | N | N
MACLEAN POWER SYSTEMS | 7187 | Y | MACLEAN POWER SYSTEMS , 7187 |  |  | 1.84 | 2018-04-16 10:12 | Anjanece |  | 5000 | N | N
MACLEAN POWER SYSTEMS | 7187 | Y | MACLEAN POWER SYSTEMS , 7187 |  |  | 1.94 | 2018-04-16 10:12 | Anjanece |  | 5000 | N | N
HALEX | 60525 | Y | HALEX , 60525 | JEA OVERHEAD DISTRIBUTION | CSC Stores | 11.7 | 2023-05-02 13:28 | Anjanece | 1 | 100 | N | N
HALEX | 60525 | Y | HALEX , 60525 |  |  | 12.43 | 2023-05-02 13:28 | Anjanece | 1 | 100 | N | N
HALEX | 60525 | Y | HALEX , 60525 |  |  | 13 | 2023-05-02 13:28 | Anjanece | 1 | 100 | N | N
HALEX | 60525 | Y | HALEX , 60525 |  |  | 13.26 | 2023-05-02 13:28 | Anjanece | 1 | 100 | N | N
HALEX | 60525 | Y | HALEX , 60525 |  |  | 14.94 | 2023-05-02 13:28 | Anjanece | 1 | 100 | N | N
HALEX | 60525 | Y | HALEX , 60525 |  |  | 15.05 | 2023-05-02 13:28 | Anjanece | 1 | 100 | N | N
HALEX | 60525 | Y | HALEX , 60525 |  |  | 15.78 | 2023-05-02 13:28 | Anjanece | 1 | 100 | N | N
HALEX | 60525 | Y | HALEX , 60525 |  |  | 20.35 | 2023-05-02 13:28 | Anjanece | 1 | 100 | N | N
HALEX | 60525 | Y | HALEX , 60525 |  |  | 22.47 | 2023-05-02 13:28 | Anjanece | 1 | 100 | N | N
MACLEAN POWER SYSTEMS | SDE-46F | Y | MACLEAN POWER SYSTEMS , SDE-46F | JEA OVERHEAD DISTRIBUTION | CSC Stores | 9.48 | 2001-12-11 11:44 | Anjanece | 20 | 0 | N | N
MACLEAN POWER SYSTEMS | SDE-46F | Y | MACLEAN POWER SYSTEMS , SDE-46F |  |  | 9.49 | 2001-12-11 11:44 | Anjanece | 20 | 0 | N | N
MACLEAN POWER SYSTEMS | SDE-46F | Y | MACLEAN POWER SYSTEMS , SDE-46F |  |  | 9.63 | 2001-12-11 11:44 | Anjanece | 20 | 0 | N | N
MACLEAN POWER SYSTEMS | SDE-46F | Y | MACLEAN POWER SYSTEMS , SDE-46F |  |  | 9.7 | 2001-12-11 11:44 | Anjanece | 20 | 0 | N | N
MACLEAN POWER SYSTEMS | SDE-46F | Y | MACLEAN POWER SYSTEMS , SDE-46F |  |  | 9.71 | 2001-12-11 11:44 | Anjanece | 20 | 0 | N | N
MACLEAN POWER SYSTEMS | SDE-46F | Y | MACLEAN POWER SYSTEMS , SDE-46F |  |  | 9.87 | 2001-12-11 11:44 | Anjanece | 20 | 0 | N | N
MACLEAN POWER SYSTEMS | SDE-46F | Y | MACLEAN POWER SYSTEMS , SDE-46F |  |  | 10.01 | 2001-12-11 11:44 | Anjanece | 20 | 0 | N | N
MACLEAN POWER SYSTEMS | SDE-46F | Y | MACLEAN POWER SYSTEMS , SDE-46F |  |  | 10.02 | 2001-12-11 11:44 | Anjanece | 20 | 0 | N | N
MACLEAN POWER SYSTEMS | SDE-46F | Y | MACLEAN POWER SYSTEMS , SDE-46F |  |  | 10.1 | 2001-12-11 11:44 | Anjanece | 20 | 0 | N | N
MACLEAN POWER SYSTEMS | SDE-46F | Y | MACLEAN POWER SYSTEMS , SDE-46F |  |  | 10.13 | 2001-12-11 11:44 | Anjanece | 20 | 0 | N | N
MACLEAN POWER SYSTEMS | SDE-46F | Y | MACLEAN POWER SYSTEMS , SDE-46F |  |  | 10.17 | 2001-12-11 11:44 | Anjanece | 20 | 0 | N | N
MACLEAN POWER SYSTEMS | SDE-46F | Y | MACLEAN POWER SYSTEMS , SDE-46F |  |  | 10.31 | 2001-12-11 11:44 | Anjanece | 20 | 0 | N | N
MACLEAN POWER SYSTEMS | SDE-46F | Y | MACLEAN POWER SYSTEMS , SDE-46F |  |  | 10.41 | 2001-12-11 11:44 | Anjanece | 20 | 0 | N | N
MACLEAN POWER SYSTEMS | SDE-46F | Y | MACLEAN POWER SYSTEMS , SDE-46F |  |  | 10.56 | 2001-12-11 11:44 | Anjanece | 20 | 0 | N | N
MACLEAN POWER SYSTEMS | SDE-46F | Y | MACLEAN POWER SYSTEMS , SDE-46F |  |  | 10.71 | 2001-12-11 11:44 | Anjanece | 20 | 0 | N | N
MACLEAN POWER SYSTEMS | SDE-46F | Y | MACLEAN POWER SYSTEMS , SDE-46F |  |  | 10.94 | 2001-12-11 11:44 | Anjanece | 20 | 0 | N | N
MACLEAN POWER SYSTEMS | SDE-46F | Y | MACLEAN POWER SYSTEMS , SDE-46F |  |  | 11.22 | 2001-12-11 11:44 | Anjanece | 20 | 0 | N | N
MACLEAN POWER SYSTEMS | SDE-46F | Y | MACLEAN POWER SYSTEMS , SDE-46F |  |  | 11.34 | 2001-12-11 11:44 | Anjanece | 20 | 0 | N | N
MACLEAN POWER SYSTEMS | SDE-46F | Y | MACLEAN POWER SYSTEMS , SDE-46F |  |  | 11.35 | 2001-12-11 11:44 | Anjanece | 20 | 0 | N | N
MACLEAN POWER SYSTEMS | SDE-46F | Y | MACLEAN POWER SYSTEMS , SDE-46F |  |  | 11.47 | 2001-12-11 11:44 | Anjanece | 20 | 0 | N | N
MACLEAN POWER SYSTEMS | SDE-46F | Y | MACLEAN POWER SYSTEMS , SDE-46F |  |  | 11.58 | 2001-12-11 11:44 | Anjanece | 20 | 0 | N | N
MACLEAN POWER SYSTEMS | SDE-46F | Y | MACLEAN POWER SYSTEMS , SDE-46F |  |  | 11.67 | 2001-12-11 11:44 | Anjanece | 20 | 0 | N | N
MACLEAN POWER SYSTEMS | SDE-46F | Y | MACLEAN POWER SYSTEMS , SDE-46F |  |  | 11.68 | 2001-12-11 11:44 | Anjanece | 20 | 0 | N | N
MACLEAN POWER SYSTEMS | SDE-46F | Y | MACLEAN POWER SYSTEMS , SDE-46F |  |  | 11.71 | 2001-12-11 11:44 | Anjanece | 20 | 0 | N | N
MACLEAN POWER SYSTEMS | SDE-46F | Y | MACLEAN POWER SYSTEMS , SDE-46F |  |  | 11.81 | 2001-12-11 11:44 | Anjanece | 20 | 0 | N | N
MACLEAN POWER SYSTEMS | SDE-46F | Y | MACLEAN POWER SYSTEMS , SDE-46F |  |  | 11.89 | 2001-12-11 11:44 | Anjanece | 20 | 0 | N | N
MACLEAN POWER SYSTEMS | SDE-46F | Y | MACLEAN POWER SYSTEMS , SDE-46F |  |  | 11.94 | 2001-12-11 11:44 | Anjanece | 20 | 0 | N | N
MACLEAN POWER SYSTEMS | SDE-46F | Y | MACLEAN POWER SYSTEMS , SDE-46F |  |  | 12.01 | 2001-12-11 11:44 | Anjanece | 20 | 0 | N | N
MACLEAN POWER SYSTEMS | SDE-46F | Y | MACLEAN POWER SYSTEMS , SDE-46F |  |  | 12.03 | 2001-12-11 11:44 | Anjanece | 20 | 0 | N | N
MACLEAN POWER SYSTEMS | SDE-46F | Y | MACLEAN POWER SYSTEMS , SDE-46F |  |  | 12.04 | 2001-12-11 11:44 | Anjanece | 20 | 0 | N | N
MACLEAN POWER SYSTEMS | SDE-46F | Y | MACLEAN POWER SYSTEMS , SDE-46F |  |  | 12.98 | 2001-12-11 11:44 | Anjanece | 20 | 0 | N | N
MACLEAN POWER SYSTEMS | SDE-46F | Y | MACLEAN POWER SYSTEMS , SDE-46F |  |  | 13.02 | 2001-12-11 11:44 | Anjanece | 20 | 0 | N | N
MACLEAN POWER SYSTEMS | SDE-46F | Y | MACLEAN POWER SYSTEMS , SDE-46F |  |  | 13.98 | 2001-12-11 11:44 | Anjanece | 20 | 0 | N | N
MACLEAN POWER SYSTEMS | SDE-46F | Y | MACLEAN POWER SYSTEMS , SDE-46F |  |  | 14.02 | 2001-12-11 11:44 | Anjanece | 20 | 0 | N | N
MACLEAN POWER SYSTEMS | SDE-46F | Y | MACLEAN POWER SYSTEMS , SDE-46F |  |  | 14.15 | 2001-12-11 11:44 | Anjanece | 20 | 0 | N | N
MACLEAN POWER SYSTEMS | SDE-46F | Y | MACLEAN POWER SYSTEMS , SDE-46F |  |  | 14.36 | 2001-12-11 11:44 | Anjanece | 20 | 0 | N | N
MACLEAN POWER SYSTEMS | SDE-46F | Y | MACLEAN POWER SYSTEMS , SDE-46F |  | Storm Stores | 0 | 2018-04-16 10:13 | Anjanece |  | 0 | N | N
MACLEAN POWER SYSTEMS | SDE-46F | Y | MACLEAN POWER SYSTEMS , SDE-46F |  |  | 10.94 | 2018-04-16 10:13 | Anjanece |  | 0 | N | N
MACLEAN POWER SYSTEMS | SDE-46F | Y | MACLEAN POWER SYSTEMS , SDE-46F |  |  | 14.02 | 2018-04-16 10:13 | Anjanece |  | 0 | N | N
MACLEAN POWER SYSTEMS | SDE-46F | Y | MACLEAN POWER SYSTEMS , SDE-46F |  |  | 14.05 | 2018-04-16 10:13 | Anjanece |  | 0 | N | N
MACLEAN POWER SYSTEMS | SDE-46F | Y | MACLEAN POWER SYSTEMS , SDE-46F |  |  | 14.25 | 2018-04-16 10:13 | Anjanece |  | 0 | N | N
MACLEAN POWER SYSTEMS | SDE-46F | Y | MACLEAN POWER SYSTEMS , SDE-46F |  |  | 14.28 | 2018-04-16 10:13 | Anjanece |  | 0 | N | N
MACLEAN POWER SYSTEMS | SDE-46F | Y | MACLEAN POWER SYSTEMS , SDE-46F |  |  | 14.45 | 2018-04-16 10:13 | Anjanece |  | 0 | N | N
MACLEAN POWER SYSTEMS | SDE-46F | Y | MACLEAN POWER SYSTEMS , SDE-46F |  |  | 14.66 | 2018-04-16 10:13 | Anjanece |  | 0 | N | N
MACLEAN POWER SYSTEMS | SDE-46F | Y | MACLEAN POWER SYSTEMS , SDE-46F |  |  | 14.73 | 2018-04-16 10:13 | Anjanece |  | 0 | N | N
MACLEAN POWER SYSTEMS | SDE-46F | Y | MACLEAN POWER SYSTEMS , SDE-46F |  |  | 15.25 | 2018-04-16 10:13 | Anjanece |  | 0 | N | N
PLP | SDF-52-N | Y | PLP , SDF-52-N | JEA OVERHEAD DISTRIBUTION | CSC Stores | 9.48 | 2001-12-11 11:44 | Anjanece | 20 | 0 | N | N
PLP | SDF-52-N | Y | PLP , SDF-52-N |  |  | 9.49 | 2001-12-11 11:44 | Anjanece | 20 | 0 | N | N
PLP | SDF-52-N | Y | PLP , SDF-52-N |  |  | 9.63 | 2001-12-11 11:44 | Anjanece | 20 | 0 | N | N
PLP | SDF-52-N | Y | PLP , SDF-52-N |  |  | 9.7 | 2001-12-11 11:44 | Anjanece | 20 | 0 | N | N
PLP | SDF-52-N | Y | PLP , SDF-52-N |  |  | 9.71 | 2001-12-11 11:44 | Anjanece | 20 | 0 | N | N
PLP | SDF-52-N | Y | PLP , SDF-52-N |  |  | 9.87 | 2001-12-11 11:44 | Anjanece | 20 | 0 | N | N
PLP | SDF-52-N | Y | PLP , SDF-52-N |  |  | 10.01 | 2001-12-11 11:44 | Anjanece | 20 | 0 | N | N
PLP | SDF-52-N | Y | PLP , SDF-52-N |  |  | 10.02 | 2001-12-11 11:44 | Anjanece | 20 | 0 | N | N
PLP | SDF-52-N | Y | PLP , SDF-52-N |  |  | 10.1 | 2001-12-11 11:44 | Anjanece | 20 | 0 | N | N
PLP | SDF-52-N | Y | PLP , SDF-52-N |  |  | 10.13 | 2001-12-11 11:44 | Anjanece | 20 | 0 | N | N
PLP | SDF-52-N | Y | PLP , SDF-52-N |  |  | 10.17 | 2001-12-11 11:44 | Anjanece | 20 | 0 | N | N
PLP | SDF-52-N | Y | PLP , SDF-52-N |  |  | 10.31 | 2001-12-11 11:44 | Anjanece | 20 | 0 | N | N
PLP | SDF-52-N | Y | PLP , SDF-52-N |  |  | 10.41 | 2001-12-11 11:44 | Anjanece | 20 | 0 | N | N
PLP | SDF-52-N | Y | PLP , SDF-52-N |  |  | 10.56 | 2001-12-11 11:44 | Anjanece | 20 | 0 | N | N
PLP | SDF-52-N | Y | PLP , SDF-52-N |  |  | 10.71 | 2001-12-11 11:44 | Anjanece | 20 | 0 | N | N
PLP | SDF-52-N | Y | PLP , SDF-52-N |  |  | 10.94 | 2001-12-11 11:44 | Anjanece | 20 | 0 | N | N
PLP | SDF-52-N | Y | PLP , SDF-52-N |  |  | 11.22 | 2001-12-11 11:44 | Anjanece | 20 | 0 | N | N
PLP | SDF-52-N | Y | PLP , SDF-52-N |  |  | 11.34 | 2001-12-11 11:44 | Anjanece | 20 | 0 | N | N
PLP | SDF-52-N | Y | PLP , SDF-52-N |  |  | 11.35 | 2001-12-11 11:44 | Anjanece | 20 | 0 | N | N
PLP | SDF-52-N | Y | PLP , SDF-52-N |  |  | 11.47 | 2001-12-11 11:44 | Anjanece | 20 | 0 | N | N
PLP | SDF-52-N | Y | PLP , SDF-52-N |  |  | 11.58 | 2001-12-11 11:44 | Anjanece | 20 | 0 | N | N
PLP | SDF-52-N | Y | PLP , SDF-52-N |  |  | 11.67 | 2001-12-11 11:44 | Anjanece | 20 | 0 | N | N
PLP | SDF-52-N | Y | PLP , SDF-52-N |  |  | 11.68 | 2001-12-11 11:44 | Anjanece | 20 | 0 | N | N
PLP | SDF-52-N | Y | PLP , SDF-52-N |  |  | 11.71 | 2001-12-11 11:44 | Anjanece | 20 | 0 | N | N
PLP | SDF-52-N | Y | PLP , SDF-52-N |  |  | 11.81 | 2001-12-11 11:44 | Anjanece | 20 | 0 | N | N
PLP | SDF-52-N | Y | PLP , SDF-52-N |  |  | 11.89 | 2001-12-11 11:44 | Anjanece | 20 | 0 | N | N
PLP | SDF-52-N | Y | PLP , SDF-52-N |  |  | 11.94 | 2001-12-11 11:44 | Anjanece | 20 | 0 | N | N
PLP | SDF-52-N | Y | PLP , SDF-52-N |  |  | 12.01 | 2001-12-11 11:44 | Anjanece | 20 | 0 | N | N
PLP | SDF-52-N | Y | PLP , SDF-52-N |  |  | 12.03 | 2001-12-11 11:44 | Anjanece | 20 | 0 | N | N
PLP | SDF-52-N | Y | PLP , SDF-52-N |  |  | 12.04 | 2001-12-11 11:44 | Anjanece | 20 | 0 | N | N
PLP | SDF-52-N | Y | PLP , SDF-52-N |  |  | 12.98 | 2001-12-11 11:44 | Anjanece | 20 | 0 | N | N
PLP | SDF-52-N | Y | PLP , SDF-52-N |  |  | 13.02 | 2001-12-11 11:44 | Anjanece | 20 | 0 | N | N
PLP | SDF-52-N | Y | PLP , SDF-52-N |  |  | 13.98 | 2001-12-11 11:44 | Anjanece | 20 | 0 | N | N
PLP | SDF-52-N | Y | PLP , SDF-52-N |  |  | 14.02 | 2001-12-11 11:44 | Anjanece | 20 | 0 | N | N
PLP | SDF-52-N | Y | PLP , SDF-52-N |  |  | 14.15 | 2001-12-11 11:44 | Anjanece | 20 | 0 | N | N
PLP | SDF-52-N | Y | PLP , SDF-52-N |  |  | 14.36 | 2001-12-11 11:44 | Anjanece | 20 | 0 | N | N
PLP | SDF-52-N | Y | PLP , SDF-52-N |  | Storm Stores | 0 | 2018-04-16 10:13 | Anjanece |  | 0 | N | N
PLP | SDF-52-N | Y | PLP , SDF-52-N |  |  | 10.94 | 2018-04-16 10:13 | Anjanece |  | 0 | N | N
PLP | SDF-52-N | Y | PLP , SDF-52-N |  |  | 14.02 | 2018-04-16 10:13 | Anjanece |  | 0 | N | N
PLP | SDF-52-N | Y | PLP , SDF-52-N |  |  | 14.05 | 2018-04-16 10:13 | Anjanece |  | 0 | N | N
PLP | SDF-52-N | Y | PLP , SDF-52-N |  |  | 14.25 | 2018-04-16 10:13 | Anjanece |  | 0 | N | N
PLP | SDF-52-N | Y | PLP , SDF-52-N |  |  | 14.28 | 2018-04-16 10:13 | Anjanece |  | 0 | N | N
PLP | SDF-52-N | Y | PLP , SDF-52-N |  |  | 14.45 | 2018-04-16 10:13 | Anjanece |  | 0 | N | N
PLP | SDF-52-N | Y | PLP , SDF-52-N |  |  | 14.66 | 2018-04-16 10:13 | Anjanece |  | 0 | N | N
PLP | SDF-52-N | Y | PLP , SDF-52-N |  |  | 14.73 | 2018-04-16 10:13 | Anjanece |  | 0 | N | N
PLP | SDF-52-N | Y | PLP , SDF-52-N |  |  | 15.25 | 2018-04-16 10:13 | Anjanece |  | 0 | N | N
ANDERSON | MDE-60-N | Y | ANDERSON , MDE-60-N | JEA OVERHEAD DISTRIBUTION | CSC Stores | 12.36 | 2001-12-11 11:44 | Anjanece | 10 | 0 | N | N
ANDERSON | MDE-60-N | Y | ANDERSON , MDE-60-N |  |  | 12.41 | 2001-12-11 11:44 | Anjanece | 10 | 0 | N | N
ANDERSON | MDE-60-N | Y | ANDERSON , MDE-60-N |  |  | 12.61 | 2001-12-11 11:44 | Anjanece | 10 | 0 | N | N
ANDERSON | MDE-60-N | Y | ANDERSON , MDE-60-N |  |  | 12.69 | 2001-12-11 11:44 | Anjanece | 10 | 0 | N | N
ANDERSON | MDE-60-N | Y | ANDERSON , MDE-60-N |  |  | 12.76 | 2001-12-11 11:44 | Anjanece | 10 | 0 | N | N
ANDERSON | MDE-60-N | Y | ANDERSON , MDE-60-N |  |  | 13.92 | 2001-12-11 11:44 | Anjanece | 10 | 0 | N | N
ANDERSON | MDE-60-N | Y | ANDERSON , MDE-60-N |  |  | 16.41 | 2001-12-11 11:44 | Anjanece | 10 | 0 | N | N
ANDERSON | MDE-60-N | Y | ANDERSON , MDE-60-N |  |  | 18.83 | 2001-12-11 11:44 | Anjanece | 10 | 0 | N | N
ANDERSON | MDE-60-N | Y | ANDERSON , MDE-60-N |  |  | 19.04 | 2001-12-11 11:44 | Anjanece | 10 | 0 | N | N
ANDERSON | MDE-60-N | Y | ANDERSON , MDE-60-N |  |  | 20.43 | 2001-12-11 11:44 | Anjanece | 10 | 0 | N | N
ANDERSON | MDE-60-N | Y | ANDERSON , MDE-60-N |  |  | 23.62 | 2001-12-11 11:44 | Anjanece | 10 | 0 | N | N
ANDERSON | MDE-60-N | Y | ANDERSON , MDE-60-N |  |  | 23.75 | 2001-12-11 11:44 | Anjanece | 10 | 0 | N | N
BARRON BETHEA | SDF-10N | Y | BARRON BETHEA , SDF-10N | JEA OVERHEAD DISTRIBUTION | CSC Stores | 12.36 | 2001-12-11 11:44 | Anjanece | 10 | 0 | N | N
BARRON BETHEA | SDF-10N | Y | BARRON BETHEA , SDF-10N |  |  | 12.41 | 2001-12-11 11:44 | Anjanece | 10 | 0 | N | N
BARRON BETHEA | SDF-10N | Y | BARRON BETHEA , SDF-10N |  |  | 12.61 | 2001-12-11 11:44 | Anjanece | 10 | 0 | N | N
BARRON BETHEA | SDF-10N | Y | BARRON BETHEA , SDF-10N |  |  | 12.69 | 2001-12-11 11:44 | Anjanece | 10 | 0 | N | N
BARRON BETHEA | SDF-10N | Y | BARRON BETHEA , SDF-10N |  |  | 12.76 | 2001-12-11 11:44 | Anjanece | 10 | 0 | N | N
BARRON BETHEA | SDF-10N | Y | BARRON BETHEA , SDF-10N |  |  | 13.92 | 2001-12-11 11:44 | Anjanece | 10 | 0 | N | N
BARRON BETHEA | SDF-10N | Y | BARRON BETHEA , SDF-10N |  |  | 16.41 | 2001-12-11 11:44 | Anjanece | 10 | 0 | N | N
BARRON BETHEA | SDF-10N | Y | BARRON BETHEA , SDF-10N |  |  | 18.83 | 2001-12-11 11:44 | Anjanece | 10 | 0 | N | N
BARRON BETHEA | SDF-10N | Y | BARRON BETHEA , SDF-10N |  |  | 19.04 | 2001-12-11 11:44 | Anjanece | 10 | 0 | N | N
BARRON BETHEA | SDF-10N | Y | BARRON BETHEA , SDF-10N |  |  | 20.43 | 2001-12-11 11:44 | Anjanece | 10 | 0 | N | N
BARRON BETHEA | SDF-10N | Y | BARRON BETHEA , SDF-10N |  |  | 23.62 | 2001-12-11 11:44 | Anjanece | 10 | 0 | N | N
BARRON BETHEA | SDF-10N | Y | BARRON BETHEA , SDF-10N |  |  | 23.75 | 2001-12-11 11:44 | Anjanece | 10 | 0 | N | N
CONTINENTAL ELECTRIC | SDE-73F | Y | CONTINENTAL ELECTRIC , SDE-73F | JEA OVERHEAD DISTRIBUTION | CSC Stores | 12.36 | 2001-12-11 11:44 | Anjanece | 10 | 0 | N | N
CONTINENTAL ELECTRIC | SDE-73F | Y | CONTINENTAL ELECTRIC , SDE-73F |  |  | 12.41 | 2001-12-11 11:44 | Anjanece | 10 | 0 | N | N
CONTINENTAL ELECTRIC | SDE-73F | Y | CONTINENTAL ELECTRIC , SDE-73F |  |  | 12.61 | 2001-12-11 11:44 | Anjanece | 10 | 0 | N | N
CONTINENTAL ELECTRIC | SDE-73F | Y | CONTINENTAL ELECTRIC , SDE-73F |  |  | 12.69 | 2001-12-11 11:44 | Anjanece | 10 | 0 | N | N
CONTINENTAL ELECTRIC | SDE-73F | Y | CONTINENTAL ELECTRIC , SDE-73F |  |  | 12.76 | 2001-12-11 11:44 | Anjanece | 10 | 0 | N | N
CONTINENTAL ELECTRIC | SDE-73F | Y | CONTINENTAL ELECTRIC , SDE-73F |  |  | 13.92 | 2001-12-11 11:44 | Anjanece | 10 | 0 | N | N
CONTINENTAL ELECTRIC | SDE-73F | Y | CONTINENTAL ELECTRIC , SDE-73F |  |  | 16.41 | 2001-12-11 11:44 | Anjanece | 10 | 0 | N | N
CONTINENTAL ELECTRIC | SDE-73F | Y | CONTINENTAL ELECTRIC , SDE-73F |  |  | 18.83 | 2001-12-11 11:44 | Anjanece | 10 | 0 | N | N
CONTINENTAL ELECTRIC | SDE-73F | Y | CONTINENTAL ELECTRIC , SDE-73F |  |  | 19.04 | 2001-12-11 11:44 | Anjanece | 10 | 0 | N | N
CONTINENTAL ELECTRIC | SDE-73F | Y | CONTINENTAL ELECTRIC , SDE-73F |  |  | 20.43 | 2001-12-11 11:44 | Anjanece | 10 | 0 | N | N
CONTINENTAL ELECTRIC | SDE-73F | Y | CONTINENTAL ELECTRIC , SDE-73F |  |  | 23.62 | 2001-12-11 11:44 | Anjanece | 10 | 0 | N | N
CONTINENTAL ELECTRIC | SDE-73F | Y | CONTINENTAL ELECTRIC , SDE-73F |  |  | 23.75 | 2001-12-11 11:44 | Anjanece | 10 | 0 | N | N
PLP | SDF-63-N | Y | PLP , SDF-63-N | JEA OVERHEAD DISTRIBUTION | CSC Stores | 12.36 | 2001-12-11 11:44 | Anjanece | 10 | 0 | N | N
PLP | SDF-63-N | Y | PLP , SDF-63-N |  |  | 12.41 | 2001-12-11 11:44 | Anjanece | 10 | 0 | N | N
PLP | SDF-63-N | Y | PLP , SDF-63-N |  |  | 12.61 | 2001-12-11 11:44 | Anjanece | 10 | 0 | N | N
PLP | SDF-63-N | Y | PLP , SDF-63-N |  |  | 12.69 | 2001-12-11 11:44 | Anjanece | 10 | 0 | N | N
PLP | SDF-63-N | Y | PLP , SDF-63-N |  |  | 12.76 | 2001-12-11 11:44 | Anjanece | 10 | 0 | N | N
PLP | SDF-63-N | Y | PLP , SDF-63-N |  |  | 13.92 | 2001-12-11 11:44 | Anjanece | 10 | 0 | N | N
PLP | SDF-63-N | Y | PLP , SDF-63-N |  |  | 16.41 | 2001-12-11 11:44 | Anjanece | 10 | 0 | N | N
PLP | SDF-63-N | Y | PLP , SDF-63-N |  |  | 18.83 | 2001-12-11 11:44 | Anjanece | 10 | 0 | N | N
PLP | SDF-63-N | Y | PLP , SDF-63-N |  |  | 19.04 | 2001-12-11 11:44 | Anjanece | 10 | 0 | N | N
PLP | SDF-63-N | Y | PLP , SDF-63-N |  |  | 20.43 | 2001-12-11 11:44 | Anjanece | 10 | 0 | N | N
PLP | SDF-63-N | Y | PLP , SDF-63-N |  |  | 23.62 | 2001-12-11 11:44 | Anjanece | 10 | 0 | N | N
PLP | SDF-63-N | Y | PLP , SDF-63-N |  |  | 23.75 | 2001-12-11 11:44 | Anjanece | 10 | 0 | N | N
RELIABLE POWER PRODUCTS | DEF-37-N | Y | RELIABLE POWER PRODUCTS , DEF-37-N | JEA OVERHEAD DISTRIBUTION | CSC Stores | 12.36 | 2001-12-11 11:44 | Anjanece | 10 | 0 | N | N
RELIABLE POWER PRODUCTS | DEF-37-N | Y | RELIABLE POWER PRODUCTS , DEF-37-N |  |  | 12.41 | 2001-12-11 11:44 | Anjanece | 10 | 0 | N | N
RELIABLE POWER PRODUCTS | DEF-37-N | Y | RELIABLE POWER PRODUCTS , DEF-37-N |  |  | 12.61 | 2001-12-11 11:44 | Anjanece | 10 | 0 | N | N
RELIABLE POWER PRODUCTS | DEF-37-N | Y | RELIABLE POWER PRODUCTS , DEF-37-N |  |  | 12.69 | 2001-12-11 11:44 | Anjanece | 10 | 0 | N | N
RELIABLE POWER PRODUCTS | DEF-37-N | Y | RELIABLE POWER PRODUCTS , DEF-37-N |  |  | 12.76 | 2001-12-11 11:44 | Anjanece | 10 | 0 | N | N
RELIABLE POWER PRODUCTS | DEF-37-N | Y | RELIABLE POWER PRODUCTS , DEF-37-N |  |  | 13.92 | 2001-12-11 11:44 | Anjanece | 10 | 0 | N | N
RELIABLE POWER PRODUCTS | DEF-37-N | Y | RELIABLE POWER PRODUCTS , DEF-37-N |  |  | 16.41 | 2001-12-11 11:44 | Anjanece | 10 | 0 | N | N
RELIABLE POWER PRODUCTS | DEF-37-N | Y | RELIABLE POWER PRODUCTS , DEF-37-N |  |  | 18.83 | 2001-12-11 11:44 | Anjanece | 10 | 0 | N | N
RELIABLE POWER PRODUCTS | DEF-37-N | Y | RELIABLE POWER PRODUCTS , DEF-37-N |  |  | 19.04 | 2001-12-11 11:44 | Anjanece | 10 | 0 | N | N
RELIABLE POWER PRODUCTS | DEF-37-N | Y | RELIABLE POWER PRODUCTS , DEF-37-N |  |  | 20.43 | 2001-12-11 11:44 | Anjanece | 10 | 0 | N | N
RELIABLE POWER PRODUCTS | DEF-37-N | Y | RELIABLE POWER PRODUCTS , DEF-37-N |  |  | 23.62 | 2001-12-11 11:44 | Anjanece | 10 | 0 | N | N
RELIABLE POWER PRODUCTS | DEF-37-N | Y | RELIABLE POWER PRODUCTS , DEF-37-N |  |  | 23.75 | 2001-12-11 11:44 | Anjanece | 10 | 0 | N | N
ANDERSON | 87672-2000 | Y | ANDERSON , 87672-2000 | JEA OVERHEAD DISTRIBUTION | CSC Stores | 10.54 | 2001-12-11 11:45 | Anjanece | 10 | 0 | N | N
ANDERSON | 87672-2000 | Y | ANDERSON , 87672-2000 |  |  | 20.12 | 2001-12-11 11:45 | Anjanece | 10 | 0 | N | N
ANDERSON | 87672-2000 | Y | ANDERSON , 87672-2000 |  |  | 21 | 2001-12-11 11:45 | Anjanece | 10 | 0 | N | N
ANDERSON | 87672-2000 | Y | ANDERSON , 87672-2000 |  |  | 21.46 | 2001-12-11 11:45 | Anjanece | 10 | 0 | N | N
ANDERSON | 87672-2000 | Y | ANDERSON , 87672-2000 |  |  | 26.59 | 2001-12-11 11:45 | Anjanece | 10 | 0 | N | N
ANDERSON | 87672-2000 | Y | ANDERSON , 87672-2000 |  |  | 39.71 | 2001-12-11 11:45 | Anjanece | 10 | 0 | N | N
ANDERSON | 87672-2000 | Y | ANDERSON , 87672-2000 |  |  | 41.33 | 2001-12-11 11:45 | Anjanece | 10 | 0 | N | N
ANDERSON | 87672-2000 | Y | ANDERSON , 87672-2000 |  |  | 45.68 | 2001-12-11 11:45 | Anjanece | 10 | 0 | N | N
ANDERSON | 87672-2000 | Y | ANDERSON , 87672-2000 |  |  | 48.58 | 2001-12-11 11:45 | Anjanece | 10 | 0 | N | N
ANDERSON | 87672-2000 | Y | ANDERSON , 87672-2000 |  |  | 49.86 | 2001-12-11 11:45 | Anjanece | 10 | 0 | N | N
ANDERSON | 87672-2000 | Y | ANDERSON , 87672-2000 |  |  | 49.91 | 2001-12-11 11:45 | Anjanece | 10 | 0 | N | N
BARRON BETHEA | SDF-20N | Y | BARRON BETHEA , SDF-20N | JEA OVERHEAD DISTRIBUTION | CSC Stores | 10.54 | 2001-12-11 11:45 | Anjanece | 10 | 0 | N | N
BARRON BETHEA | SDF-20N | Y | BARRON BETHEA , SDF-20N |  |  | 20.12 | 2001-12-11 11:45 | Anjanece | 10 | 0 | N | N
BARRON BETHEA | SDF-20N | Y | BARRON BETHEA , SDF-20N |  |  | 21 | 2001-12-11 11:45 | Anjanece | 10 | 0 | N | N
BARRON BETHEA | SDF-20N | Y | BARRON BETHEA , SDF-20N |  |  | 21.46 | 2001-12-11 11:45 | Anjanece | 10 | 0 | N | N
BARRON BETHEA | SDF-20N | Y | BARRON BETHEA , SDF-20N |  |  | 26.59 | 2001-12-11 11:45 | Anjanece | 10 | 0 | N | N
BARRON BETHEA | SDF-20N | Y | BARRON BETHEA , SDF-20N |  |  | 39.71 | 2001-12-11 11:45 | Anjanece | 10 | 0 | N | N
BARRON BETHEA | SDF-20N | Y | BARRON BETHEA , SDF-20N |  |  | 41.33 | 2001-12-11 11:45 | Anjanece | 10 | 0 | N | N
BARRON BETHEA | SDF-20N | Y | BARRON BETHEA , SDF-20N |  |  | 45.68 | 2001-12-11 11:45 | Anjanece | 10 | 0 | N | N
BARRON BETHEA | SDF-20N | Y | BARRON BETHEA , SDF-20N |  |  | 48.58 | 2001-12-11 11:45 | Anjanece | 10 | 0 | N | N
BARRON BETHEA | SDF-20N | Y | BARRON BETHEA , SDF-20N |  |  | 49.86 | 2001-12-11 11:45 | Anjanece | 10 | 0 | N | N
BARRON BETHEA | SDF-20N | Y | BARRON BETHEA , SDF-20N |  |  | 49.91 | 2001-12-11 11:45 | Anjanece | 10 | 0 | N | N
CONTINENTAL ELECTRIC | SDE-88F | Y | CONTINENTAL ELECTRIC , SDE-88F | JEA OVERHEAD DISTRIBUTION | CSC Stores | 10.54 | 2001-12-11 11:45 | Anjanece | 10 | 0 | N | N
CONTINENTAL ELECTRIC | SDE-88F | Y | CONTINENTAL ELECTRIC , SDE-88F |  |  | 20.12 | 2001-12-11 11:45 | Anjanece | 10 | 0 | N | N
CONTINENTAL ELECTRIC | SDE-88F | Y | CONTINENTAL ELECTRIC , SDE-88F |  |  | 21 | 2001-12-11 11:45 | Anjanece | 10 | 0 | N | N
CONTINENTAL ELECTRIC | SDE-88F | Y | CONTINENTAL ELECTRIC , SDE-88F |  |  | 21.46 | 2001-12-11 11:45 | Anjanece | 10 | 0 | N | N
CONTINENTAL ELECTRIC | SDE-88F | Y | CONTINENTAL ELECTRIC , SDE-88F |  |  | 26.59 | 2001-12-11 11:45 | Anjanece | 10 | 0 | N | N
CONTINENTAL ELECTRIC | SDE-88F | Y | CONTINENTAL ELECTRIC , SDE-88F |  |  | 39.71 | 2001-12-11 11:45 | Anjanece | 10 | 0 | N | N
CONTINENTAL ELECTRIC | SDE-88F | Y | CONTINENTAL ELECTRIC , SDE-88F |  |  | 41.33 | 2001-12-11 11:45 | Anjanece | 10 | 0 | N | N
CONTINENTAL ELECTRIC | SDE-88F | Y | CONTINENTAL ELECTRIC , SDE-88F |  |  | 45.68 | 2001-12-11 11:45 | Anjanece | 10 | 0 | N | N
CONTINENTAL ELECTRIC | SDE-88F | Y | CONTINENTAL ELECTRIC , SDE-88F |  |  | 48.58 | 2001-12-11 11:45 | Anjanece | 10 | 0 | N | N
CONTINENTAL ELECTRIC | SDE-88F | Y | CONTINENTAL ELECTRIC , SDE-88F |  |  | 49.86 | 2001-12-11 11:45 | Anjanece | 10 | 0 | N | N
CONTINENTAL ELECTRIC | SDE-88F | Y | CONTINENTAL ELECTRIC , SDE-88F |  |  | 49.91 | 2001-12-11 11:45 | Anjanece | 10 | 0 | N | N
MACLEAN POWER SYSTEMS | SDE-93F | Y | MACLEAN POWER SYSTEMS , SDE-93F | JEA OVERHEAD DISTRIBUTION | CSC Stores | 10.54 | 2001-12-11 11:45 | Anjanece | 10 | 0 | N | N
MACLEAN POWER SYSTEMS | SDE-93F | Y | MACLEAN POWER SYSTEMS , SDE-93F |  |  | 20.12 | 2001-12-11 11:45 | Anjanece | 10 | 0 | N | N
MACLEAN POWER SYSTEMS | SDE-93F | Y | MACLEAN POWER SYSTEMS , SDE-93F |  |  | 21 | 2001-12-11 11:45 | Anjanece | 10 | 0 | N | N
MACLEAN POWER SYSTEMS | SDE-93F | Y | MACLEAN POWER SYSTEMS , SDE-93F |  |  | 21.46 | 2001-12-11 11:45 | Anjanece | 10 | 0 | N | N
MACLEAN POWER SYSTEMS | SDE-93F | Y | MACLEAN POWER SYSTEMS , SDE-93F |  |  | 26.59 | 2001-12-11 11:45 | Anjanece | 10 | 0 | N | N
MACLEAN POWER SYSTEMS | SDE-93F | Y | MACLEAN POWER SYSTEMS , SDE-93F |  |  | 39.71 | 2001-12-11 11:45 | Anjanece | 10 | 0 | N | N
MACLEAN POWER SYSTEMS | SDE-93F | Y | MACLEAN POWER SYSTEMS , SDE-93F |  |  | 41.33 | 2001-12-11 11:45 | Anjanece | 10 | 0 | N | N
MACLEAN POWER SYSTEMS | SDE-93F | Y | MACLEAN POWER SYSTEMS , SDE-93F |  |  | 45.68 | 2001-12-11 11:45 | Anjanece | 10 | 0 | N | N
MACLEAN POWER SYSTEMS | SDE-93F | Y | MACLEAN POWER SYSTEMS , SDE-93F |  |  | 48.58 | 2001-12-11 11:45 | Anjanece | 10 | 0 | N | N
MACLEAN POWER SYSTEMS | SDE-93F | Y | MACLEAN POWER SYSTEMS , SDE-93F |  |  | 49.86 | 2001-12-11 11:45 | Anjanece | 10 | 0 | N | N
MACLEAN POWER SYSTEMS | SDE-93F | Y | MACLEAN POWER SYSTEMS , SDE-93F |  |  | 49.91 | 2001-12-11 11:45 | Anjanece | 10 | 0 | N | N
OHIO BRASS | 91572 | Y | OHIO BRASS , 91572 | JEA OVERHEAD DISTRIBUTION | CSC Stores | 10.54 | 2001-12-11 11:45 | Anjanece | 10 | 0 | N | N
OHIO BRASS | 91572 | Y | OHIO BRASS , 91572 |  |  | 20.12 | 2001-12-11 11:45 | Anjanece | 10 | 0 | N | N
OHIO BRASS | 91572 | Y | OHIO BRASS , 91572 |  |  | 21 | 2001-12-11 11:45 | Anjanece | 10 | 0 | N | N
OHIO BRASS | 91572 | Y | OHIO BRASS , 91572 |  |  | 21.46 | 2001-12-11 11:45 | Anjanece | 10 | 0 | N | N
OHIO BRASS | 91572 | Y | OHIO BRASS , 91572 |  |  | 26.59 | 2001-12-11 11:45 | Anjanece | 10 | 0 | N | N
OHIO BRASS | 91572 | Y | OHIO BRASS , 91572 |  |  | 39.71 | 2001-12-11 11:45 | Anjanece | 10 | 0 | N | N
OHIO BRASS | 91572 | Y | OHIO BRASS , 91572 |  |  | 41.33 | 2001-12-11 11:45 | Anjanece | 10 | 0 | N | N
OHIO BRASS | 91572 | Y | OHIO BRASS , 91572 |  |  | 45.68 | 2001-12-11 11:45 | Anjanece | 10 | 0 | N | N
OHIO BRASS | 91572 | Y | OHIO BRASS , 91572 |  |  | 48.58 | 2001-12-11 11:45 | Anjanece | 10 | 0 | N | N
OHIO BRASS | 91572 | Y | OHIO BRASS , 91572 |  |  | 49.86 | 2001-12-11 11:45 | Anjanece | 10 | 0 | N | N
OHIO BRASS | 91572 | Y | OHIO BRASS , 91572 |  |  | 49.91 | 2001-12-11 11:45 | Anjanece | 10 | 0 | N | N
RELIABLE POWER PRODUCTS | DEF-45-N | Y | RELIABLE POWER PRODUCTS , DEF-45-N | JEA OVERHEAD DISTRIBUTION | CSC Stores | 10.54 | 2001-12-11 11:45 | Anjanece | 10 | 0 | N | N
RELIABLE POWER PRODUCTS | DEF-45-N | Y | RELIABLE POWER PRODUCTS , DEF-45-N |  |  | 20.12 | 2001-12-11 11:45 | Anjanece | 10 | 0 | N | N
RELIABLE POWER PRODUCTS | DEF-45-N | Y | RELIABLE POWER PRODUCTS , DEF-45-N |  |  | 21 | 2001-12-11 11:45 | Anjanece | 10 | 0 | N | N
RELIABLE POWER PRODUCTS | DEF-45-N | Y | RELIABLE POWER PRODUCTS , DEF-45-N |  |  | 21.46 | 2001-12-11 11:45 | Anjanece | 10 | 0 | N | N
RELIABLE POWER PRODUCTS | DEF-45-N | Y | RELIABLE POWER PRODUCTS , DEF-45-N |  |  | 26.59 | 2001-12-11 11:45 | Anjanece | 10 | 0 | N | N
RELIABLE POWER PRODUCTS | DEF-45-N | Y | RELIABLE POWER PRODUCTS , DEF-45-N |  |  | 39.71 | 2001-12-11 11:45 | Anjanece | 10 | 0 | N | N
RELIABLE POWER PRODUCTS | DEF-45-N | Y | RELIABLE POWER PRODUCTS , DEF-45-N |  |  | 41.33 | 2001-12-11 11:45 | Anjanece | 10 | 0 | N | N
RELIABLE POWER PRODUCTS | DEF-45-N | Y | RELIABLE POWER PRODUCTS , DEF-45-N |  |  | 45.68 | 2001-12-11 11:45 | Anjanece | 10 | 0 | N | N
RELIABLE POWER PRODUCTS | DEF-45-N | Y | RELIABLE POWER PRODUCTS , DEF-45-N |  |  | 48.58 | 2001-12-11 11:45 | Anjanece | 10 | 0 | N | N
RELIABLE POWER PRODUCTS | DEF-45-N | Y | RELIABLE POWER PRODUCTS , DEF-45-N |  |  | 49.86 | 2001-12-11 11:45 | Anjanece | 10 | 0 | N | N
RELIABLE POWER PRODUCTS | DEF-45-N | Y | RELIABLE POWER PRODUCTS , DEF-45-N |  |  | 49.91 | 2001-12-11 11:45 | Anjanece | 10 | 0 | N | N
ANDERSON | ADEZ-47-N | Y | ANDERSON , ADEZ-47-N | JEA OVERHEAD DISTRIBUTION | CSC Stores | 5.64 | 2001-12-11 11:45 | Anjanece | 25 | 0 | N | N
ANDERSON | ADEZ-47-N | Y | ANDERSON , ADEZ-47-N |  |  | 5.65 | 2001-12-11 11:45 | Anjanece | 25 | 0 | N | N
ANDERSON | ADEZ-47-N | Y | ANDERSON , ADEZ-47-N |  |  | 5.66 | 2001-12-11 11:45 | Anjanece | 25 | 0 | N | N
ANDERSON | ADEZ-47-N | Y | ANDERSON , ADEZ-47-N |  |  | 5.68 | 2001-12-11 11:45 | Anjanece | 25 | 0 | N | N
ANDERSON | ADEZ-47-N | Y | ANDERSON , ADEZ-47-N |  |  | 5.69 | 2001-12-11 11:45 | Anjanece | 25 | 0 | N | N
ANDERSON | ADEZ-47-N | Y | ANDERSON , ADEZ-47-N |  |  | 5.7 | 2001-12-11 11:45 | Anjanece | 25 | 0 | N | N
ANDERSON | ADEZ-47-N | Y | ANDERSON , ADEZ-47-N |  |  | 5.71 | 2001-12-11 11:45 | Anjanece | 25 | 0 | N | N
ANDERSON | ADEZ-47-N | Y | ANDERSON , ADEZ-47-N |  |  | 5.75 | 2001-12-11 11:45 | Anjanece | 25 | 0 | N | N
ANDERSON | ADEZ-47-N | Y | ANDERSON , ADEZ-47-N |  |  | 5.76 | 2001-12-11 11:45 | Anjanece | 25 | 0 | N | N
ANDERSON | ADEZ-47-N | Y | ANDERSON , ADEZ-47-N |  |  | 5.78 | 2001-12-11 11:45 | Anjanece | 25 | 0 | N | N
ANDERSON | ADEZ-47-N | Y | ANDERSON , ADEZ-47-N |  |  | 5.79 | 2001-12-11 11:45 | Anjanece | 25 | 0 | N | N
ANDERSON | ADEZ-47-N | Y | ANDERSON , ADEZ-47-N |  |  | 5.83 | 2001-12-11 11:45 | Anjanece | 25 | 0 | N | N
ANDERSON | ADEZ-47-N | Y | ANDERSON , ADEZ-47-N |  |  | 5.84 | 2001-12-11 11:45 | Anjanece | 25 | 0 | N | N
ANDERSON | ADEZ-47-N | Y | ANDERSON , ADEZ-47-N |  |  | 5.85 | 2001-12-11 11:45 | Anjanece | 25 | 0 | N | N
ANDERSON | ADEZ-47-N | Y | ANDERSON , ADEZ-47-N |  |  | 5.92 | 2001-12-11 11:45 | Anjanece | 25 | 0 | N | N
ANDERSON | ADEZ-47-N | Y | ANDERSON , ADEZ-47-N |  |  | 5.93 | 2001-12-11 11:45 | Anjanece | 25 | 0 | N | N
ANDERSON | ADEZ-47-N | Y | ANDERSON , ADEZ-47-N |  |  | 5.96 | 2001-12-11 11:45 | Anjanece | 25 | 0 | N | N
ANDERSON | ADEZ-47-N | Y | ANDERSON , ADEZ-47-N |  |  | 5.98 | 2001-12-11 11:45 | Anjanece | 25 | 0 | N | N
ANDERSON | ADEZ-47-N | Y | ANDERSON , ADEZ-47-N |  |  | 5.99 | 2001-12-11 11:45 | Anjanece | 25 | 0 | N | N
ANDERSON | ADEZ-47-N | Y | ANDERSON , ADEZ-47-N |  |  | 6 | 2001-12-11 11:45 | Anjanece | 25 | 0 | N | N
ANDERSON | ADEZ-47-N | Y | ANDERSON , ADEZ-47-N |  |  | 6.01 | 2001-12-11 11:45 | Anjanece | 25 | 0 | N | N
ANDERSON | ADEZ-47-N | Y | ANDERSON , ADEZ-47-N |  |  | 6.07 | 2001-12-11 11:45 | Anjanece | 25 | 0 | N | N
ANDERSON | ADEZ-47-N | Y | ANDERSON , ADEZ-47-N |  |  | 6.09 | 2001-12-11 11:45 | Anjanece | 25 | 0 | N | N
ANDERSON | ADEZ-47-N | Y | ANDERSON , ADEZ-47-N |  |  | 6.14 | 2001-12-11 11:45 | Anjanece | 25 | 0 | N | N
ANDERSON | ADEZ-47-N | Y | ANDERSON , ADEZ-47-N |  |  | 6.18 | 2001-12-11 11:45 | Anjanece | 25 | 0 | N | N
ANDERSON | ADEZ-47-N | Y | ANDERSON , ADEZ-47-N |  |  | 6.2 | 2001-12-11 11:45 | Anjanece | 25 | 0 | N | N
ANDERSON | ADEZ-47-N | Y | ANDERSON , ADEZ-47-N |  |  | 6.29 | 2001-12-11 11:45 | Anjanece | 25 | 0 | N | N
ANDERSON | ADEZ-47-N | Y | ANDERSON , ADEZ-47-N |  |  | 6.33 | 2001-12-11 11:45 | Anjanece | 25 | 0 | N | N
ANDERSON | ADEZ-47-N | Y | ANDERSON , ADEZ-47-N |  |  | 6.34 | 2001-12-11 11:45 | Anjanece | 25 | 0 | N | N
ANDERSON | ADEZ-47-N | Y | ANDERSON , ADEZ-47-N |  |  | 6.4 | 2001-12-11 11:45 | Anjanece | 25 | 0 | N | N
ANDERSON | ADEZ-47-N | Y | ANDERSON , ADEZ-47-N |  |  | 6.43 | 2001-12-11 11:45 | Anjanece | 25 | 0 | N | N
ANDERSON | ADEZ-47-N | Y | ANDERSON , ADEZ-47-N |  |  | 6.45 | 2001-12-11 11:45 | Anjanece | 25 | 0 | N | N
ANDERSON | ADEZ-47-N | Y | ANDERSON , ADEZ-47-N |  |  | 6.46 | 2001-12-11 11:45 | Anjanece | 25 | 0 | N | N
ANDERSON | ADEZ-47-N | Y | ANDERSON , ADEZ-47-N |  |  | 6.56 | 2001-12-11 11:45 | Anjanece | 25 | 0 | N | N
ANDERSON | ADEZ-47-N | Y | ANDERSON , ADEZ-47-N |  |  | 6.57 | 2001-12-11 11:45 | Anjanece | 25 | 0 | N | N
ANDERSON | ADEZ-47-N | Y | ANDERSON , ADEZ-47-N |  |  | 6.65 | 2001-12-11 11:45 | Anjanece | 25 | 0 | N | N
ANDERSON | ADEZ-47-N | Y | ANDERSON , ADEZ-47-N |  |  | 6.66 | 2001-12-11 11:45 | Anjanece | 25 | 0 | N | N
ANDERSON | ADEZ-47-N | Y | ANDERSON , ADEZ-47-N |  |  | 6.75 | 2001-12-11 11:45 | Anjanece | 25 | 0 | N | N
ANDERSON | ADEZ-47-N | Y | ANDERSON , ADEZ-47-N |  |  | 6.93 | 2001-12-11 11:45 | Anjanece | 25 | 0 | N | N
ANDERSON | ADEZ-47-N | Y | ANDERSON , ADEZ-47-N |  |  | 7.16 | 2001-12-11 11:45 | Anjanece | 25 | 0 | N | N
ANDERSON | ADEZ-47-N | Y | ANDERSON , ADEZ-47-N |  |  | 7.28 | 2001-12-11 11:45 | Anjanece | 25 | 0 | N | N
ANDERSON | ADEZ-47-N | Y | ANDERSON , ADEZ-47-N |  |  | 7.41 | 2001-12-11 11:45 | Anjanece | 25 | 0 | N | N
ANDERSON | ADEZ-47-N | Y | ANDERSON , ADEZ-47-N |  |  | 7.44 | 2001-12-11 11:45 | Anjanece | 25 | 0 | N | N
ANDERSON | ADEZ-47-N | Y | ANDERSON , ADEZ-47-N |  |  | 7.8 | 2001-12-11 11:45 | Anjanece | 25 | 0 | N | N
ANDERSON | ADEZ-47-N | Y | ANDERSON , ADEZ-47-N |  |  | 7.88 | 2001-12-11 11:45 | Anjanece | 25 | 0 | N | N
ANDERSON | ADEZ-47-N | Y | ANDERSON , ADEZ-47-N |  |  | 7.93 | 2001-12-11 11:45 | Anjanece | 25 | 0 | N | N
ANDERSON | ADEZ-47-N | Y | ANDERSON , ADEZ-47-N |  |  | 8.01 | 2001-12-11 11:45 | Anjanece | 25 | 0 | N | N
ANDERSON | ADEZ-47-N | Y | ANDERSON , ADEZ-47-N |  |  | 8.12 | 2001-12-11 11:45 | Anjanece | 25 | 0 | N | N
ANDERSON | ADEZ-47-N | Y | ANDERSON , ADEZ-47-N |  |  | 8.14 | 2001-12-11 11:45 | Anjanece | 25 | 0 | N | N
ANDERSON | ADEZ-47-N | Y | ANDERSON , ADEZ-47-N |  |  | 8.24 | 2001-12-11 11:45 | Anjanece | 25 | 0 | N | N
ANDERSON | ADEZ-47-N | Y | ANDERSON , ADEZ-47-N |  |  | 8.47 | 2001-12-11 11:45 | Anjanece | 25 | 0 | N | N
ANDERSON | ADEZ-47-N | Y | ANDERSON , ADEZ-47-N |  |  | 8.48 | 2001-12-11 11:45 | Anjanece | 25 | 0 | N | N
ANDERSON | ADEZ-47-N | Y | ANDERSON , ADEZ-47-N |  |  | 8.5 | 2001-12-11 11:45 | Anjanece | 25 | 0 | N | N
ANDERSON | ADEZ-47-N | Y | ANDERSON , ADEZ-47-N |  |  | 8.53 | 2001-12-11 11:45 | Anjanece | 25 | 0 | N | N
ANDERSON | ADEZ-47-N | Y | ANDERSON , ADEZ-47-N |  |  | 8.55 | 2001-12-11 11:45 | Anjanece | 25 | 0 | N | N
ANDERSON | ADEZ-47-N | Y | ANDERSON , ADEZ-47-N |  |  | 8.58 | 2001-12-11 11:45 | Anjanece | 25 | 0 | N | N
ANDERSON | ADEZ-47-N | Y | ANDERSON , ADEZ-47-N |  |  | 8.59 | 2001-12-11 11:45 | Anjanece | 25 | 0 | N | N
ANDERSON | ADEZ-47-N | Y | ANDERSON , ADEZ-47-N |  |  | 9.04 | 2001-12-11 11:45 | Anjanece | 25 | 0 | N | N
ANDERSON | ADEZ-47-N | Y | ANDERSON , ADEZ-47-N |  |  | 9.46 | 2001-12-11 11:45 | Anjanece | 25 | 0 | N | N
ANDERSON | ADEZ-47-N | Y | ANDERSON , ADEZ-47-N |  |  | 10.28 | 2001-12-11 11:45 | Anjanece | 25 | 0 | N | N
ANDERSON | ADEZ-47-N | Y | ANDERSON , ADEZ-47-N |  |  | 10.64 | 2001-12-11 11:45 | Anjanece | 25 | 0 | N | N
ANDERSON | ADEZ-47-N | Y | ANDERSON , ADEZ-47-N |  |  | 10.66 | 2001-12-11 11:45 | Anjanece | 25 | 0 | N | N
ANDERSON | ADEZ-47-N | Y | ANDERSON , ADEZ-47-N |  |  | 10.68 | 2001-12-11 11:45 | Anjanece | 25 | 0 | N | N
ANDERSON | ADEZ-47-N | Y | ANDERSON , ADEZ-47-N |  |  | 10.73 | 2001-12-11 11:45 | Anjanece | 25 | 0 | N | N
ANDERSON | ADEZ-47-N | Y | ANDERSON , ADEZ-47-N |  |  | 10.75 | 2001-12-11 11:45 | Anjanece | 25 | 0 | N | N
ANDERSON | ADEZ-47-N | Y | ANDERSON , ADEZ-47-N |  |  | 10.76 | 2001-12-11 11:45 | Anjanece | 25 | 0 | N | N
ANDERSON | ADEZ-47-N | Y | ANDERSON , ADEZ-47-N |  |  | 10.78 | 2001-12-11 11:45 | Anjanece | 25 | 0 | N | N
ANDERSON | ADEZ-47-N | Y | ANDERSON , ADEZ-47-N |  |  | 10.79 | 2001-12-11 11:45 | Anjanece | 25 | 0 | N | N
ANDERSON | ADEZ-47-N | Y | ANDERSON , ADEZ-47-N |  |  | 10.8 | 2001-12-11 11:45 | Anjanece | 25 | 0 | N | N
ANDERSON | ADEZ-47-N | Y | ANDERSON , ADEZ-47-N |  | Storm Stores | 0 | 2018-04-16 10:13 | Anjanece | 25 | 0 | N | N
ANDERSON | ADEZ-47-N | Y | ANDERSON , ADEZ-47-N |  |  | 6.1 | 2018-04-16 10:13 | Anjanece | 25 | 0 | N | N
ANDERSON | ADEZ-47-N | Y | ANDERSON , ADEZ-47-N |  |  | 6.33 | 2018-04-16 10:13 | Anjanece | 25 | 0 | N | N
ANDERSON | ADEZ-47-N | Y | ANDERSON , ADEZ-47-N |  |  | 8.82 | 2018-04-16 10:13 | Anjanece | 25 | 0 | N | N
ANDERSON | ADEZ-47-N | Y | ANDERSON , ADEZ-47-N |  |  | 8.84 | 2018-04-16 10:13 | Anjanece | 25 | 0 | N | N
ANDERSON | ADEZ-47-N | Y | ANDERSON , ADEZ-47-N |  |  | 9.46 | 2018-04-16 10:13 | Anjanece | 25 | 0 | N | N
ANDERSON | ADEZ-47-N | Y | ANDERSON , ADEZ-47-N |  |  | 9.69 | 2018-04-16 10:13 | Anjanece | 25 | 0 | N | N
ANDERSON | ADEZ-47-N | Y | ANDERSON , ADEZ-47-N |  |  | 9.94 | 2018-04-16 10:13 | Anjanece | 25 | 0 | N | N
ANDERSON | ADEZ-47-N | Y | ANDERSON , ADEZ-47-N |  |  | 10.14 | 2018-04-16 10:13 | Anjanece | 25 | 0 | N | N
ANDERSON | ADEZ-47-N | Y | ANDERSON , ADEZ-47-N |  |  | 10.32 | 2018-04-16 10:13 | Anjanece | 25 | 0 | N | N
CPI | SBDE440 | Y | CPI , SBDE440 | JEA OVERHEAD DISTRIBUTION | CSC Stores | 5.64 | 2001-12-11 11:45 | Anjanece | 25 | 0 | N | N
CPI | SBDE440 | Y | CPI , SBDE440 |  |  | 5.65 | 2001-12-11 11:45 | Anjanece | 25 | 0 | N | N
CPI | SBDE440 | Y | CPI , SBDE440 |  |  | 5.66 | 2001-12-11 11:45 | Anjanece | 25 | 0 | N | N
CPI | SBDE440 | Y | CPI , SBDE440 |  |  | 5.68 | 2001-12-11 11:45 | Anjanece | 25 | 0 | N | N
CPI | SBDE440 | Y | CPI , SBDE440 |  |  | 5.69 | 2001-12-11 11:45 | Anjanece | 25 | 0 | N | N
CPI | SBDE440 | Y | CPI , SBDE440 |  |  | 5.7 | 2001-12-11 11:45 | Anjanece | 25 | 0 | N | N
CPI | SBDE440 | Y | CPI , SBDE440 |  |  | 5.71 | 2001-12-11 11:45 | Anjanece | 25 | 0 | N | N
CPI | SBDE440 | Y | CPI , SBDE440 |  |  | 5.75 | 2001-12-11 11:45 | Anjanece | 25 | 0 | N | N
CPI | SBDE440 | Y | CPI , SBDE440 |  |  | 5.76 | 2001-12-11 11:45 | Anjanece | 25 | 0 | N | N
CPI | SBDE440 | Y | CPI , SBDE440 |  |  | 5.78 | 2001-12-11 11:45 | Anjanece | 25 | 0 | N | N
CPI | SBDE440 | Y | CPI , SBDE440 |  |  | 5.79 | 2001-12-11 11:45 | Anjanece | 25 | 0 | N | N
CPI | SBDE440 | Y | CPI , SBDE440 |  |  | 5.83 | 2001-12-11 11:45 | Anjanece | 25 | 0 | N | N
CPI | SBDE440 | Y | CPI , SBDE440 |  |  | 5.84 | 2001-12-11 11:45 | Anjanece | 25 | 0 | N | N
CPI | SBDE440 | Y | CPI , SBDE440 |  |  | 5.85 | 2001-12-11 11:45 | Anjanece | 25 | 0 | N | N
CPI | SBDE440 | Y | CPI , SBDE440 |  |  | 5.92 | 2001-12-11 11:45 | Anjanece | 25 | 0 | N | N
CPI | SBDE440 | Y | CPI , SBDE440 |  |  | 5.93 | 2001-12-11 11:45 | Anjanece | 25 | 0 | N | N
CPI | SBDE440 | Y | CPI , SBDE440 |  |  | 5.96 | 2001-12-11 11:45 | Anjanece | 25 | 0 | N | N
CPI | SBDE440 | Y | CPI , SBDE440 |  |  | 5.98 | 2001-12-11 11:45 | Anjanece | 25 | 0 | N | N
CPI | SBDE440 | Y | CPI , SBDE440 |  |  | 5.99 | 2001-12-11 11:45 | Anjanece | 25 | 0 | N | N
CPI | SBDE440 | Y | CPI , SBDE440 |  |  | 6 | 2001-12-11 11:45 | Anjanece | 25 | 0 | N | N
CPI | SBDE440 | Y | CPI , SBDE440 |  |  | 6.01 | 2001-12-11 11:45 | Anjanece | 25 | 0 | N | N
CPI | SBDE440 | Y | CPI , SBDE440 |  |  | 6.07 | 2001-12-11 11:45 | Anjanece | 25 | 0 | N | N
CPI | SBDE440 | Y | CPI , SBDE440 |  |  | 6.09 | 2001-12-11 11:45 | Anjanece | 25 | 0 | N | N
CPI | SBDE440 | Y | CPI , SBDE440 |  |  | 6.14 | 2001-12-11 11:45 | Anjanece | 25 | 0 | N | N
CPI | SBDE440 | Y | CPI , SBDE440 |  |  | 6.18 | 2001-12-11 11:45 | Anjanece | 25 | 0 | N | N
CPI | SBDE440 | Y | CPI , SBDE440 |  |  | 6.2 | 2001-12-11 11:45 | Anjanece | 25 | 0 | N | N
CPI | SBDE440 | Y | CPI , SBDE440 |  |  | 6.29 | 2001-12-11 11:45 | Anjanece | 25 | 0 | N | N
CPI | SBDE440 | Y | CPI , SBDE440 |  |  | 6.33 | 2001-12-11 11:45 | Anjanece | 25 | 0 | N | N
CPI | SBDE440 | Y | CPI , SBDE440 |  |  | 6.34 | 2001-12-11 11:45 | Anjanece | 25 | 0 | N | N
CPI | SBDE440 | Y | CPI , SBDE440 |  |  | 6.4 | 2001-12-11 11:45 | Anjanece | 25 | 0 | N | N
CPI | SBDE440 | Y | CPI , SBDE440 |  |  | 6.43 | 2001-12-11 11:45 | Anjanece | 25 | 0 | N | N
CPI | SBDE440 | Y | CPI , SBDE440 |  |  | 6.45 | 2001-12-11 11:45 | Anjanece | 25 | 0 | N | N
CPI | SBDE440 | Y | CPI , SBDE440 |  |  | 6.46 | 2001-12-11 11:45 | Anjanece | 25 | 0 | N | N
CPI | SBDE440 | Y | CPI , SBDE440 |  |  | 6.56 | 2001-12-11 11:45 | Anjanece | 25 | 0 | N | N
CPI | SBDE440 | Y | CPI , SBDE440 |  |  | 6.57 | 2001-12-11 11:45 | Anjanece | 25 | 0 | N | N
CPI | SBDE440 | Y | CPI , SBDE440 |  |  | 6.65 | 2001-12-11 11:45 | Anjanece | 25 | 0 | N | N
CPI | SBDE440 | Y | CPI , SBDE440 |  |  | 6.66 | 2001-12-11 11:45 | Anjanece | 25 | 0 | N | N
CPI | SBDE440 | Y | CPI , SBDE440 |  |  | 6.75 | 2001-12-11 11:45 | Anjanece | 25 | 0 | N | N
CPI | SBDE440 | Y | CPI , SBDE440 |  |  | 6.93 | 2001-12-11 11:45 | Anjanece | 25 | 0 | N | N
CPI | SBDE440 | Y | CPI , SBDE440 |  |  | 7.16 | 2001-12-11 11:45 | Anjanece | 25 | 0 | N | N
CPI | SBDE440 | Y | CPI , SBDE440 |  |  | 7.28 | 2001-12-11 11:45 | Anjanece | 25 | 0 | N | N
CPI | SBDE440 | Y | CPI , SBDE440 |  |  | 7.41 | 2001-12-11 11:45 | Anjanece | 25 | 0 | N | N
CPI | SBDE440 | Y | CPI , SBDE440 |  |  | 7.44 | 2001-12-11 11:45 | Anjanece | 25 | 0 | N | N
CPI | SBDE440 | Y | CPI , SBDE440 |  |  | 7.8 | 2001-12-11 11:45 | Anjanece | 25 | 0 | N | N
CPI | SBDE440 | Y | CPI , SBDE440 |  |  | 7.88 | 2001-12-11 11:45 | Anjanece | 25 | 0 | N | N
CPI | SBDE440 | Y | CPI , SBDE440 |  |  | 7.93 | 2001-12-11 11:45 | Anjanece | 25 | 0 | N | N
CPI | SBDE440 | Y | CPI , SBDE440 |  |  | 8.01 | 2001-12-11 11:45 | Anjanece | 25 | 0 | N | N
CPI | SBDE440 | Y | CPI , SBDE440 |  |  | 8.12 | 2001-12-11 11:45 | Anjanece | 25 | 0 | N | N
CPI | SBDE440 | Y | CPI , SBDE440 |  |  | 8.14 | 2001-12-11 11:45 | Anjanece | 25 | 0 | N | N
CPI | SBDE440 | Y | CPI , SBDE440 |  |  | 8.24 | 2001-12-11 11:45 | Anjanece | 25 | 0 | N | N
CPI | SBDE440 | Y | CPI , SBDE440 |  |  | 8.47 | 2001-12-11 11:45 | Anjanece | 25 | 0 | N | N
CPI | SBDE440 | Y | CPI , SBDE440 |  |  | 8.48 | 2001-12-11 11:45 | Anjanece | 25 | 0 | N | N
CPI | SBDE440 | Y | CPI , SBDE440 |  |  | 8.5 | 2001-12-11 11:45 | Anjanece | 25 | 0 | N | N
CPI | SBDE440 | Y | CPI , SBDE440 |  |  | 8.53 | 2001-12-11 11:45 | Anjanece | 25 | 0 | N | N
CPI | SBDE440 | Y | CPI , SBDE440 |  |  | 8.55 | 2001-12-11 11:45 | Anjanece | 25 | 0 | N | N
CPI | SBDE440 | Y | CPI , SBDE440 |  |  | 8.58 | 2001-12-11 11:45 | Anjanece | 25 | 0 | N | N
CPI | SBDE440 | Y | CPI , SBDE440 |  |  | 8.59 | 2001-12-11 11:45 | Anjanece | 25 | 0 | N | N
CPI | SBDE440 | Y | CPI , SBDE440 |  |  | 9.04 | 2001-12-11 11:45 | Anjanece | 25 | 0 | N | N
CPI | SBDE440 | Y | CPI , SBDE440 |  |  | 9.46 | 2001-12-11 11:45 | Anjanece | 25 | 0 | N | N
CPI | SBDE440 | Y | CPI , SBDE440 |  |  | 10.28 | 2001-12-11 11:45 | Anjanece | 25 | 0 | N | N
CPI | SBDE440 | Y | CPI , SBDE440 |  |  | 10.64 | 2001-12-11 11:45 | Anjanece | 25 | 0 | N | N
CPI | SBDE440 | Y | CPI , SBDE440 |  |  | 10.66 | 2001-12-11 11:45 | Anjanece | 25 | 0 | N | N
CPI | SBDE440 | Y | CPI , SBDE440 |  |  | 10.68 | 2001-12-11 11:45 | Anjanece | 25 | 0 | N | N
CPI | SBDE440 | Y | CPI , SBDE440 |  |  | 10.73 | 2001-12-11 11:45 | Anjanece | 25 | 0 | N | N
CPI | SBDE440 | Y | CPI , SBDE440 |  |  | 10.75 | 2001-12-11 11:45 | Anjanece | 25 | 0 | N | N
CPI | SBDE440 | Y | CPI , SBDE440 |  |  | 10.76 | 2001-12-11 11:45 | Anjanece | 25 | 0 | N | N
CPI | SBDE440 | Y | CPI , SBDE440 |  |  | 10.78 | 2001-12-11 11:45 | Anjanece | 25 | 0 | N | N
CPI | SBDE440 | Y | CPI , SBDE440 |  |  | 10.79 | 2001-12-11 11:45 | Anjanece | 25 | 0 | N | N
CPI | SBDE440 | Y | CPI , SBDE440 |  |  | 10.8 | 2001-12-11 11:45 | Anjanece | 25 | 0 | N | N
CPI | SBDE440 | Y | CPI , SBDE440 |  | Storm Stores | 0 | 2018-04-16 10:13 | Anjanece | 25 | 0 | N | N
CPI | SBDE440 | Y | CPI , SBDE440 |  |  | 6.1 | 2018-04-16 10:13 | Anjanece | 25 | 0 | N | N
CPI | SBDE440 | Y | CPI , SBDE440 |  |  | 6.33 | 2018-04-16 10:13 | Anjanece | 25 | 0 | N | N
CPI | SBDE440 | Y | CPI , SBDE440 |  |  | 8.82 | 2018-04-16 10:13 | Anjanece | 25 | 0 | N | N
CPI | SBDE440 | Y | CPI , SBDE440 |  |  | 8.84 | 2018-04-16 10:13 | Anjanece | 25 | 0 | N | N
CPI | SBDE440 | Y | CPI , SBDE440 |  |  | 9.46 | 2018-04-16 10:13 | Anjanece | 25 | 0 | N | N
CPI | SBDE440 | Y | CPI , SBDE440 |  |  | 9.69 | 2018-04-16 10:13 | Anjanece | 25 | 0 | N | N
CPI | SBDE440 | Y | CPI , SBDE440 |  |  | 9.94 | 2018-04-16 10:13 | Anjanece | 25 | 0 | N | N
CPI | SBDE440 | Y | CPI , SBDE440 |  |  | 10.14 | 2018-04-16 10:13 | Anjanece | 25 | 0 | N | N
CPI | SBDE440 | Y | CPI , SBDE440 |  |  | 10.32 | 2018-04-16 10:13 | Anjanece | 25 | 0 | N | N
HYDROCOM INTERNATIONAL | HCD60-SO | Y | HYDROCOM INTERNATIONAL , HCD60-SO | JEA OVERHEAD DISTRIBUTION | CSC Stores | 5.64 | 2001-12-11 11:45 | Anjanece | 25 | 0 | N | N
HYDROCOM INTERNATIONAL | HCD60-SO | Y | HYDROCOM INTERNATIONAL , HCD60-SO |  |  | 5.65 | 2001-12-11 11:45 | Anjanece | 25 | 0 | N | N
HYDROCOM INTERNATIONAL | HCD60-SO | Y | HYDROCOM INTERNATIONAL , HCD60-SO |  |  | 5.66 | 2001-12-11 11:45 | Anjanece | 25 | 0 | N | N
HYDROCOM INTERNATIONAL | HCD60-SO | Y | HYDROCOM INTERNATIONAL , HCD60-SO |  |  | 5.68 | 2001-12-11 11:45 | Anjanece | 25 | 0 | N | N
HYDROCOM INTERNATIONAL | HCD60-SO | Y | HYDROCOM INTERNATIONAL , HCD60-SO |  |  | 5.69 | 2001-12-11 11:45 | Anjanece | 25 | 0 | N | N
HYDROCOM INTERNATIONAL | HCD60-SO | Y | HYDROCOM INTERNATIONAL , HCD60-SO |  |  | 5.7 | 2001-12-11 11:45 | Anjanece | 25 | 0 | N | N
HYDROCOM INTERNATIONAL | HCD60-SO | Y | HYDROCOM INTERNATIONAL , HCD60-SO |  |  | 5.71 | 2001-12-11 11:45 | Anjanece | 25 | 0 | N | N
HYDROCOM INTERNATIONAL | HCD60-SO | Y | HYDROCOM INTERNATIONAL , HCD60-SO |  |  | 5.75 | 2001-12-11 11:45 | Anjanece | 25 | 0 | N | N
HYDROCOM INTERNATIONAL | HCD60-SO | Y | HYDROCOM INTERNATIONAL , HCD60-SO |  |  | 5.76 | 2001-12-11 11:45 | Anjanece | 25 | 0 | N | N
HYDROCOM INTERNATIONAL | HCD60-SO | Y | HYDROCOM INTERNATIONAL , HCD60-SO |  |  | 5.78 | 2001-12-11 11:45 | Anjanece | 25 | 0 | N | N
HYDROCOM INTERNATIONAL | HCD60-SO | Y | HYDROCOM INTERNATIONAL , HCD60-SO |  |  | 5.79 | 2001-12-11 11:45 | Anjanece | 25 | 0 | N | N
HYDROCOM INTERNATIONAL | HCD60-SO | Y | HYDROCOM INTERNATIONAL , HCD60-SO |  |  | 5.83 | 2001-12-11 11:45 | Anjanece | 25 | 0 | N | N
HYDROCOM INTERNATIONAL | HCD60-SO | Y | HYDROCOM INTERNATIONAL , HCD60-SO |  |  | 5.84 | 2001-12-11 11:45 | Anjanece | 25 | 0 | N | N
HYDROCOM INTERNATIONAL | HCD60-SO | Y | HYDROCOM INTERNATIONAL , HCD60-SO |  |  | 5.85 | 2001-12-11 11:45 | Anjanece | 25 | 0 | N | N
HYDROCOM INTERNATIONAL | HCD60-SO | Y | HYDROCOM INTERNATIONAL , HCD60-SO |  |  | 5.92 | 2001-12-11 11:45 | Anjanece | 25 | 0 | N | N
HYDROCOM INTERNATIONAL | HCD60-SO | Y | HYDROCOM INTERNATIONAL , HCD60-SO |  |  | 5.93 | 2001-12-11 11:45 | Anjanece | 25 | 0 | N | N
HYDROCOM INTERNATIONAL | HCD60-SO | Y | HYDROCOM INTERNATIONAL , HCD60-SO |  |  | 5.96 | 2001-12-11 11:45 | Anjanece | 25 | 0 | N | N
HYDROCOM INTERNATIONAL | HCD60-SO | Y | HYDROCOM INTERNATIONAL , HCD60-SO |  |  | 5.98 | 2001-12-11 11:45 | Anjanece | 25 | 0 | N | N
HYDROCOM INTERNATIONAL | HCD60-SO | Y | HYDROCOM INTERNATIONAL , HCD60-SO |  |  | 5.99 | 2001-12-11 11:45 | Anjanece | 25 | 0 | N | N
HYDROCOM INTERNATIONAL | HCD60-SO | Y | HYDROCOM INTERNATIONAL , HCD60-SO |  |  | 6 | 2001-12-11 11:45 | Anjanece | 25 | 0 | N | N
HYDROCOM INTERNATIONAL | HCD60-SO | Y | HYDROCOM INTERNATIONAL , HCD60-SO |  |  | 6.01 | 2001-12-11 11:45 | Anjanece | 25 | 0 | N | N
HYDROCOM INTERNATIONAL | HCD60-SO | Y | HYDROCOM INTERNATIONAL , HCD60-SO |  |  | 6.07 | 2001-12-11 11:45 | Anjanece | 25 | 0 | N | N
HYDROCOM INTERNATIONAL | HCD60-SO | Y | HYDROCOM INTERNATIONAL , HCD60-SO |  |  | 6.09 | 2001-12-11 11:45 | Anjanece | 25 | 0 | N | N
HYDROCOM INTERNATIONAL | HCD60-SO | Y | HYDROCOM INTERNATIONAL , HCD60-SO |  |  | 6.14 | 2001-12-11 11:45 | Anjanece | 25 | 0 | N | N
HYDROCOM INTERNATIONAL | HCD60-SO | Y | HYDROCOM INTERNATIONAL , HCD60-SO |  |  | 6.18 | 2001-12-11 11:45 | Anjanece | 25 | 0 | N | N
HYDROCOM INTERNATIONAL | HCD60-SO | Y | HYDROCOM INTERNATIONAL , HCD60-SO |  |  | 6.2 | 2001-12-11 11:45 | Anjanece | 25 | 0 | N | N
HYDROCOM INTERNATIONAL | HCD60-SO | Y | HYDROCOM INTERNATIONAL , HCD60-SO |  |  | 6.29 | 2001-12-11 11:45 | Anjanece | 25 | 0 | N | N
HYDROCOM INTERNATIONAL | HCD60-SO | Y | HYDROCOM INTERNATIONAL , HCD60-SO |  |  | 6.33 | 2001-12-11 11:45 | Anjanece | 25 | 0 | N | N
HYDROCOM INTERNATIONAL | HCD60-SO | Y | HYDROCOM INTERNATIONAL , HCD60-SO |  |  | 6.34 | 2001-12-11 11:45 | Anjanece | 25 | 0 | N | N
HYDROCOM INTERNATIONAL | HCD60-SO | Y | HYDROCOM INTERNATIONAL , HCD60-SO |  |  | 6.4 | 2001-12-11 11:45 | Anjanece | 25 | 0 | N | N
HYDROCOM INTERNATIONAL | HCD60-SO | Y | HYDROCOM INTERNATIONAL , HCD60-SO |  |  | 6.43 | 2001-12-11 11:45 | Anjanece | 25 | 0 | N | N
HYDROCOM INTERNATIONAL | HCD60-SO | Y | HYDROCOM INTERNATIONAL , HCD60-SO |  |  | 6.45 | 2001-12-11 11:45 | Anjanece | 25 | 0 | N | N
HYDROCOM INTERNATIONAL | HCD60-SO | Y | HYDROCOM INTERNATIONAL , HCD60-SO |  |  | 6.46 | 2001-12-11 11:45 | Anjanece | 25 | 0 | N | N
HYDROCOM INTERNATIONAL | HCD60-SO | Y | HYDROCOM INTERNATIONAL , HCD60-SO |  |  | 6.56 | 2001-12-11 11:45 | Anjanece | 25 | 0 | N | N
HYDROCOM INTERNATIONAL | HCD60-SO | Y | HYDROCOM INTERNATIONAL , HCD60-SO |  |  | 6.57 | 2001-12-11 11:45 | Anjanece | 25 | 0 | N | N
HYDROCOM INTERNATIONAL | HCD60-SO | Y | HYDROCOM INTERNATIONAL , HCD60-SO |  |  | 6.65 | 2001-12-11 11:45 | Anjanece | 25 | 0 | N | N
HYDROCOM INTERNATIONAL | HCD60-SO | Y | HYDROCOM INTERNATIONAL , HCD60-SO |  |  | 6.66 | 2001-12-11 11:45 | Anjanece | 25 | 0 | N | N
HYDROCOM INTERNATIONAL | HCD60-SO | Y | HYDROCOM INTERNATIONAL , HCD60-SO |  |  | 6.75 | 2001-12-11 11:45 | Anjanece | 25 | 0 | N | N
HYDROCOM INTERNATIONAL | HCD60-SO | Y | HYDROCOM INTERNATIONAL , HCD60-SO |  |  | 6.93 | 2001-12-11 11:45 | Anjanece | 25 | 0 | N | N
HYDROCOM INTERNATIONAL | HCD60-SO | Y | HYDROCOM INTERNATIONAL , HCD60-SO |  |  | 7.16 | 2001-12-11 11:45 | Anjanece | 25 | 0 | N | N
HYDROCOM INTERNATIONAL | HCD60-SO | Y | HYDROCOM INTERNATIONAL , HCD60-SO |  |  | 7.28 | 2001-12-11 11:45 | Anjanece | 25 | 0 | N | N
HYDROCOM INTERNATIONAL | HCD60-SO | Y | HYDROCOM INTERNATIONAL , HCD60-SO |  |  | 7.41 | 2001-12-11 11:45 | Anjanece | 25 | 0 | N | N
HYDROCOM INTERNATIONAL | HCD60-SO | Y | HYDROCOM INTERNATIONAL , HCD60-SO |  |  | 7.44 | 2001-12-11 11:45 | Anjanece | 25 | 0 | N | N
HYDROCOM INTERNATIONAL | HCD60-SO | Y | HYDROCOM INTERNATIONAL , HCD60-SO |  |  | 7.8 | 2001-12-11 11:45 | Anjanece | 25 | 0 | N | N
HYDROCOM INTERNATIONAL | HCD60-SO | Y | HYDROCOM INTERNATIONAL , HCD60-SO |  |  | 7.88 | 2001-12-11 11:45 | Anjanece | 25 | 0 | N | N
HYDROCOM INTERNATIONAL | HCD60-SO | Y | HYDROCOM INTERNATIONAL , HCD60-SO |  |  | 7.93 | 2001-12-11 11:45 | Anjanece | 25 | 0 | N | N
HYDROCOM INTERNATIONAL | HCD60-SO | Y | HYDROCOM INTERNATIONAL , HCD60-SO |  |  | 8.01 | 2001-12-11 11:45 | Anjanece | 25 | 0 | N | N
HYDROCOM INTERNATIONAL | HCD60-SO | Y | HYDROCOM INTERNATIONAL , HCD60-SO |  |  | 8.12 | 2001-12-11 11:45 | Anjanece | 25 | 0 | N | N
HYDROCOM INTERNATIONAL | HCD60-SO | Y | HYDROCOM INTERNATIONAL , HCD60-SO |  |  | 8.14 | 2001-12-11 11:45 | Anjanece | 25 | 0 | N | N
HYDROCOM INTERNATIONAL | HCD60-SO | Y | HYDROCOM INTERNATIONAL , HCD60-SO |  |  | 8.24 | 2001-12-11 11:45 | Anjanece | 25 | 0 | N | N
HYDROCOM INTERNATIONAL | HCD60-SO | Y | HYDROCOM INTERNATIONAL , HCD60-SO |  |  | 8.47 | 2001-12-11 11:45 | Anjanece | 25 | 0 | N | N
HYDROCOM INTERNATIONAL | HCD60-SO | Y | HYDROCOM INTERNATIONAL , HCD60-SO |  |  | 8.48 | 2001-12-11 11:45 | Anjanece | 25 | 0 | N | N
HYDROCOM INTERNATIONAL | HCD60-SO | Y | HYDROCOM INTERNATIONAL , HCD60-SO |  |  | 8.5 | 2001-12-11 11:45 | Anjanece | 25 | 0 | N | N
HYDROCOM INTERNATIONAL | HCD60-SO | Y | HYDROCOM INTERNATIONAL , HCD60-SO |  |  | 8.53 | 2001-12-11 11:45 | Anjanece | 25 | 0 | N | N
HYDROCOM INTERNATIONAL | HCD60-SO | Y | HYDROCOM INTERNATIONAL , HCD60-SO |  |  | 8.55 | 2001-12-11 11:45 | Anjanece | 25 | 0 | N | N
HYDROCOM INTERNATIONAL | HCD60-SO | Y | HYDROCOM INTERNATIONAL , HCD60-SO |  |  | 8.58 | 2001-12-11 11:45 | Anjanece | 25 | 0 | N | N
HYDROCOM INTERNATIONAL | HCD60-SO | Y | HYDROCOM INTERNATIONAL , HCD60-SO |  |  | 8.59 | 2001-12-11 11:45 | Anjanece | 25 | 0 | N | N
HYDROCOM INTERNATIONAL | HCD60-SO | Y | HYDROCOM INTERNATIONAL , HCD60-SO |  |  | 9.04 | 2001-12-11 11:45 | Anjanece | 25 | 0 | N | N
HYDROCOM INTERNATIONAL | HCD60-SO | Y | HYDROCOM INTERNATIONAL , HCD60-SO |  |  | 9.46 | 2001-12-11 11:45 | Anjanece | 25 | 0 | N | N
HYDROCOM INTERNATIONAL | HCD60-SO | Y | HYDROCOM INTERNATIONAL , HCD60-SO |  |  | 10.28 | 2001-12-11 11:45 | Anjanece | 25 | 0 | N | N
HYDROCOM INTERNATIONAL | HCD60-SO | Y | HYDROCOM INTERNATIONAL , HCD60-SO |  |  | 10.64 | 2001-12-11 11:45 | Anjanece | 25 | 0 | N | N
HYDROCOM INTERNATIONAL | HCD60-SO | Y | HYDROCOM INTERNATIONAL , HCD60-SO |  |  | 10.66 | 2001-12-11 11:45 | Anjanece | 25 | 0 | N | N
HYDROCOM INTERNATIONAL | HCD60-SO | Y | HYDROCOM INTERNATIONAL , HCD60-SO |  |  | 10.68 | 2001-12-11 11:45 | Anjanece | 25 | 0 | N | N
HYDROCOM INTERNATIONAL | HCD60-SO | Y | HYDROCOM INTERNATIONAL , HCD60-SO |  |  | 10.73 | 2001-12-11 11:45 | Anjanece | 25 | 0 | N | N
HYDROCOM INTERNATIONAL | HCD60-SO | Y | HYDROCOM INTERNATIONAL , HCD60-SO |  |  | 10.75 | 2001-12-11 11:45 | Anjanece | 25 | 0 | N | N
HYDROCOM INTERNATIONAL | HCD60-SO | Y | HYDROCOM INTERNATIONAL , HCD60-SO |  |  | 10.76 | 2001-12-11 11:45 | Anjanece | 25 | 0 | N | N
HYDROCOM INTERNATIONAL | HCD60-SO | Y | HYDROCOM INTERNATIONAL , HCD60-SO |  |  | 10.78 | 2001-12-11 11:45 | Anjanece | 25 | 0 | N | N
HYDROCOM INTERNATIONAL | HCD60-SO | Y | HYDROCOM INTERNATIONAL , HCD60-SO |  |  | 10.79 | 2001-12-11 11:45 | Anjanece | 25 | 0 | N | N
HYDROCOM INTERNATIONAL | HCD60-SO | Y | HYDROCOM INTERNATIONAL , HCD60-SO |  |  | 10.8 | 2001-12-11 11:45 | Anjanece | 25 | 0 | N | N
HYDROCOM INTERNATIONAL | HCD60-SO | Y | HYDROCOM INTERNATIONAL , HCD60-SO |  | Storm Stores | 0 | 2018-04-16 10:13 | Anjanece | 25 | 0 | N | N
HYDROCOM INTERNATIONAL | HCD60-SO | Y | HYDROCOM INTERNATIONAL , HCD60-SO |  |  | 6.1 | 2018-04-16 10:13 | Anjanece | 25 | 0 | N | N
HYDROCOM INTERNATIONAL | HCD60-SO | Y | HYDROCOM INTERNATIONAL , HCD60-SO |  |  | 6.33 | 2018-04-16 10:13 | Anjanece | 25 | 0 | N | N
HYDROCOM INTERNATIONAL | HCD60-SO | Y | HYDROCOM INTERNATIONAL , HCD60-SO |  |  | 8.82 | 2018-04-16 10:13 | Anjanece | 25 | 0 | N | N
HYDROCOM INTERNATIONAL | HCD60-SO | Y | HYDROCOM INTERNATIONAL , HCD60-SO |  |  | 8.84 | 2018-04-16 10:13 | Anjanece | 25 | 0 | N | N
HYDROCOM INTERNATIONAL | HCD60-SO | Y | HYDROCOM INTERNATIONAL , HCD60-SO |  |  | 9.46 | 2018-04-16 10:13 | Anjanece | 25 | 0 | N | N
HYDROCOM INTERNATIONAL | HCD60-SO | Y | HYDROCOM INTERNATIONAL , HCD60-SO |  |  | 9.69 | 2018-04-16 10:13 | Anjanece | 25 | 0 | N | N
HYDROCOM INTERNATIONAL | HCD60-SO | Y | HYDROCOM INTERNATIONAL , HCD60-SO |  |  | 9.94 | 2018-04-16 10:13 | Anjanece | 25 | 0 | N | N
HYDROCOM INTERNATIONAL | HCD60-SO | Y | HYDROCOM INTERNATIONAL , HCD60-SO |  |  | 10.14 | 2018-04-16 10:13 | Anjanece | 25 | 0 | N | N
HYDROCOM INTERNATIONAL | HCD60-SO | Y | HYDROCOM INTERNATIONAL , HCD60-SO |  |  | 10.32 | 2018-04-16 10:13 | Anjanece | 25 | 0 | N | N
MACLEAN POWER SYSTEMS | HDSO-47 | Y | MACLEAN POWER SYSTEMS , HDSO-47 | JEA OVERHEAD DISTRIBUTION | CSC Stores | 5.64 | 2001-12-11 11:45 | Anjanece | 25 | 0 | N | N
MACLEAN POWER SYSTEMS | HDSO-47 | Y | MACLEAN POWER SYSTEMS , HDSO-47 |  |  | 5.65 | 2001-12-11 11:45 | Anjanece | 25 | 0 | N | N
MACLEAN POWER SYSTEMS | HDSO-47 | Y | MACLEAN POWER SYSTEMS , HDSO-47 |  |  | 5.66 | 2001-12-11 11:45 | Anjanece | 25 | 0 | N | N
MACLEAN POWER SYSTEMS | HDSO-47 | Y | MACLEAN POWER SYSTEMS , HDSO-47 |  |  | 5.68 | 2001-12-11 11:45 | Anjanece | 25 | 0 | N | N
MACLEAN POWER SYSTEMS | HDSO-47 | Y | MACLEAN POWER SYSTEMS , HDSO-47 |  |  | 5.69 | 2001-12-11 11:45 | Anjanece | 25 | 0 | N | N
MACLEAN POWER SYSTEMS | HDSO-47 | Y | MACLEAN POWER SYSTEMS , HDSO-47 |  |  | 5.7 | 2001-12-11 11:45 | Anjanece | 25 | 0 | N | N
MACLEAN POWER SYSTEMS | HDSO-47 | Y | MACLEAN POWER SYSTEMS , HDSO-47 |  |  | 5.71 | 2001-12-11 11:45 | Anjanece | 25 | 0 | N | N
MACLEAN POWER SYSTEMS | HDSO-47 | Y | MACLEAN POWER SYSTEMS , HDSO-47 |  |  | 5.75 | 2001-12-11 11:45 | Anjanece | 25 | 0 | N | N
MACLEAN POWER SYSTEMS | HDSO-47 | Y | MACLEAN POWER SYSTEMS , HDSO-47 |  |  | 5.76 | 2001-12-11 11:45 | Anjanece | 25 | 0 | N | N
MACLEAN POWER SYSTEMS | HDSO-47 | Y | MACLEAN POWER SYSTEMS , HDSO-47 |  |  | 5.78 | 2001-12-11 11:45 | Anjanece | 25 | 0 | N | N
MACLEAN POWER SYSTEMS | HDSO-47 | Y | MACLEAN POWER SYSTEMS , HDSO-47 |  |  | 5.79 | 2001-12-11 11:45 | Anjanece | 25 | 0 | N | N
MACLEAN POWER SYSTEMS | HDSO-47 | Y | MACLEAN POWER SYSTEMS , HDSO-47 |  |  | 5.83 | 2001-12-11 11:45 | Anjanece | 25 | 0 | N | N
MACLEAN POWER SYSTEMS | HDSO-47 | Y | MACLEAN POWER SYSTEMS , HDSO-47 |  |  | 5.84 | 2001-12-11 11:45 | Anjanece | 25 | 0 | N | N
MACLEAN POWER SYSTEMS | HDSO-47 | Y | MACLEAN POWER SYSTEMS , HDSO-47 |  |  | 5.85 | 2001-12-11 11:45 | Anjanece | 25 | 0 | N | N
MACLEAN POWER SYSTEMS | HDSO-47 | Y | MACLEAN POWER SYSTEMS , HDSO-47 |  |  | 5.92 | 2001-12-11 11:45 | Anjanece | 25 | 0 | N | N
MACLEAN POWER SYSTEMS | HDSO-47 | Y | MACLEAN POWER SYSTEMS , HDSO-47 |  |  | 5.93 | 2001-12-11 11:45 | Anjanece | 25 | 0 | N | N
MACLEAN POWER SYSTEMS | HDSO-47 | Y | MACLEAN POWER SYSTEMS , HDSO-47 |  |  | 5.96 | 2001-12-11 11:45 | Anjanece | 25 | 0 | N | N
MACLEAN POWER SYSTEMS | HDSO-47 | Y | MACLEAN POWER SYSTEMS , HDSO-47 |  |  | 5.98 | 2001-12-11 11:45 | Anjanece | 25 | 0 | N | N
MACLEAN POWER SYSTEMS | HDSO-47 | Y | MACLEAN POWER SYSTEMS , HDSO-47 |  |  | 5.99 | 2001-12-11 11:45 | Anjanece | 25 | 0 | N | N
MACLEAN POWER SYSTEMS | HDSO-47 | Y | MACLEAN POWER SYSTEMS , HDSO-47 |  |  | 6 | 2001-12-11 11:45 | Anjanece | 25 | 0 | N | N
MACLEAN POWER SYSTEMS | HDSO-47 | Y | MACLEAN POWER SYSTEMS , HDSO-47 |  |  | 6.01 | 2001-12-11 11:45 | Anjanece | 25 | 0 | N | N
MACLEAN POWER SYSTEMS | HDSO-47 | Y | MACLEAN POWER SYSTEMS , HDSO-47 |  |  | 6.07 | 2001-12-11 11:45 | Anjanece | 25 | 0 | N | N
MACLEAN POWER SYSTEMS | HDSO-47 | Y | MACLEAN POWER SYSTEMS , HDSO-47 |  |  | 6.09 | 2001-12-11 11:45 | Anjanece | 25 | 0 | N | N
MACLEAN POWER SYSTEMS | HDSO-47 | Y | MACLEAN POWER SYSTEMS , HDSO-47 |  |  | 6.14 | 2001-12-11 11:45 | Anjanece | 25 | 0 | N | N
MACLEAN POWER SYSTEMS | HDSO-47 | Y | MACLEAN POWER SYSTEMS , HDSO-47 |  |  | 6.18 | 2001-12-11 11:45 | Anjanece | 25 | 0 | N | N
MACLEAN POWER SYSTEMS | HDSO-47 | Y | MACLEAN POWER SYSTEMS , HDSO-47 |  |  | 6.2 | 2001-12-11 11:45 | Anjanece | 25 | 0 | N | N
MACLEAN POWER SYSTEMS | HDSO-47 | Y | MACLEAN POWER SYSTEMS , HDSO-47 |  |  | 6.29 | 2001-12-11 11:45 | Anjanece | 25 | 0 | N | N
MACLEAN POWER SYSTEMS | HDSO-47 | Y | MACLEAN POWER SYSTEMS , HDSO-47 |  |  | 6.33 | 2001-12-11 11:45 | Anjanece | 25 | 0 | N | N
MACLEAN POWER SYSTEMS | HDSO-47 | Y | MACLEAN POWER SYSTEMS , HDSO-47 |  |  | 6.34 | 2001-12-11 11:45 | Anjanece | 25 | 0 | N | N
MACLEAN POWER SYSTEMS | HDSO-47 | Y | MACLEAN POWER SYSTEMS , HDSO-47 |  |  | 6.4 | 2001-12-11 11:45 | Anjanece | 25 | 0 | N | N
MACLEAN POWER SYSTEMS | HDSO-47 | Y | MACLEAN POWER SYSTEMS , HDSO-47 |  |  | 6.43 | 2001-12-11 11:45 | Anjanece | 25 | 0 | N | N
MACLEAN POWER SYSTEMS | HDSO-47 | Y | MACLEAN POWER SYSTEMS , HDSO-47 |  |  | 6.45 | 2001-12-11 11:45 | Anjanece | 25 | 0 | N | N
MACLEAN POWER SYSTEMS | HDSO-47 | Y | MACLEAN POWER SYSTEMS , HDSO-47 |  |  | 6.46 | 2001-12-11 11:45 | Anjanece | 25 | 0 | N | N
MACLEAN POWER SYSTEMS | HDSO-47 | Y | MACLEAN POWER SYSTEMS , HDSO-47 |  |  | 6.56 | 2001-12-11 11:45 | Anjanece | 25 | 0 | N | N
MACLEAN POWER SYSTEMS | HDSO-47 | Y | MACLEAN POWER SYSTEMS , HDSO-47 |  |  | 6.57 | 2001-12-11 11:45 | Anjanece | 25 | 0 | N | N
MACLEAN POWER SYSTEMS | HDSO-47 | Y | MACLEAN POWER SYSTEMS , HDSO-47 |  |  | 6.65 | 2001-12-11 11:45 | Anjanece | 25 | 0 | N | N
MACLEAN POWER SYSTEMS | HDSO-47 | Y | MACLEAN POWER SYSTEMS , HDSO-47 |  |  | 6.66 | 2001-12-11 11:45 | Anjanece | 25 | 0 | N | N
MACLEAN POWER SYSTEMS | HDSO-47 | Y | MACLEAN POWER SYSTEMS , HDSO-47 |  |  | 6.75 | 2001-12-11 11:45 | Anjanece | 25 | 0 | N | N
MACLEAN POWER SYSTEMS | HDSO-47 | Y | MACLEAN POWER SYSTEMS , HDSO-47 |  |  | 6.93 | 2001-12-11 11:45 | Anjanece | 25 | 0 | N | N
MACLEAN POWER SYSTEMS | HDSO-47 | Y | MACLEAN POWER SYSTEMS , HDSO-47 |  |  | 7.16 | 2001-12-11 11:45 | Anjanece | 25 | 0 | N | N
MACLEAN POWER SYSTEMS | HDSO-47 | Y | MACLEAN POWER SYSTEMS , HDSO-47 |  |  | 7.28 | 2001-12-11 11:45 | Anjanece | 25 | 0 | N | N
MACLEAN POWER SYSTEMS | HDSO-47 | Y | MACLEAN POWER SYSTEMS , HDSO-47 |  |  | 7.41 | 2001-12-11 11:45 | Anjanece | 25 | 0 | N | N
MACLEAN POWER SYSTEMS | HDSO-47 | Y | MACLEAN POWER SYSTEMS , HDSO-47 |  |  | 7.44 | 2001-12-11 11:45 | Anjanece | 25 | 0 | N | N
MACLEAN POWER SYSTEMS | HDSO-47 | Y | MACLEAN POWER SYSTEMS , HDSO-47 |  |  | 7.8 | 2001-12-11 11:45 | Anjanece | 25 | 0 | N | N
MACLEAN POWER SYSTEMS | HDSO-47 | Y | MACLEAN POWER SYSTEMS , HDSO-47 |  |  | 7.88 | 2001-12-11 11:45 | Anjanece | 25 | 0 | N | N
MACLEAN POWER SYSTEMS | HDSO-47 | Y | MACLEAN POWER SYSTEMS , HDSO-47 |  |  | 7.93 | 2001-12-11 11:45 | Anjanece | 25 | 0 | N | N
MACLEAN POWER SYSTEMS | HDSO-47 | Y | MACLEAN POWER SYSTEMS , HDSO-47 |  |  | 8.01 | 2001-12-11 11:45 | Anjanece | 25 | 0 | N | N
MACLEAN POWER SYSTEMS | HDSO-47 | Y | MACLEAN POWER SYSTEMS , HDSO-47 |  |  | 8.12 | 2001-12-11 11:45 | Anjanece | 25 | 0 | N | N
MACLEAN POWER SYSTEMS | HDSO-47 | Y | MACLEAN POWER SYSTEMS , HDSO-47 |  |  | 8.14 | 2001-12-11 11:45 | Anjanece | 25 | 0 | N | N
MACLEAN POWER SYSTEMS | HDSO-47 | Y | MACLEAN POWER SYSTEMS , HDSO-47 |  |  | 8.24 | 2001-12-11 11:45 | Anjanece | 25 | 0 | N | N
MACLEAN POWER SYSTEMS | HDSO-47 | Y | MACLEAN POWER SYSTEMS , HDSO-47 |  |  | 8.47 | 2001-12-11 11:45 | Anjanece | 25 | 0 | N | N
MACLEAN POWER SYSTEMS | HDSO-47 | Y | MACLEAN POWER SYSTEMS , HDSO-47 |  |  | 8.48 | 2001-12-11 11:45 | Anjanece | 25 | 0 | N | N
MACLEAN POWER SYSTEMS | HDSO-47 | Y | MACLEAN POWER SYSTEMS , HDSO-47 |  |  | 8.5 | 2001-12-11 11:45 | Anjanece | 25 | 0 | N | N
MACLEAN POWER SYSTEMS | HDSO-47 | Y | MACLEAN POWER SYSTEMS , HDSO-47 |  |  | 8.53 | 2001-12-11 11:45 | Anjanece | 25 | 0 | N | N
MACLEAN POWER SYSTEMS | HDSO-47 | Y | MACLEAN POWER SYSTEMS , HDSO-47 |  |  | 8.55 | 2001-12-11 11:45 | Anjanece | 25 | 0 | N | N
MACLEAN POWER SYSTEMS | HDSO-47 | Y | MACLEAN POWER SYSTEMS , HDSO-47 |  |  | 8.58 | 2001-12-11 11:45 | Anjanece | 25 | 0 | N | N
MACLEAN POWER SYSTEMS | HDSO-47 | Y | MACLEAN POWER SYSTEMS , HDSO-47 |  |  | 8.59 | 2001-12-11 11:45 | Anjanece | 25 | 0 | N | N
MACLEAN POWER SYSTEMS | HDSO-47 | Y | MACLEAN POWER SYSTEMS , HDSO-47 |  |  | 9.04 | 2001-12-11 11:45 | Anjanece | 25 | 0 | N | N
MACLEAN POWER SYSTEMS | HDSO-47 | Y | MACLEAN POWER SYSTEMS , HDSO-47 |  |  | 9.46 | 2001-12-11 11:45 | Anjanece | 25 | 0 | N | N
MACLEAN POWER SYSTEMS | HDSO-47 | Y | MACLEAN POWER SYSTEMS , HDSO-47 |  |  | 10.28 | 2001-12-11 11:45 | Anjanece | 25 | 0 | N | N
MACLEAN POWER SYSTEMS | HDSO-47 | Y | MACLEAN POWER SYSTEMS , HDSO-47 |  |  | 10.64 | 2001-12-11 11:45 | Anjanece | 25 | 0 | N | N
MACLEAN POWER SYSTEMS | HDSO-47 | Y | MACLEAN POWER SYSTEMS , HDSO-47 |  |  | 10.66 | 2001-12-11 11:45 | Anjanece | 25 | 0 | N | N
MACLEAN POWER SYSTEMS | HDSO-47 | Y | MACLEAN POWER SYSTEMS , HDSO-47 |  |  | 10.68 | 2001-12-11 11:45 | Anjanece | 25 | 0 | N | N
MACLEAN POWER SYSTEMS | HDSO-47 | Y | MACLEAN POWER SYSTEMS , HDSO-47 |  |  | 10.73 | 2001-12-11 11:45 | Anjanece | 25 | 0 | N | N
MACLEAN POWER SYSTEMS | HDSO-47 | Y | MACLEAN POWER SYSTEMS , HDSO-47 |  |  | 10.75 | 2001-12-11 11:45 | Anjanece | 25 | 0 | N | N
MACLEAN POWER SYSTEMS | HDSO-47 | Y | MACLEAN POWER SYSTEMS , HDSO-47 |  |  | 10.76 | 2001-12-11 11:45 | Anjanece | 25 | 0 | N | N
MACLEAN POWER SYSTEMS | HDSO-47 | Y | MACLEAN POWER SYSTEMS , HDSO-47 |  |  | 10.78 | 2001-12-11 11:45 | Anjanece | 25 | 0 | N | N
MACLEAN POWER SYSTEMS | HDSO-47 | Y | MACLEAN POWER SYSTEMS , HDSO-47 |  |  | 10.79 | 2001-12-11 11:45 | Anjanece | 25 | 0 | N | N
MACLEAN POWER SYSTEMS | HDSO-47 | Y | MACLEAN POWER SYSTEMS , HDSO-47 |  |  | 10.8 | 2001-12-11 11:45 | Anjanece | 25 | 0 | N | N
MACLEAN POWER SYSTEMS | HDSO-47 | Y | MACLEAN POWER SYSTEMS , HDSO-47 |  | Storm Stores | 0 | 2018-04-16 10:13 | Anjanece | 25 | 0 | N | N
MACLEAN POWER SYSTEMS | HDSO-47 | Y | MACLEAN POWER SYSTEMS , HDSO-47 |  |  | 6.1 | 2018-04-16 10:13 | Anjanece | 25 | 0 | N | N
MACLEAN POWER SYSTEMS | HDSO-47 | Y | MACLEAN POWER SYSTEMS , HDSO-47 |  |  | 6.33 | 2018-04-16 10:13 | Anjanece | 25 | 0 | N | N
MACLEAN POWER SYSTEMS | HDSO-47 | Y | MACLEAN POWER SYSTEMS , HDSO-47 |  |  | 8.82 | 2018-04-16 10:13 | Anjanece | 25 | 0 | N | N
MACLEAN POWER SYSTEMS | HDSO-47 | Y | MACLEAN POWER SYSTEMS , HDSO-47 |  |  | 8.84 | 2018-04-16 10:13 | Anjanece | 25 | 0 | N | N
MACLEAN POWER SYSTEMS | HDSO-47 | Y | MACLEAN POWER SYSTEMS , HDSO-47 |  |  | 9.46 | 2018-04-16 10:13 | Anjanece | 25 | 0 | N | N
MACLEAN POWER SYSTEMS | HDSO-47 | Y | MACLEAN POWER SYSTEMS , HDSO-47 |  |  | 9.69 | 2018-04-16 10:13 | Anjanece | 25 | 0 | N | N
MACLEAN POWER SYSTEMS | HDSO-47 | Y | MACLEAN POWER SYSTEMS , HDSO-47 |  |  | 9.94 | 2018-04-16 10:13 | Anjanece | 25 | 0 | N | N
MACLEAN POWER SYSTEMS | HDSO-47 | Y | MACLEAN POWER SYSTEMS , HDSO-47 |  |  | 10.14 | 2018-04-16 10:13 | Anjanece | 25 | 0 | N | N
MACLEAN POWER SYSTEMS | HDSO-47 | Y | MACLEAN POWER SYSTEMS , HDSO-47 |  |  | 10.32 | 2018-04-16 10:13 | Anjanece | 25 | 0 | N | N
PLP | SOD-53-N | Y | PLP , SOD-53-N | JEA OVERHEAD DISTRIBUTION | CSC Stores | 5.64 | 2001-12-11 11:45 | Anjanece | 25 | 0 | N | N
PLP | SOD-53-N | Y | PLP , SOD-53-N |  |  | 5.65 | 2001-12-11 11:45 | Anjanece | 25 | 0 | N | N
PLP | SOD-53-N | Y | PLP , SOD-53-N |  |  | 5.66 | 2001-12-11 11:45 | Anjanece | 25 | 0 | N | N
PLP | SOD-53-N | Y | PLP , SOD-53-N |  |  | 5.68 | 2001-12-11 11:45 | Anjanece | 25 | 0 | N | N
PLP | SOD-53-N | Y | PLP , SOD-53-N |  |  | 5.69 | 2001-12-11 11:45 | Anjanece | 25 | 0 | N | N
PLP | SOD-53-N | Y | PLP , SOD-53-N |  |  | 5.7 | 2001-12-11 11:45 | Anjanece | 25 | 0 | N | N
PLP | SOD-53-N | Y | PLP , SOD-53-N |  |  | 5.71 | 2001-12-11 11:45 | Anjanece | 25 | 0 | N | N
PLP | SOD-53-N | Y | PLP , SOD-53-N |  |  | 5.75 | 2001-12-11 11:45 | Anjanece | 25 | 0 | N | N
PLP | SOD-53-N | Y | PLP , SOD-53-N |  |  | 5.76 | 2001-12-11 11:45 | Anjanece | 25 | 0 | N | N
PLP | SOD-53-N | Y | PLP , SOD-53-N |  |  | 5.78 | 2001-12-11 11:45 | Anjanece | 25 | 0 | N | N
PLP | SOD-53-N | Y | PLP , SOD-53-N |  |  | 5.79 | 2001-12-11 11:45 | Anjanece | 25 | 0 | N | N
PLP | SOD-53-N | Y | PLP , SOD-53-N |  |  | 5.83 | 2001-12-11 11:45 | Anjanece | 25 | 0 | N | N
PLP | SOD-53-N | Y | PLP , SOD-53-N |  |  | 5.84 | 2001-12-11 11:45 | Anjanece | 25 | 0 | N | N
PLP | SOD-53-N | Y | PLP , SOD-53-N |  |  | 5.85 | 2001-12-11 11:45 | Anjanece | 25 | 0 | N | N
PLP | SOD-53-N | Y | PLP , SOD-53-N |  |  | 5.92 | 2001-12-11 11:45 | Anjanece | 25 | 0 | N | N
PLP | SOD-53-N | Y | PLP , SOD-53-N |  |  | 5.93 | 2001-12-11 11:45 | Anjanece | 25 | 0 | N | N
PLP | SOD-53-N | Y | PLP , SOD-53-N |  |  | 5.96 | 2001-12-11 11:45 | Anjanece | 25 | 0 | N | N
PLP | SOD-53-N | Y | PLP , SOD-53-N |  |  | 5.98 | 2001-12-11 11:45 | Anjanece | 25 | 0 | N | N
PLP | SOD-53-N | Y | PLP , SOD-53-N |  |  | 5.99 | 2001-12-11 11:45 | Anjanece | 25 | 0 | N | N
PLP | SOD-53-N | Y | PLP , SOD-53-N |  |  | 6 | 2001-12-11 11:45 | Anjanece | 25 | 0 | N | N
PLP | SOD-53-N | Y | PLP , SOD-53-N |  |  | 6.01 | 2001-12-11 11:45 | Anjanece | 25 | 0 | N | N
PLP | SOD-53-N | Y | PLP , SOD-53-N |  |  | 6.07 | 2001-12-11 11:45 | Anjanece | 25 | 0 | N | N
PLP | SOD-53-N | Y | PLP , SOD-53-N |  |  | 6.09 | 2001-12-11 11:45 | Anjanece | 25 | 0 | N | N
PLP | SOD-53-N | Y | PLP , SOD-53-N |  |  | 6.14 | 2001-12-11 11:45 | Anjanece | 25 | 0 | N | N
PLP | SOD-53-N | Y | PLP , SOD-53-N |  |  | 6.18 | 2001-12-11 11:45 | Anjanece | 25 | 0 | N | N
PLP | SOD-53-N | Y | PLP , SOD-53-N |  |  | 6.2 | 2001-12-11 11:45 | Anjanece | 25 | 0 | N | N
PLP | SOD-53-N | Y | PLP , SOD-53-N |  |  | 6.29 | 2001-12-11 11:45 | Anjanece | 25 | 0 | N | N
PLP | SOD-53-N | Y | PLP , SOD-53-N |  |  | 6.33 | 2001-12-11 11:45 | Anjanece | 25 | 0 | N | N
PLP | SOD-53-N | Y | PLP , SOD-53-N |  |  | 6.34 | 2001-12-11 11:45 | Anjanece | 25 | 0 | N | N
PLP | SOD-53-N | Y | PLP , SOD-53-N |  |  | 6.4 | 2001-12-11 11:45 | Anjanece | 25 | 0 | N | N
PLP | SOD-53-N | Y | PLP , SOD-53-N |  |  | 6.43 | 2001-12-11 11:45 | Anjanece | 25 | 0 | N | N
PLP | SOD-53-N | Y | PLP , SOD-53-N |  |  | 6.45 | 2001-12-11 11:45 | Anjanece | 25 | 0 | N | N
PLP | SOD-53-N | Y | PLP , SOD-53-N |  |  | 6.46 | 2001-12-11 11:45 | Anjanece | 25 | 0 | N | N
PLP | SOD-53-N | Y | PLP , SOD-53-N |  |  | 6.56 | 2001-12-11 11:45 | Anjanece | 25 | 0 | N | N
PLP | SOD-53-N | Y | PLP , SOD-53-N |  |  | 6.57 | 2001-12-11 11:45 | Anjanece | 25 | 0 | N | N
PLP | SOD-53-N | Y | PLP , SOD-53-N |  |  | 6.65 | 2001-12-11 11:45 | Anjanece | 25 | 0 | N | N
PLP | SOD-53-N | Y | PLP , SOD-53-N |  |  | 6.66 | 2001-12-11 11:45 | Anjanece | 25 | 0 | N | N
PLP | SOD-53-N | Y | PLP , SOD-53-N |  |  | 6.75 | 2001-12-11 11:45 | Anjanece | 25 | 0 | N | N
PLP | SOD-53-N | Y | PLP , SOD-53-N |  |  | 6.93 | 2001-12-11 11:45 | Anjanece | 25 | 0 | N | N
PLP | SOD-53-N | Y | PLP , SOD-53-N |  |  | 7.16 | 2001-12-11 11:45 | Anjanece | 25 | 0 | N | N
PLP | SOD-53-N | Y | PLP , SOD-53-N |  |  | 7.28 | 2001-12-11 11:45 | Anjanece | 25 | 0 | N | N
PLP | SOD-53-N | Y | PLP , SOD-53-N |  |  | 7.41 | 2001-12-11 11:45 | Anjanece | 25 | 0 | N | N
PLP | SOD-53-N | Y | PLP , SOD-53-N |  |  | 7.44 | 2001-12-11 11:45 | Anjanece | 25 | 0 | N | N
PLP | SOD-53-N | Y | PLP , SOD-53-N |  |  | 7.8 | 2001-12-11 11:45 | Anjanece | 25 | 0 | N | N
PLP | SOD-53-N | Y | PLP , SOD-53-N |  |  | 7.88 | 2001-12-11 11:45 | Anjanece | 25 | 0 | N | N
PLP | SOD-53-N | Y | PLP , SOD-53-N |  |  | 7.93 | 2001-12-11 11:45 | Anjanece | 25 | 0 | N | N
PLP | SOD-53-N | Y | PLP , SOD-53-N |  |  | 8.01 | 2001-12-11 11:45 | Anjanece | 25 | 0 | N | N
PLP | SOD-53-N | Y | PLP , SOD-53-N |  |  | 8.12 | 2001-12-11 11:45 | Anjanece | 25 | 0 | N | N
PLP | SOD-53-N | Y | PLP , SOD-53-N |  |  | 8.14 | 2001-12-11 11:45 | Anjanece | 25 | 0 | N | N
PLP | SOD-53-N | Y | PLP , SOD-53-N |  |  | 8.24 | 2001-12-11 11:45 | Anjanece | 25 | 0 | N | N
PLP | SOD-53-N | Y | PLP , SOD-53-N |  |  | 8.47 | 2001-12-11 11:45 | Anjanece | 25 | 0 | N | N
PLP | SOD-53-N | Y | PLP , SOD-53-N |  |  | 8.48 | 2001-12-11 11:45 | Anjanece | 25 | 0 | N | N
PLP | SOD-53-N | Y | PLP , SOD-53-N |  |  | 8.5 | 2001-12-11 11:45 | Anjanece | 25 | 0 | N | N
PLP | SOD-53-N | Y | PLP , SOD-53-N |  |  | 8.53 | 2001-12-11 11:45 | Anjanece | 25 | 0 | N | N
PLP | SOD-53-N | Y | PLP , SOD-53-N |  |  | 8.55 | 2001-12-11 11:45 | Anjanece | 25 | 0 | N | N
PLP | SOD-53-N | Y | PLP , SOD-53-N |  |  | 8.58 | 2001-12-11 11:45 | Anjanece | 25 | 0 | N | N
PLP | SOD-53-N | Y | PLP , SOD-53-N |  |  | 8.59 | 2001-12-11 11:45 | Anjanece | 25 | 0 | N | N
PLP | SOD-53-N | Y | PLP , SOD-53-N |  |  | 9.04 | 2001-12-11 11:45 | Anjanece | 25 | 0 | N | N
PLP | SOD-53-N | Y | PLP , SOD-53-N |  |  | 9.46 | 2001-12-11 11:45 | Anjanece | 25 | 0 | N | N
PLP | SOD-53-N | Y | PLP , SOD-53-N |  |  | 10.28 | 2001-12-11 11:45 | Anjanece | 25 | 0 | N | N
PLP | SOD-53-N | Y | PLP , SOD-53-N |  |  | 10.64 | 2001-12-11 11:45 | Anjanece | 25 | 0 | N | N
PLP | SOD-53-N | Y | PLP , SOD-53-N |  |  | 10.66 | 2001-12-11 11:45 | Anjanece | 25 | 0 | N | N
PLP | SOD-53-N | Y | PLP , SOD-53-N |  |  | 10.68 | 2001-12-11 11:45 | Anjanece | 25 | 0 | N | N
PLP | SOD-53-N | Y | PLP , SOD-53-N |  |  | 10.73 | 2001-12-11 11:45 | Anjanece | 25 | 0 | N | N
PLP | SOD-53-N | Y | PLP , SOD-53-N |  |  | 10.75 | 2001-12-11 11:45 | Anjanece | 25 | 0 | N | N
PLP | SOD-53-N | Y | PLP , SOD-53-N |  |  | 10.76 | 2001-12-11 11:45 | Anjanece | 25 | 0 | N | N
PLP | SOD-53-N | Y | PLP , SOD-53-N |  |  | 10.78 | 2001-12-11 11:45 | Anjanece | 25 | 0 | N | N
PLP | SOD-53-N | Y | PLP , SOD-53-N |  |  | 10.79 | 2001-12-11 11:45 | Anjanece | 25 | 0 | N | N
PLP | SOD-53-N | Y | PLP , SOD-53-N |  |  | 10.8 | 2001-12-11 11:45 | Anjanece | 25 | 0 | N | N
PLP | SOD-53-N | Y | PLP , SOD-53-N |  | Storm Stores | 0 | 2018-04-16 10:13 | Anjanece | 25 | 0 | N | N
PLP | SOD-53-N | Y | PLP , SOD-53-N |  |  | 6.1 | 2018-04-16 10:13 | Anjanece | 25 | 0 | N | N
PLP | SOD-53-N | Y | PLP , SOD-53-N |  |  | 6.33 | 2018-04-16 10:13 | Anjanece | 25 | 0 | N | N
PLP | SOD-53-N | Y | PLP , SOD-53-N |  |  | 8.82 | 2018-04-16 10:13 | Anjanece | 25 | 0 | N | N
PLP | SOD-53-N | Y | PLP , SOD-53-N |  |  | 8.84 | 2018-04-16 10:13 | Anjanece | 25 | 0 | N | N
PLP | SOD-53-N | Y | PLP , SOD-53-N |  |  | 9.46 | 2018-04-16 10:13 | Anjanece | 25 | 0 | N | N
PLP | SOD-53-N | Y | PLP , SOD-53-N |  |  | 9.69 | 2018-04-16 10:13 | Anjanece | 25 | 0 | N | N
PLP | SOD-53-N | Y | PLP , SOD-53-N |  |  | 9.94 | 2018-04-16 10:13 | Anjanece | 25 | 0 | N | N
PLP | SOD-53-N | Y | PLP , SOD-53-N |  |  | 10.14 | 2018-04-16 10:13 | Anjanece | 25 | 0 | N | N
PLP | SOD-53-N | Y | PLP , SOD-53-N |  |  | 10.32 | 2018-04-16 10:13 | Anjanece | 25 | 0 | N | N
ANDERSON | ADEZ-88-N | Y | ANDERSON , ADEZ-88-N | JEA OVERHEAD DISTRIBUTION | CSC Stores | 9.57 | 2001-12-11 11:45 | Anjanece | 10 | 0 | N | N
ANDERSON | ADEZ-88-N | Y | ANDERSON , ADEZ-88-N |  |  | 9.69 | 2001-12-11 11:45 | Anjanece | 10 | 0 | N | N
ANDERSON | ADEZ-88-N | Y | ANDERSON , ADEZ-88-N |  |  | 9.71 | 2001-12-11 11:45 | Anjanece | 10 | 0 | N | N
ANDERSON | ADEZ-88-N | Y | ANDERSON , ADEZ-88-N |  |  | 9.72 | 2001-12-11 11:45 | Anjanece | 10 | 0 | N | N
ANDERSON | ADEZ-88-N | Y | ANDERSON , ADEZ-88-N |  |  | 9.81 | 2001-12-11 11:45 | Anjanece | 10 | 0 | N | N
ANDERSON | ADEZ-88-N | Y | ANDERSON , ADEZ-88-N |  |  | 9.88 | 2001-12-11 11:45 | Anjanece | 10 | 0 | N | N
ANDERSON | ADEZ-88-N | Y | ANDERSON , ADEZ-88-N |  |  | 9.91 | 2001-12-11 11:45 | Anjanece | 10 | 0 | N | N
ANDERSON | ADEZ-88-N | Y | ANDERSON , ADEZ-88-N |  |  | 9.94 | 2001-12-11 11:45 | Anjanece | 10 | 0 | N | N
ANDERSON | ADEZ-88-N | Y | ANDERSON , ADEZ-88-N |  |  | 10.16 | 2001-12-11 11:45 | Anjanece | 10 | 0 | N | N
ANDERSON | ADEZ-88-N | Y | ANDERSON , ADEZ-88-N |  |  | 10.87 | 2001-12-11 11:45 | Anjanece | 10 | 0 | N | N
ANDERSON | ADEZ-88-N | Y | ANDERSON , ADEZ-88-N |  |  | 11.53 | 2001-12-11 11:45 | Anjanece | 10 | 0 | N | N
ANDERSON | ADEZ-88-N | Y | ANDERSON , ADEZ-88-N |  |  | 12.08 | 2001-12-11 11:45 | Anjanece | 10 | 0 | N | N
ANDERSON | ADEZ-88-N | Y | ANDERSON , ADEZ-88-N |  |  | 12.38 | 2001-12-11 11:45 | Anjanece | 10 | 0 | N | N
ANDERSON | ADEZ-88-N | Y | ANDERSON , ADEZ-88-N |  |  | 12.48 | 2001-12-11 11:45 | Anjanece | 10 | 0 | N | N
ANDERSON | ADEZ-88-N | Y | ANDERSON , ADEZ-88-N |  |  | 14.48 | 2001-12-11 11:45 | Anjanece | 10 | 0 | N | N
ANDERSON | ADEZ-88-N | Y | ANDERSON , ADEZ-88-N |  |  | 14.7 | 2001-12-11 11:45 | Anjanece | 10 | 0 | N | N
ANDERSON | ADEZ-88-N | Y | ANDERSON , ADEZ-88-N |  |  | 15.94 | 2001-12-11 11:45 | Anjanece | 10 | 0 | N | N
HYDROCOM INTERNATIONAL | HCD88-SO | Y | HYDROCOM INTERNATIONAL , HCD88-SO | JEA OVERHEAD DISTRIBUTION | CSC Stores | 9.57 | 2001-12-11 11:45 | Anjanece | 10 | 0 | N | N
HYDROCOM INTERNATIONAL | HCD88-SO | Y | HYDROCOM INTERNATIONAL , HCD88-SO |  |  | 9.69 | 2001-12-11 11:45 | Anjanece | 10 | 0 | N | N
HYDROCOM INTERNATIONAL | HCD88-SO | Y | HYDROCOM INTERNATIONAL , HCD88-SO |  |  | 9.71 | 2001-12-11 11:45 | Anjanece | 10 | 0 | N | N
HYDROCOM INTERNATIONAL | HCD88-SO | Y | HYDROCOM INTERNATIONAL , HCD88-SO |  |  | 9.72 | 2001-12-11 11:45 | Anjanece | 10 | 0 | N | N
HYDROCOM INTERNATIONAL | HCD88-SO | Y | HYDROCOM INTERNATIONAL , HCD88-SO |  |  | 9.81 | 2001-12-11 11:45 | Anjanece | 10 | 0 | N | N
HYDROCOM INTERNATIONAL | HCD88-SO | Y | HYDROCOM INTERNATIONAL , HCD88-SO |  |  | 9.88 | 2001-12-11 11:45 | Anjanece | 10 | 0 | N | N
HYDROCOM INTERNATIONAL | HCD88-SO | Y | HYDROCOM INTERNATIONAL , HCD88-SO |  |  | 9.91 | 2001-12-11 11:45 | Anjanece | 10 | 0 | N | N
HYDROCOM INTERNATIONAL | HCD88-SO | Y | HYDROCOM INTERNATIONAL , HCD88-SO |  |  | 9.94 | 2001-12-11 11:45 | Anjanece | 10 | 0 | N | N
HYDROCOM INTERNATIONAL | HCD88-SO | Y | HYDROCOM INTERNATIONAL , HCD88-SO |  |  | 10.16 | 2001-12-11 11:45 | Anjanece | 10 | 0 | N | N
HYDROCOM INTERNATIONAL | HCD88-SO | Y | HYDROCOM INTERNATIONAL , HCD88-SO |  |  | 10.87 | 2001-12-11 11:45 | Anjanece | 10 | 0 | N | N
HYDROCOM INTERNATIONAL | HCD88-SO | Y | HYDROCOM INTERNATIONAL , HCD88-SO |  |  | 11.53 | 2001-12-11 11:45 | Anjanece | 10 | 0 | N | N
HYDROCOM INTERNATIONAL | HCD88-SO | Y | HYDROCOM INTERNATIONAL , HCD88-SO |  |  | 12.08 | 2001-12-11 11:45 | Anjanece | 10 | 0 | N | N
HYDROCOM INTERNATIONAL | HCD88-SO | Y | HYDROCOM INTERNATIONAL , HCD88-SO |  |  | 12.38 | 2001-12-11 11:45 | Anjanece | 10 | 0 | N | N
HYDROCOM INTERNATIONAL | HCD88-SO | Y | HYDROCOM INTERNATIONAL , HCD88-SO |  |  | 12.48 | 2001-12-11 11:45 | Anjanece | 10 | 0 | N | N
HYDROCOM INTERNATIONAL | HCD88-SO | Y | HYDROCOM INTERNATIONAL , HCD88-SO |  |  | 14.48 | 2001-12-11 11:45 | Anjanece | 10 | 0 | N | N
HYDROCOM INTERNATIONAL | HCD88-SO | Y | HYDROCOM INTERNATIONAL , HCD88-SO |  |  | 14.7 | 2001-12-11 11:45 | Anjanece | 10 | 0 | N | N
HYDROCOM INTERNATIONAL | HCD88-SO | Y | HYDROCOM INTERNATIONAL , HCD88-SO |  |  | 15.94 | 2001-12-11 11:45 | Anjanece | 10 | 0 | N | N
MACLEAN POWER SYSTEMS | HDSO-88 | Y | MACLEAN POWER SYSTEMS , HDSO-88 | JEA OVERHEAD DISTRIBUTION | CSC Stores | 9.57 | 2001-12-11 11:45 | Anjanece | 10 | 0 | N | N
MACLEAN POWER SYSTEMS | HDSO-88 | Y | MACLEAN POWER SYSTEMS , HDSO-88 |  |  | 9.69 | 2001-12-11 11:45 | Anjanece | 10 | 0 | N | N
MACLEAN POWER SYSTEMS | HDSO-88 | Y | MACLEAN POWER SYSTEMS , HDSO-88 |  |  | 9.71 | 2001-12-11 11:45 | Anjanece | 10 | 0 | N | N
MACLEAN POWER SYSTEMS | HDSO-88 | Y | MACLEAN POWER SYSTEMS , HDSO-88 |  |  | 9.72 | 2001-12-11 11:45 | Anjanece | 10 | 0 | N | N
MACLEAN POWER SYSTEMS | HDSO-88 | Y | MACLEAN POWER SYSTEMS , HDSO-88 |  |  | 9.81 | 2001-12-11 11:45 | Anjanece | 10 | 0 | N | N
MACLEAN POWER SYSTEMS | HDSO-88 | Y | MACLEAN POWER SYSTEMS , HDSO-88 |  |  | 9.88 | 2001-12-11 11:45 | Anjanece | 10 | 0 | N | N
MACLEAN POWER SYSTEMS | HDSO-88 | Y | MACLEAN POWER SYSTEMS , HDSO-88 |  |  | 9.91 | 2001-12-11 11:45 | Anjanece | 10 | 0 | N | N
MACLEAN POWER SYSTEMS | HDSO-88 | Y | MACLEAN POWER SYSTEMS , HDSO-88 |  |  | 9.94 | 2001-12-11 11:45 | Anjanece | 10 | 0 | N | N
MACLEAN POWER SYSTEMS | HDSO-88 | Y | MACLEAN POWER SYSTEMS , HDSO-88 |  |  | 10.16 | 2001-12-11 11:45 | Anjanece | 10 | 0 | N | N
MACLEAN POWER SYSTEMS | HDSO-88 | Y | MACLEAN POWER SYSTEMS , HDSO-88 |  |  | 10.87 | 2001-12-11 11:45 | Anjanece | 10 | 0 | N | N
MACLEAN POWER SYSTEMS | HDSO-88 | Y | MACLEAN POWER SYSTEMS , HDSO-88 |  |  | 11.53 | 2001-12-11 11:45 | Anjanece | 10 | 0 | N | N
MACLEAN POWER SYSTEMS | HDSO-88 | Y | MACLEAN POWER SYSTEMS , HDSO-88 |  |  | 12.08 | 2001-12-11 11:45 | Anjanece | 10 | 0 | N | N
MACLEAN POWER SYSTEMS | HDSO-88 | Y | MACLEAN POWER SYSTEMS , HDSO-88 |  |  | 12.38 | 2001-12-11 11:45 | Anjanece | 10 | 0 | N | N
MACLEAN POWER SYSTEMS | HDSO-88 | Y | MACLEAN POWER SYSTEMS , HDSO-88 |  |  | 12.48 | 2001-12-11 11:45 | Anjanece | 10 | 0 | N | N
MACLEAN POWER SYSTEMS | HDSO-88 | Y | MACLEAN POWER SYSTEMS , HDSO-88 |  |  | 14.48 | 2001-12-11 11:45 | Anjanece | 10 | 0 | N | N
MACLEAN POWER SYSTEMS | HDSO-88 | Y | MACLEAN POWER SYSTEMS , HDSO-88 |  |  | 14.7 | 2001-12-11 11:45 | Anjanece | 10 | 0 | N | N
MACLEAN POWER SYSTEMS | HDSO-88 | Y | MACLEAN POWER SYSTEMS , HDSO-88 |  |  | 15.94 | 2001-12-11 11:45 | Anjanece | 10 | 0 | N | N
PLP | SOD-93-N | Y | PLP , SOD-93-N | JEA OVERHEAD DISTRIBUTION | CSC Stores | 9.57 | 2001-12-11 11:45 | Anjanece | 10 | 0 | N | N
PLP | SOD-93-N | Y | PLP , SOD-93-N |  |  | 9.69 | 2001-12-11 11:45 | Anjanece | 10 | 0 | N | N
PLP | SOD-93-N | Y | PLP , SOD-93-N |  |  | 9.71 | 2001-12-11 11:45 | Anjanece | 10 | 0 | N | N
PLP | SOD-93-N | Y | PLP , SOD-93-N |  |  | 9.72 | 2001-12-11 11:45 | Anjanece | 10 | 0 | N | N
PLP | SOD-93-N | Y | PLP , SOD-93-N |  |  | 9.81 | 2001-12-11 11:45 | Anjanece | 10 | 0 | N | N
PLP | SOD-93-N | Y | PLP , SOD-93-N |  |  | 9.88 | 2001-12-11 11:45 | Anjanece | 10 | 0 | N | N
PLP | SOD-93-N | Y | PLP , SOD-93-N |  |  | 9.91 | 2001-12-11 11:45 | Anjanece | 10 | 0 | N | N
PLP | SOD-93-N | Y | PLP , SOD-93-N |  |  | 9.94 | 2001-12-11 11:45 | Anjanece | 10 | 0 | N | N
PLP | SOD-93-N | Y | PLP , SOD-93-N |  |  | 10.16 | 2001-12-11 11:45 | Anjanece | 10 | 0 | N | N
PLP | SOD-93-N | Y | PLP , SOD-93-N |  |  | 10.87 | 2001-12-11 11:45 | Anjanece | 10 | 0 | N | N
PLP | SOD-93-N | Y | PLP , SOD-93-N |  |  | 11.53 | 2001-12-11 11:45 | Anjanece | 10 | 0 | N | N
PLP | SOD-93-N | Y | PLP , SOD-93-N |  |  | 12.08 | 2001-12-11 11:45 | Anjanece | 10 | 0 | N | N
PLP | SOD-93-N | Y | PLP , SOD-93-N |  |  | 12.38 | 2001-12-11 11:45 | Anjanece | 10 | 0 | N | N
PLP | SOD-93-N | Y | PLP , SOD-93-N |  |  | 12.48 | 2001-12-11 11:45 | Anjanece | 10 | 0 | N | N
PLP | SOD-93-N | Y | PLP , SOD-93-N |  |  | 14.48 | 2001-12-11 11:45 | Anjanece | 10 | 0 | N | N
PLP | SOD-93-N | Y | PLP , SOD-93-N |  |  | 14.7 | 2001-12-11 11:45 | Anjanece | 10 | 0 | N | N
PLP | SOD-93-N | Y | PLP , SOD-93-N |  |  | 15.94 | 2001-12-11 11:45 | Anjanece | 10 | 0 | N | N
ANDERSON | ADEZ-116-N | Y | ANDERSON , ADEZ-116-N | JEA OVERHEAD DISTRIBUTION | CSC Stores | 12.05 | 2001-12-11 11:45 | Anjanece | 10 | 0 | N | N
ANDERSON | ADEZ-116-N | Y | ANDERSON , ADEZ-116-N |  |  | 12.15 | 2001-12-11 11:45 | Anjanece | 10 | 0 | N | N
ANDERSON | ADEZ-116-N | Y | ANDERSON , ADEZ-116-N |  |  | 12.33 | 2001-12-11 11:45 | Anjanece | 10 | 0 | N | N
ANDERSON | ADEZ-116-N | Y | ANDERSON , ADEZ-116-N |  |  | 12.38 | 2001-12-11 11:45 | Anjanece | 10 | 0 | N | N
ANDERSON | ADEZ-116-N | Y | ANDERSON , ADEZ-116-N |  |  | 12.4 | 2001-12-11 11:45 | Anjanece | 10 | 0 | N | N
ANDERSON | ADEZ-116-N | Y | ANDERSON , ADEZ-116-N |  |  | 12.41 | 2001-12-11 11:45 | Anjanece | 10 | 0 | N | N
ANDERSON | ADEZ-116-N | Y | ANDERSON , ADEZ-116-N |  |  | 12.47 | 2001-12-11 11:45 | Anjanece | 10 | 0 | N | N
ANDERSON | ADEZ-116-N | Y | ANDERSON , ADEZ-116-N |  |  | 12.66 | 2001-12-11 11:45 | Anjanece | 10 | 0 | N | N
ANDERSON | ADEZ-116-N | Y | ANDERSON , ADEZ-116-N |  |  | 12.69 | 2001-12-11 11:45 | Anjanece | 10 | 0 | N | N
ANDERSON | ADEZ-116-N | Y | ANDERSON , ADEZ-116-N |  |  | 12.78 | 2001-12-11 11:45 | Anjanece | 10 | 0 | N | N
ANDERSON | ADEZ-116-N | Y | ANDERSON , ADEZ-116-N |  |  | 12.81 | 2001-12-11 11:45 | Anjanece | 10 | 0 | N | N
ANDERSON | ADEZ-116-N | Y | ANDERSON , ADEZ-116-N |  |  | 12.83 | 2001-12-11 11:45 | Anjanece | 10 | 0 | N | N
ANDERSON | ADEZ-116-N | Y | ANDERSON , ADEZ-116-N |  |  | 12.84 | 2001-12-11 11:45 | Anjanece | 10 | 0 | N | N
ANDERSON | ADEZ-116-N | Y | ANDERSON , ADEZ-116-N |  |  | 12.85 | 2001-12-11 11:45 | Anjanece | 10 | 0 | N | N
ANDERSON | ADEZ-116-N | Y | ANDERSON , ADEZ-116-N |  |  | 12.94 | 2001-12-11 11:45 | Anjanece | 10 | 0 | N | N
ANDERSON | ADEZ-116-N | Y | ANDERSON , ADEZ-116-N |  |  | 13.2 | 2001-12-11 11:45 | Anjanece | 10 | 0 | N | N
ANDERSON | ADEZ-116-N | Y | ANDERSON , ADEZ-116-N |  |  | 13.58 | 2001-12-11 11:45 | Anjanece | 10 | 0 | N | N
ANDERSON | ADEZ-116-N | Y | ANDERSON , ADEZ-116-N |  |  | 15.86 | 2001-12-11 11:45 | Anjanece | 10 | 0 | N | N
ANDERSON | ADEZ-116-N | Y | ANDERSON , ADEZ-116-N |  |  | 16.04 | 2001-12-11 11:45 | Anjanece | 10 | 0 | N | N
ANDERSON | ADEZ-116-N | Y | ANDERSON , ADEZ-116-N |  |  | 16.63 | 2001-12-11 11:45 | Anjanece | 10 | 0 | N | N
ANDERSON | ADEZ-116-N | Y | ANDERSON , ADEZ-116-N |  |  | 16.66 | 2001-12-11 11:45 | Anjanece | 10 | 0 | N | N
ANDERSON | ADEZ-116-N | Y | ANDERSON , ADEZ-116-N |  |  | 16.7 | 2001-12-11 11:45 | Anjanece | 10 | 0 | N | N
ANDERSON | ADEZ-116-N | Y | ANDERSON , ADEZ-116-N |  |  | 16.81 | 2001-12-11 11:45 | Anjanece | 10 | 0 | N | N
ANDERSON | ADEZ-116-N | Y | ANDERSON , ADEZ-116-N |  |  | 16.84 | 2001-12-11 11:45 | Anjanece | 10 | 0 | N | N
ANDERSON | ADEZ-116-N | Y | ANDERSON , ADEZ-116-N |  |  | 16.85 | 2001-12-11 11:45 | Anjanece | 10 | 0 | N | N
ANDERSON | ADEZ-116-N | Y | ANDERSON , ADEZ-116-N |  |  | 19.96 | 2001-12-11 11:45 | Anjanece | 10 | 0 | N | N
ANDERSON | ADEZ-116-N | Y | ANDERSON , ADEZ-116-N |  |  | 24.43 | 2001-12-11 11:45 | Anjanece | 10 | 0 | N | N
ANDERSON | ADEZ-116-N | Y | ANDERSON , ADEZ-116-N |  |  | 24.45 | 2001-12-11 11:45 | Anjanece | 10 | 0 | N | N
ANDERSON | ADEZ-116-N | Y | ANDERSON , ADEZ-116-N |  |  | 24.48 | 2001-12-11 11:45 | Anjanece | 10 | 0 | N | N
ANDERSON | ADEZ-116-N | Y | ANDERSON , ADEZ-116-N |  |  | 24.5 | 2001-12-11 11:45 | Anjanece | 10 | 0 | N | N
ANDERSON | ADEZ-116-N | Y | ANDERSON , ADEZ-116-N |  |  | 24.54 | 2001-12-11 11:45 | Anjanece | 10 | 0 | N | N
ANDERSON | ADEZ-116-N | Y | ANDERSON , ADEZ-116-N |  |  | 24.55 | 2001-12-11 11:45 | Anjanece | 10 | 0 | N | N
ANDERSON | ADEZ-116-N | Y | ANDERSON , ADEZ-116-N |  |  | 24.71 | 2001-12-11 11:45 | Anjanece | 10 | 0 | N | N
ANDERSON | ADEZ-116-N | Y | ANDERSON , ADEZ-116-N |  |  | 26.77 | 2001-12-11 11:45 | Anjanece | 10 | 0 | N | N
ANDERSON | ADEZ-116-N | Y | ANDERSON , ADEZ-116-N |  |  | 27.24 | 2001-12-11 11:45 | Anjanece | 10 | 0 | N | N
ANDERSON | ADEZ-116-N | Y | ANDERSON , ADEZ-116-N |  | Storm Stores | 0 | 2022-09-23 10:21 | Anjanece | 10 | 0 | N | N
ANDERSON | ADEZ-116-N | Y | ANDERSON , ADEZ-116-N |  |  | 25.77 | 2022-09-23 10:21 | Anjanece | 10 | 0 | N | N
ANDERSON | ADEZ-116-N | Y | ANDERSON , ADEZ-116-N |  |  | 27.24 | 2022-09-23 10:21 | Anjanece | 10 | 0 | N | N
ANDERSON | ADEZ-116-N | Y | ANDERSON , ADEZ-116-N |  |  | 27.74 | 2022-09-23 10:21 | Anjanece | 10 | 0 | N | N
HYDROCOM INTERNATIONAL | HCD116-SO | Y | HYDROCOM INTERNATIONAL , HCD116-SO | JEA OVERHEAD DISTRIBUTION | CSC Stores | 12.05 | 2001-12-11 11:45 | Anjanece | 10 | 0 | N | N
HYDROCOM INTERNATIONAL | HCD116-SO | Y | HYDROCOM INTERNATIONAL , HCD116-SO |  |  | 12.15 | 2001-12-11 11:45 | Anjanece | 10 | 0 | N | N
HYDROCOM INTERNATIONAL | HCD116-SO | Y | HYDROCOM INTERNATIONAL , HCD116-SO |  |  | 12.33 | 2001-12-11 11:45 | Anjanece | 10 | 0 | N | N
HYDROCOM INTERNATIONAL | HCD116-SO | Y | HYDROCOM INTERNATIONAL , HCD116-SO |  |  | 12.38 | 2001-12-11 11:45 | Anjanece | 10 | 0 | N | N
HYDROCOM INTERNATIONAL | HCD116-SO | Y | HYDROCOM INTERNATIONAL , HCD116-SO |  |  | 12.4 | 2001-12-11 11:45 | Anjanece | 10 | 0 | N | N
HYDROCOM INTERNATIONAL | HCD116-SO | Y | HYDROCOM INTERNATIONAL , HCD116-SO |  |  | 12.41 | 2001-12-11 11:45 | Anjanece | 10 | 0 | N | N
HYDROCOM INTERNATIONAL | HCD116-SO | Y | HYDROCOM INTERNATIONAL , HCD116-SO |  |  | 12.47 | 2001-12-11 11:45 | Anjanece | 10 | 0 | N | N
HYDROCOM INTERNATIONAL | HCD116-SO | Y | HYDROCOM INTERNATIONAL , HCD116-SO |  |  | 12.66 | 2001-12-11 11:45 | Anjanece | 10 | 0 | N | N
HYDROCOM INTERNATIONAL | HCD116-SO | Y | HYDROCOM INTERNATIONAL , HCD116-SO |  |  | 12.69 | 2001-12-11 11:45 | Anjanece | 10 | 0 | N | N
HYDROCOM INTERNATIONAL | HCD116-SO | Y | HYDROCOM INTERNATIONAL , HCD116-SO |  |  | 12.78 | 2001-12-11 11:45 | Anjanece | 10 | 0 | N | N
HYDROCOM INTERNATIONAL | HCD116-SO | Y | HYDROCOM INTERNATIONAL , HCD116-SO |  |  | 12.81 | 2001-12-11 11:45 | Anjanece | 10 | 0 | N | N
HYDROCOM INTERNATIONAL | HCD116-SO | Y | HYDROCOM INTERNATIONAL , HCD116-SO |  |  | 12.83 | 2001-12-11 11:45 | Anjanece | 10 | 0 | N | N
HYDROCOM INTERNATIONAL | HCD116-SO | Y | HYDROCOM INTERNATIONAL , HCD116-SO |  |  | 12.84 | 2001-12-11 11:45 | Anjanece | 10 | 0 | N | N
HYDROCOM INTERNATIONAL | HCD116-SO | Y | HYDROCOM INTERNATIONAL , HCD116-SO |  |  | 12.85 | 2001-12-11 11:45 | Anjanece | 10 | 0 | N | N
HYDROCOM INTERNATIONAL | HCD116-SO | Y | HYDROCOM INTERNATIONAL , HCD116-SO |  |  | 12.94 | 2001-12-11 11:45 | Anjanece | 10 | 0 | N | N
HYDROCOM INTERNATIONAL | HCD116-SO | Y | HYDROCOM INTERNATIONAL , HCD116-SO |  |  | 13.2 | 2001-12-11 11:45 | Anjanece | 10 | 0 | N | N
HYDROCOM INTERNATIONAL | HCD116-SO | Y | HYDROCOM INTERNATIONAL , HCD116-SO |  |  | 13.58 | 2001-12-11 11:45 | Anjanece | 10 | 0 | N | N
HYDROCOM INTERNATIONAL | HCD116-SO | Y | HYDROCOM INTERNATIONAL , HCD116-SO |  |  | 15.86 | 2001-12-11 11:45 | Anjanece | 10 | 0 | N | N
HYDROCOM INTERNATIONAL | HCD116-SO | Y | HYDROCOM INTERNATIONAL , HCD116-SO |  |  | 16.04 | 2001-12-11 11:45 | Anjanece | 10 | 0 | N | N
HYDROCOM INTERNATIONAL | HCD116-SO | Y | HYDROCOM INTERNATIONAL , HCD116-SO |  |  | 16.63 | 2001-12-11 11:45 | Anjanece | 10 | 0 | N | N
HYDROCOM INTERNATIONAL | HCD116-SO | Y | HYDROCOM INTERNATIONAL , HCD116-SO |  |  | 16.66 | 2001-12-11 11:45 | Anjanece | 10 | 0 | N | N
HYDROCOM INTERNATIONAL | HCD116-SO | Y | HYDROCOM INTERNATIONAL , HCD116-SO |  |  | 16.7 | 2001-12-11 11:45 | Anjanece | 10 | 0 | N | N
HYDROCOM INTERNATIONAL | HCD116-SO | Y | HYDROCOM INTERNATIONAL , HCD116-SO |  |  | 16.81 | 2001-12-11 11:45 | Anjanece | 10 | 0 | N | N
HYDROCOM INTERNATIONAL | HCD116-SO | Y | HYDROCOM INTERNATIONAL , HCD116-SO |  |  | 16.84 | 2001-12-11 11:45 | Anjanece | 10 | 0 | N | N
HYDROCOM INTERNATIONAL | HCD116-SO | Y | HYDROCOM INTERNATIONAL , HCD116-SO |  |  | 16.85 | 2001-12-11 11:45 | Anjanece | 10 | 0 | N | N
HYDROCOM INTERNATIONAL | HCD116-SO | Y | HYDROCOM INTERNATIONAL , HCD116-SO |  |  | 19.96 | 2001-12-11 11:45 | Anjanece | 10 | 0 | N | N
HYDROCOM INTERNATIONAL | HCD116-SO | Y | HYDROCOM INTERNATIONAL , HCD116-SO |  |  | 24.43 | 2001-12-11 11:45 | Anjanece | 10 | 0 | N | N
HYDROCOM INTERNATIONAL | HCD116-SO | Y | HYDROCOM INTERNATIONAL , HCD116-SO |  |  | 24.45 | 2001-12-11 11:45 | Anjanece | 10 | 0 | N | N
HYDROCOM INTERNATIONAL | HCD116-SO | Y | HYDROCOM INTERNATIONAL , HCD116-SO |  |  | 24.48 | 2001-12-11 11:45 | Anjanece | 10 | 0 | N | N
HYDROCOM INTERNATIONAL | HCD116-SO | Y | HYDROCOM INTERNATIONAL , HCD116-SO |  |  | 24.5 | 2001-12-11 11:45 | Anjanece | 10 | 0 | N | N
HYDROCOM INTERNATIONAL | HCD116-SO | Y | HYDROCOM INTERNATIONAL , HCD116-SO |  |  | 24.54 | 2001-12-11 11:45 | Anjanece | 10 | 0 | N | N
HYDROCOM INTERNATIONAL | HCD116-SO | Y | HYDROCOM INTERNATIONAL , HCD116-SO |  |  | 24.55 | 2001-12-11 11:45 | Anjanece | 10 | 0 | N | N
HYDROCOM INTERNATIONAL | HCD116-SO | Y | HYDROCOM INTERNATIONAL , HCD116-SO |  |  | 24.71 | 2001-12-11 11:45 | Anjanece | 10 | 0 | N | N
HYDROCOM INTERNATIONAL | HCD116-SO | Y | HYDROCOM INTERNATIONAL , HCD116-SO |  |  | 26.77 | 2001-12-11 11:45 | Anjanece | 10 | 0 | N | N
HYDROCOM INTERNATIONAL | HCD116-SO | Y | HYDROCOM INTERNATIONAL , HCD116-SO |  |  | 27.24 | 2001-12-11 11:45 | Anjanece | 10 | 0 | N | N
HYDROCOM INTERNATIONAL | HCD116-SO | Y | HYDROCOM INTERNATIONAL , HCD116-SO |  | Storm Stores | 0 | 2022-09-23 10:21 | Anjanece | 10 | 0 | N | N
HYDROCOM INTERNATIONAL | HCD116-SO | Y | HYDROCOM INTERNATIONAL , HCD116-SO |  |  | 25.77 | 2022-09-23 10:21 | Anjanece | 10 | 0 | N | N
HYDROCOM INTERNATIONAL | HCD116-SO | Y | HYDROCOM INTERNATIONAL , HCD116-SO |  |  | 27.24 | 2022-09-23 10:21 | Anjanece | 10 | 0 | N | N
HYDROCOM INTERNATIONAL | HCD116-SO | Y | HYDROCOM INTERNATIONAL , HCD116-SO |  |  | 27.74 | 2022-09-23 10:21 | Anjanece | 10 | 0 | N | N
MACLEAN POWER SYSTEMS | HDSO-116 | Y | MACLEAN POWER SYSTEMS , HDSO-116 | JEA OVERHEAD DISTRIBUTION | CSC Stores | 12.05 | 2001-12-11 11:45 | Anjanece | 10 | 0 | N | N
MACLEAN POWER SYSTEMS | HDSO-116 | Y | MACLEAN POWER SYSTEMS , HDSO-116 |  |  | 12.15 | 2001-12-11 11:45 | Anjanece | 10 | 0 | N | N
MACLEAN POWER SYSTEMS | HDSO-116 | Y | MACLEAN POWER SYSTEMS , HDSO-116 |  |  | 12.33 | 2001-12-11 11:45 | Anjanece | 10 | 0 | N | N
MACLEAN POWER SYSTEMS | HDSO-116 | Y | MACLEAN POWER SYSTEMS , HDSO-116 |  |  | 12.38 | 2001-12-11 11:45 | Anjanece | 10 | 0 | N | N
MACLEAN POWER SYSTEMS | HDSO-116 | Y | MACLEAN POWER SYSTEMS , HDSO-116 |  |  | 12.4 | 2001-12-11 11:45 | Anjanece | 10 | 0 | N | N
MACLEAN POWER SYSTEMS | HDSO-116 | Y | MACLEAN POWER SYSTEMS , HDSO-116 |  |  | 12.41 | 2001-12-11 11:45 | Anjanece | 10 | 0 | N | N
MACLEAN POWER SYSTEMS | HDSO-116 | Y | MACLEAN POWER SYSTEMS , HDSO-116 |  |  | 12.47 | 2001-12-11 11:45 | Anjanece | 10 | 0 | N | N
MACLEAN POWER SYSTEMS | HDSO-116 | Y | MACLEAN POWER SYSTEMS , HDSO-116 |  |  | 12.66 | 2001-12-11 11:45 | Anjanece | 10 | 0 | N | N
MACLEAN POWER SYSTEMS | HDSO-116 | Y | MACLEAN POWER SYSTEMS , HDSO-116 |  |  | 12.69 | 2001-12-11 11:45 | Anjanece | 10 | 0 | N | N
MACLEAN POWER SYSTEMS | HDSO-116 | Y | MACLEAN POWER SYSTEMS , HDSO-116 |  |  | 12.78 | 2001-12-11 11:45 | Anjanece | 10 | 0 | N | N
MACLEAN POWER SYSTEMS | HDSO-116 | Y | MACLEAN POWER SYSTEMS , HDSO-116 |  |  | 12.81 | 2001-12-11 11:45 | Anjanece | 10 | 0 | N | N
MACLEAN POWER SYSTEMS | HDSO-116 | Y | MACLEAN POWER SYSTEMS , HDSO-116 |  |  | 12.83 | 2001-12-11 11:45 | Anjanece | 10 | 0 | N | N
MACLEAN POWER SYSTEMS | HDSO-116 | Y | MACLEAN POWER SYSTEMS , HDSO-116 |  |  | 12.84 | 2001-12-11 11:45 | Anjanece | 10 | 0 | N | N
MACLEAN POWER SYSTEMS | HDSO-116 | Y | MACLEAN POWER SYSTEMS , HDSO-116 |  |  | 12.85 | 2001-12-11 11:45 | Anjanece | 10 | 0 | N | N
MACLEAN POWER SYSTEMS | HDSO-116 | Y | MACLEAN POWER SYSTEMS , HDSO-116 |  |  | 12.94 | 2001-12-11 11:45 | Anjanece | 10 | 0 | N | N
MACLEAN POWER SYSTEMS | HDSO-116 | Y | MACLEAN POWER SYSTEMS , HDSO-116 |  |  | 13.2 | 2001-12-11 11:45 | Anjanece | 10 | 0 | N | N
MACLEAN POWER SYSTEMS | HDSO-116 | Y | MACLEAN POWER SYSTEMS , HDSO-116 |  |  | 13.58 | 2001-12-11 11:45 | Anjanece | 10 | 0 | N | N
MACLEAN POWER SYSTEMS | HDSO-116 | Y | MACLEAN POWER SYSTEMS , HDSO-116 |  |  | 15.86 | 2001-12-11 11:45 | Anjanece | 10 | 0 | N | N
MACLEAN POWER SYSTEMS | HDSO-116 | Y | MACLEAN POWER SYSTEMS , HDSO-116 |  |  | 16.04 | 2001-12-11 11:45 | Anjanece | 10 | 0 | N | N
MACLEAN POWER SYSTEMS | HDSO-116 | Y | MACLEAN POWER SYSTEMS , HDSO-116 |  |  | 16.63 | 2001-12-11 11:45 | Anjanece | 10 | 0 | N | N
MACLEAN POWER SYSTEMS | HDSO-116 | Y | MACLEAN POWER SYSTEMS , HDSO-116 |  |  | 16.66 | 2001-12-11 11:45 | Anjanece | 10 | 0 | N | N
MACLEAN POWER SYSTEMS | HDSO-116 | Y | MACLEAN POWER SYSTEMS , HDSO-116 |  |  | 16.7 | 2001-12-11 11:45 | Anjanece | 10 | 0 | N | N
MACLEAN POWER SYSTEMS | HDSO-116 | Y | MACLEAN POWER SYSTEMS , HDSO-116 |  |  | 16.81 | 2001-12-11 11:45 | Anjanece | 10 | 0 | N | N
MACLEAN POWER SYSTEMS | HDSO-116 | Y | MACLEAN POWER SYSTEMS , HDSO-116 |  |  | 16.84 | 2001-12-11 11:45 | Anjanece | 10 | 0 | N | N
MACLEAN POWER SYSTEMS | HDSO-116 | Y | MACLEAN POWER SYSTEMS , HDSO-116 |  |  | 16.85 | 2001-12-11 11:45 | Anjanece | 10 | 0 | N | N
MACLEAN POWER SYSTEMS | HDSO-116 | Y | MACLEAN POWER SYSTEMS , HDSO-116 |  |  | 19.96 | 2001-12-11 11:45 | Anjanece | 10 | 0 | N | N
MACLEAN POWER SYSTEMS | HDSO-116 | Y | MACLEAN POWER SYSTEMS , HDSO-116 |  |  | 24.43 | 2001-12-11 11:45 | Anjanece | 10 | 0 | N | N
MACLEAN POWER SYSTEMS | HDSO-116 | Y | MACLEAN POWER SYSTEMS , HDSO-116 |  |  | 24.45 | 2001-12-11 11:45 | Anjanece | 10 | 0 | N | N
MACLEAN POWER SYSTEMS | HDSO-116 | Y | MACLEAN POWER SYSTEMS , HDSO-116 |  |  | 24.48 | 2001-12-11 11:45 | Anjanece | 10 | 0 | N | N
MACLEAN POWER SYSTEMS | HDSO-116 | Y | MACLEAN POWER SYSTEMS , HDSO-116 |  |  | 24.5 | 2001-12-11 11:45 | Anjanece | 10 | 0 | N | N
MACLEAN POWER SYSTEMS | HDSO-116 | Y | MACLEAN POWER SYSTEMS , HDSO-116 |  |  | 24.54 | 2001-12-11 11:45 | Anjanece | 10 | 0 | N | N
MACLEAN POWER SYSTEMS | HDSO-116 | Y | MACLEAN POWER SYSTEMS , HDSO-116 |  |  | 24.55 | 2001-12-11 11:45 | Anjanece | 10 | 0 | N | N
MACLEAN POWER SYSTEMS | HDSO-116 | Y | MACLEAN POWER SYSTEMS , HDSO-116 |  |  | 24.71 | 2001-12-11 11:45 | Anjanece | 10 | 0 | N | N
MACLEAN POWER SYSTEMS | HDSO-116 | Y | MACLEAN POWER SYSTEMS , HDSO-116 |  |  | 26.77 | 2001-12-11 11:45 | Anjanece | 10 | 0 | N | N
MACLEAN POWER SYSTEMS | HDSO-116 | Y | MACLEAN POWER SYSTEMS , HDSO-116 |  |  | 27.24 | 2001-12-11 11:45 | Anjanece | 10 | 0 | N | N
MACLEAN POWER SYSTEMS | HDSO-116 | Y | MACLEAN POWER SYSTEMS , HDSO-116 |  | Storm Stores | 0 | 2022-09-23 10:21 | Anjanece | 10 | 0 | N | N
MACLEAN POWER SYSTEMS | HDSO-116 | Y | MACLEAN POWER SYSTEMS , HDSO-116 |  |  | 25.77 | 2022-09-23 10:21 | Anjanece | 10 | 0 | N | N
MACLEAN POWER SYSTEMS | HDSO-116 | Y | MACLEAN POWER SYSTEMS , HDSO-116 |  |  | 27.24 | 2022-09-23 10:21 | Anjanece | 10 | 0 | N | N
MACLEAN POWER SYSTEMS | HDSO-116 | Y | MACLEAN POWER SYSTEMS , HDSO-116 |  |  | 27.74 | 2022-09-23 10:21 | Anjanece | 10 | 0 | N | N
PLP | SOD-119-N | Y | PLP , SOD-119-N | JEA OVERHEAD DISTRIBUTION | CSC Stores | 12.05 | 2001-12-11 11:45 | Anjanece | 10 | 0 | N | N
PLP | SOD-119-N | Y | PLP , SOD-119-N |  |  | 12.15 | 2001-12-11 11:45 | Anjanece | 10 | 0 | N | N
PLP | SOD-119-N | Y | PLP , SOD-119-N |  |  | 12.33 | 2001-12-11 11:45 | Anjanece | 10 | 0 | N | N
PLP | SOD-119-N | Y | PLP , SOD-119-N |  |  | 12.38 | 2001-12-11 11:45 | Anjanece | 10 | 0 | N | N
PLP | SOD-119-N | Y | PLP , SOD-119-N |  |  | 12.4 | 2001-12-11 11:45 | Anjanece | 10 | 0 | N | N
PLP | SOD-119-N | Y | PLP , SOD-119-N |  |  | 12.41 | 2001-12-11 11:45 | Anjanece | 10 | 0 | N | N
PLP | SOD-119-N | Y | PLP , SOD-119-N |  |  | 12.47 | 2001-12-11 11:45 | Anjanece | 10 | 0 | N | N
PLP | SOD-119-N | Y | PLP , SOD-119-N |  |  | 12.66 | 2001-12-11 11:45 | Anjanece | 10 | 0 | N | N
PLP | SOD-119-N | Y | PLP , SOD-119-N |  |  | 12.69 | 2001-12-11 11:45 | Anjanece | 10 | 0 | N | N
PLP | SOD-119-N | Y | PLP , SOD-119-N |  |  | 12.78 | 2001-12-11 11:45 | Anjanece | 10 | 0 | N | N
PLP | SOD-119-N | Y | PLP , SOD-119-N |  |  | 12.81 | 2001-12-11 11:45 | Anjanece | 10 | 0 | N | N
PLP | SOD-119-N | Y | PLP , SOD-119-N |  |  | 12.83 | 2001-12-11 11:45 | Anjanece | 10 | 0 | N | N
PLP | SOD-119-N | Y | PLP , SOD-119-N |  |  | 12.84 | 2001-12-11 11:45 | Anjanece | 10 | 0 | N | N
PLP | SOD-119-N | Y | PLP , SOD-119-N |  |  | 12.85 | 2001-12-11 11:45 | Anjanece | 10 | 0 | N | N
PLP | SOD-119-N | Y | PLP , SOD-119-N |  |  | 12.94 | 2001-12-11 11:45 | Anjanece | 10 | 0 | N | N
PLP | SOD-119-N | Y | PLP , SOD-119-N |  |  | 13.2 | 2001-12-11 11:45 | Anjanece | 10 | 0 | N | N
PLP | SOD-119-N | Y | PLP , SOD-119-N |  |  | 13.58 | 2001-12-11 11:45 | Anjanece | 10 | 0 | N | N
PLP | SOD-119-N | Y | PLP , SOD-119-N |  |  | 15.86 | 2001-12-11 11:45 | Anjanece | 10 | 0 | N | N
PLP | SOD-119-N | Y | PLP , SOD-119-N |  |  | 16.04 | 2001-12-11 11:45 | Anjanece | 10 | 0 | N | N
PLP | SOD-119-N | Y | PLP , SOD-119-N |  |  | 16.63 | 2001-12-11 11:45 | Anjanece | 10 | 0 | N | N
PLP | SOD-119-N | Y | PLP , SOD-119-N |  |  | 16.66 | 2001-12-11 11:45 | Anjanece | 10 | 0 | N | N
PLP | SOD-119-N | Y | PLP , SOD-119-N |  |  | 16.7 | 2001-12-11 11:45 | Anjanece | 10 | 0 | N | N
PLP | SOD-119-N | Y | PLP , SOD-119-N |  |  | 16.81 | 2001-12-11 11:45 | Anjanece | 10 | 0 | N | N
PLP | SOD-119-N | Y | PLP , SOD-119-N |  |  | 16.84 | 2001-12-11 11:45 | Anjanece | 10 | 0 | N | N
PLP | SOD-119-N | Y | PLP , SOD-119-N |  |  | 16.85 | 2001-12-11 11:45 | Anjanece | 10 | 0 | N | N
PLP | SOD-119-N | Y | PLP , SOD-119-N |  |  | 19.96 | 2001-12-11 11:45 | Anjanece | 10 | 0 | N | N
PLP | SOD-119-N | Y | PLP , SOD-119-N |  |  | 24.43 | 2001-12-11 11:45 | Anjanece | 10 | 0 | N | N
PLP | SOD-119-N | Y | PLP , SOD-119-N |  |  | 24.45 | 2001-12-11 11:45 | Anjanece | 10 | 0 | N | N
PLP | SOD-119-N | Y | PLP , SOD-119-N |  |  | 24.48 | 2001-12-11 11:45 | Anjanece | 10 | 0 | N | N
PLP | SOD-119-N | Y | PLP , SOD-119-N |  |  | 24.5 | 2001-12-11 11:45 | Anjanece | 10 | 0 | N | N
PLP | SOD-119-N | Y | PLP , SOD-119-N |  |  | 24.54 | 2001-12-11 11:45 | Anjanece | 10 | 0 | N | N
PLP | SOD-119-N | Y | PLP , SOD-119-N |  |  | 24.55 | 2001-12-11 11:45 | Anjanece | 10 | 0 | N | N
PLP | SOD-119-N | Y | PLP , SOD-119-N |  |  | 24.71 | 2001-12-11 11:45 | Anjanece | 10 | 0 | N | N
PLP | SOD-119-N | Y | PLP , SOD-119-N |  |  | 26.77 | 2001-12-11 11:45 | Anjanece | 10 | 0 | N | N
PLP | SOD-119-N | Y | PLP , SOD-119-N |  |  | 27.24 | 2001-12-11 11:45 | Anjanece | 10 | 0 | N | N
PLP | SOD-119-N | Y | PLP , SOD-119-N |  | Storm Stores | 0 | 2022-09-23 10:21 | Anjanece | 10 | 0 | N | N
PLP | SOD-119-N | Y | PLP , SOD-119-N |  |  | 25.77 | 2022-09-23 10:21 | Anjanece | 10 | 0 | N | N
PLP | SOD-119-N | Y | PLP , SOD-119-N |  |  | 27.24 | 2022-09-23 10:21 | Anjanece | 10 | 0 | N | N
PLP | SOD-119-N | Y | PLP , SOD-119-N |  |  | 27.74 | 2022-09-23 10:21 | Anjanece | 10 | 0 | N | N
HUBBELL POWER SYSTEMS, INC. | ASOD12592N | Y | HUBBELL POWER SYSTEMS, INC. , ASOD12592N | JEA OVERHEAD DISTRIBUTION | CSC Stores | 21.25 | 2019-02-13 14:23 | Anjanece | 10 | 0 | N | N
HUBBELL POWER SYSTEMS, INC. | ASOD12592N | Y | HUBBELL POWER SYSTEMS, INC. , ASOD12592N |  |  | 23 | 2019-02-13 14:23 | Anjanece | 10 | 0 | N | N
HUBBELL POWER SYSTEMS, INC. | ASOD12592N | Y | HUBBELL POWER SYSTEMS, INC. , ASOD12592N |  |  | 46.16 | 2019-02-13 14:23 | Anjanece | 10 | 0 | N | N
ANDERSON | HAS-62-N | Y | ANDERSON , HAS-62-N | JEA OVERHEAD DISTRIBUTION | CSC Stores | 12.74 | 2001-12-11 11:45 | Anjanece | 25 | 0 | N | N
ANDERSON | HAS-62-N | Y | ANDERSON , HAS-62-N |  |  | 12.75 | 2001-12-11 11:45 | Anjanece | 25 | 0 | N | N
ANDERSON | HAS-62-N | Y | ANDERSON , HAS-62-N |  |  | 12.9 | 2001-12-11 11:45 | Anjanece | 25 | 0 | N | N
ANDERSON | HAS-62-N | Y | ANDERSON , HAS-62-N |  |  | 12.92 | 2001-12-11 11:45 | Anjanece | 25 | 0 | N | N
ANDERSON | HAS-62-N | Y | ANDERSON , HAS-62-N |  |  | 12.96 | 2001-12-11 11:45 | Anjanece | 25 | 0 | N | N
ANDERSON | HAS-62-N | Y | ANDERSON , HAS-62-N |  |  | 12.97 | 2001-12-11 11:45 | Anjanece | 25 | 0 | N | N
ANDERSON | HAS-62-N | Y | ANDERSON , HAS-62-N |  |  | 12.98 | 2001-12-11 11:45 | Anjanece | 25 | 0 | N | N
ANDERSON | HAS-62-N | Y | ANDERSON , HAS-62-N |  |  | 13 | 2001-12-11 11:45 | Anjanece | 25 | 0 | N | N
ANDERSON | HAS-62-N | Y | ANDERSON , HAS-62-N |  |  | 17.52 | 2001-12-11 11:45 | Anjanece | 25 | 0 | N | N
ANDERSON | HAS-62-N | Y | ANDERSON , HAS-62-N |  |  | 18.21 | 2001-12-11 11:45 | Anjanece | 25 | 0 | N | N
ANDERSON | HAS-62-N | Y | ANDERSON , HAS-62-N |  |  | 19.65 | 2001-12-11 11:45 | Anjanece | 25 | 0 | N | N
ANDERSON | HAS-62-N | Y | ANDERSON , HAS-62-N |  |  | 20.37 | 2001-12-11 11:45 | Anjanece | 25 | 0 | N | N
LINDSEY | 1330N | Y | LINDSEY , 1330N | JEA OVERHEAD DISTRIBUTION | CSC Stores | 12.74 | 2001-12-11 11:45 | Anjanece | 25 | 0 | N | N
LINDSEY | 1330N | Y | LINDSEY , 1330N |  |  | 12.75 | 2001-12-11 11:45 | Anjanece | 25 | 0 | N | N
LINDSEY | 1330N | Y | LINDSEY , 1330N |  |  | 12.9 | 2001-12-11 11:45 | Anjanece | 25 | 0 | N | N
LINDSEY | 1330N | Y | LINDSEY , 1330N |  |  | 12.92 | 2001-12-11 11:45 | Anjanece | 25 | 0 | N | N
LINDSEY | 1330N | Y | LINDSEY , 1330N |  |  | 12.96 | 2001-12-11 11:45 | Anjanece | 25 | 0 | N | N
LINDSEY | 1330N | Y | LINDSEY , 1330N |  |  | 12.97 | 2001-12-11 11:45 | Anjanece | 25 | 0 | N | N
LINDSEY | 1330N | Y | LINDSEY , 1330N |  |  | 12.98 | 2001-12-11 11:45 | Anjanece | 25 | 0 | N | N
LINDSEY | 1330N | Y | LINDSEY , 1330N |  |  | 13 | 2001-12-11 11:45 | Anjanece | 25 | 0 | N | N
LINDSEY | 1330N | Y | LINDSEY , 1330N |  |  | 17.52 | 2001-12-11 11:45 | Anjanece | 25 | 0 | N | N
LINDSEY | 1330N | Y | LINDSEY , 1330N |  |  | 18.21 | 2001-12-11 11:45 | Anjanece | 25 | 0 | N | N
LINDSEY | 1330N | Y | LINDSEY , 1330N |  |  | 19.65 | 2001-12-11 11:45 | Anjanece | 25 | 0 | N | N
LINDSEY | 1330N | Y | LINDSEY , 1330N |  |  | 20.37 | 2001-12-11 11:45 | Anjanece | 25 | 0 | N | N
MACLEAN POWER SYSTEMS | LS-0-N | Y | MACLEAN POWER SYSTEMS , LS-0-N | JEA OVERHEAD DISTRIBUTION | CSC Stores | 12.74 | 2001-12-11 11:45 | Anjanece | 25 | 0 | N | N
MACLEAN POWER SYSTEMS | LS-0-N | Y | MACLEAN POWER SYSTEMS , LS-0-N |  |  | 12.75 | 2001-12-11 11:45 | Anjanece | 25 | 0 | N | N
MACLEAN POWER SYSTEMS | LS-0-N | Y | MACLEAN POWER SYSTEMS , LS-0-N |  |  | 12.9 | 2001-12-11 11:45 | Anjanece | 25 | 0 | N | N
MACLEAN POWER SYSTEMS | LS-0-N | Y | MACLEAN POWER SYSTEMS , LS-0-N |  |  | 12.92 | 2001-12-11 11:45 | Anjanece | 25 | 0 | N | N
MACLEAN POWER SYSTEMS | LS-0-N | Y | MACLEAN POWER SYSTEMS , LS-0-N |  |  | 12.96 | 2001-12-11 11:45 | Anjanece | 25 | 0 | N | N
MACLEAN POWER SYSTEMS | LS-0-N | Y | MACLEAN POWER SYSTEMS , LS-0-N |  |  | 12.97 | 2001-12-11 11:45 | Anjanece | 25 | 0 | N | N
MACLEAN POWER SYSTEMS | LS-0-N | Y | MACLEAN POWER SYSTEMS , LS-0-N |  |  | 12.98 | 2001-12-11 11:45 | Anjanece | 25 | 0 | N | N
MACLEAN POWER SYSTEMS | LS-0-N | Y | MACLEAN POWER SYSTEMS , LS-0-N |  |  | 13 | 2001-12-11 11:45 | Anjanece | 25 | 0 | N | N
MACLEAN POWER SYSTEMS | LS-0-N | Y | MACLEAN POWER SYSTEMS , LS-0-N |  |  | 17.52 | 2001-12-11 11:45 | Anjanece | 25 | 0 | N | N
MACLEAN POWER SYSTEMS | LS-0-N | Y | MACLEAN POWER SYSTEMS , LS-0-N |  |  | 18.21 | 2001-12-11 11:45 | Anjanece | 25 | 0 | N | N
MACLEAN POWER SYSTEMS | LS-0-N | Y | MACLEAN POWER SYSTEMS , LS-0-N |  |  | 19.65 | 2001-12-11 11:45 | Anjanece | 25 | 0 | N | N
MACLEAN POWER SYSTEMS | LS-0-N | Y | MACLEAN POWER SYSTEMS , LS-0-N |  |  | 20.37 | 2001-12-11 11:45 | Anjanece | 25 | 0 | N | N
ANDERSON | HAS-104-N | Y | ANDERSON , HAS-104-N | JEA OVERHEAD DISTRIBUTION | CSC Stores | 10.18 | 2001-12-11 11:45 | Anjanece | 15 | 0 | N | N
ANDERSON | HAS-104-N | Y | ANDERSON , HAS-104-N |  |  | 10.43 | 2001-12-11 11:45 | Anjanece | 15 | 0 | N | N
ANDERSON | HAS-104-N | Y | ANDERSON , HAS-104-N |  |  | 10.52 | 2001-12-11 11:45 | Anjanece | 15 | 0 | N | N
ANDERSON | HAS-104-N | Y | ANDERSON , HAS-104-N |  |  | 12.8 | 2001-12-11 11:45 | Anjanece | 15 | 0 | N | N
ANDERSON | HAS-104-N | Y | ANDERSON , HAS-104-N |  |  | 14.22 | 2001-12-11 11:45 | Anjanece | 15 | 0 | N | N
ANDERSON | HAS-104-N | Y | ANDERSON , HAS-104-N |  |  | 14.77 | 2001-12-11 11:45 | Anjanece | 15 | 0 | N | N
ANDERSON | HAS-104-N | Y | ANDERSON , HAS-104-N |  |  | 15.35 | 2001-12-11 11:45 | Anjanece | 15 | 0 | N | N
ANDERSON | HAS-104-N | Y | ANDERSON , HAS-104-N |  |  | 15.64 | 2001-12-11 11:45 | Anjanece | 15 | 0 | N | N
ANDERSON | HAS-104-N | Y | ANDERSON , HAS-104-N |  |  | 17.7 | 2001-12-11 11:45 | Anjanece | 15 | 0 | N | N
LINDSEY | 1334N | Y | LINDSEY , 1334N | JEA OVERHEAD DISTRIBUTION | CSC Stores | 10.18 | 2001-12-11 11:45 | Anjanece | 15 | 0 | N | N
LINDSEY | 1334N | Y | LINDSEY , 1334N |  |  | 10.43 | 2001-12-11 11:45 | Anjanece | 15 | 0 | N | N
LINDSEY | 1334N | Y | LINDSEY , 1334N |  |  | 10.52 | 2001-12-11 11:45 | Anjanece | 15 | 0 | N | N
LINDSEY | 1334N | Y | LINDSEY , 1334N |  |  | 12.8 | 2001-12-11 11:45 | Anjanece | 15 | 0 | N | N
LINDSEY | 1334N | Y | LINDSEY , 1334N |  |  | 14.22 | 2001-12-11 11:45 | Anjanece | 15 | 0 | N | N
LINDSEY | 1334N | Y | LINDSEY , 1334N |  |  | 14.77 | 2001-12-11 11:45 | Anjanece | 15 | 0 | N | N
LINDSEY | 1334N | Y | LINDSEY , 1334N |  |  | 15.35 | 2001-12-11 11:45 | Anjanece | 15 | 0 | N | N
LINDSEY | 1334N | Y | LINDSEY , 1334N |  |  | 15.64 | 2001-12-11 11:45 | Anjanece | 15 | 0 | N | N
LINDSEY | 1334N | Y | LINDSEY , 1334N |  |  | 17.7 | 2001-12-11 11:45 | Anjanece | 15 | 0 | N | N
RELIABLE POWER PRODUCTS | LS-2-N | Y | RELIABLE POWER PRODUCTS , LS-2-N | JEA OVERHEAD DISTRIBUTION | CSC Stores | 10.18 | 2001-12-11 11:45 | Anjanece | 15 | 0 | N | N
RELIABLE POWER PRODUCTS | LS-2-N | Y | RELIABLE POWER PRODUCTS , LS-2-N |  |  | 10.43 | 2001-12-11 11:45 | Anjanece | 15 | 0 | N | N
RELIABLE POWER PRODUCTS | LS-2-N | Y | RELIABLE POWER PRODUCTS , LS-2-N |  |  | 10.52 | 2001-12-11 11:45 | Anjanece | 15 | 0 | N | N
RELIABLE POWER PRODUCTS | LS-2-N | Y | RELIABLE POWER PRODUCTS , LS-2-N |  |  | 12.8 | 2001-12-11 11:45 | Anjanece | 15 | 0 | N | N
RELIABLE POWER PRODUCTS | LS-2-N | Y | RELIABLE POWER PRODUCTS , LS-2-N |  |  | 14.22 | 2001-12-11 11:45 | Anjanece | 15 | 0 | N | N
RELIABLE POWER PRODUCTS | LS-2-N | Y | RELIABLE POWER PRODUCTS , LS-2-N |  |  | 14.77 | 2001-12-11 11:45 | Anjanece | 15 | 0 | N | N
RELIABLE POWER PRODUCTS | LS-2-N | Y | RELIABLE POWER PRODUCTS , LS-2-N |  |  | 15.35 | 2001-12-11 11:45 | Anjanece | 15 | 0 | N | N
RELIABLE POWER PRODUCTS | LS-2-N | Y | RELIABLE POWER PRODUCTS , LS-2-N |  |  | 15.64 | 2001-12-11 11:45 | Anjanece | 15 | 0 | N | N
RELIABLE POWER PRODUCTS | LS-2-N | Y | RELIABLE POWER PRODUCTS , LS-2-N |  |  | 17.7 | 2001-12-11 11:45 | Anjanece | 15 | 0 | N | N
ANDERSON | HAS-147-N | Y | ANDERSON , HAS-147-N | JEA OVERHEAD DISTRIBUTION | CSC Stores | 18.77 | 2001-12-11 11:46 | Anjanece | 10 | 0 | N | N
ANDERSON | HAS-147-N | Y | ANDERSON , HAS-147-N |  |  | 18.8 | 2001-12-11 11:46 | Anjanece | 10 | 0 | N | N
ANDERSON | HAS-147-N | Y | ANDERSON , HAS-147-N |  |  | 18.84 | 2001-12-11 11:46 | Anjanece | 10 | 0 | N | N
ANDERSON | HAS-147-N | Y | ANDERSON , HAS-147-N |  |  | 19.14 | 2001-12-11 11:46 | Anjanece | 10 | 0 | N | N
ANDERSON | HAS-147-N | Y | ANDERSON , HAS-147-N |  |  | 19.52 | 2001-12-11 11:46 | Anjanece | 10 | 0 | N | N
ANDERSON | HAS-147-N | Y | ANDERSON , HAS-147-N |  |  | 21.14 | 2001-12-11 11:46 | Anjanece | 10 | 0 | N | N
ANDERSON | HAS-147-N | Y | ANDERSON , HAS-147-N |  |  | 25.69 | 2001-12-11 11:46 | Anjanece | 10 | 0 | N | N
ANDERSON | HAS-147-N | Y | ANDERSON , HAS-147-N |  |  | 26.32 | 2001-12-11 11:46 | Anjanece | 10 | 0 | N | N
ANDERSON | HAS-147-N | Y | ANDERSON , HAS-147-N |  |  | 27.15 | 2001-12-11 11:46 | Anjanece | 10 | 0 | N | N
ANDERSON | HAS-147-N | Y | ANDERSON , HAS-147-N |  |  | 29.37 | 2001-12-11 11:46 | Anjanece | 10 | 0 | N | N
FLAGG (MIF) | 42101-N | Y | FLAGG (MIF) , 42101-N | JEA OVERHEAD DISTRIBUTION | CSC Stores | 18.77 | 2001-12-11 11:46 | Anjanece | 10 | 0 | N | N
FLAGG (MIF) | 42101-N | Y | FLAGG (MIF) , 42101-N |  |  | 18.8 | 2001-12-11 11:46 | Anjanece | 10 | 0 | N | N
FLAGG (MIF) | 42101-N | Y | FLAGG (MIF) , 42101-N |  |  | 18.84 | 2001-12-11 11:46 | Anjanece | 10 | 0 | N | N
FLAGG (MIF) | 42101-N | Y | FLAGG (MIF) , 42101-N |  |  | 19.14 | 2001-12-11 11:46 | Anjanece | 10 | 0 | N | N
FLAGG (MIF) | 42101-N | Y | FLAGG (MIF) , 42101-N |  |  | 19.52 | 2001-12-11 11:46 | Anjanece | 10 | 0 | N | N
FLAGG (MIF) | 42101-N | Y | FLAGG (MIF) , 42101-N |  |  | 21.14 | 2001-12-11 11:46 | Anjanece | 10 | 0 | N | N
FLAGG (MIF) | 42101-N | Y | FLAGG (MIF) , 42101-N |  |  | 25.69 | 2001-12-11 11:46 | Anjanece | 10 | 0 | N | N
FLAGG (MIF) | 42101-N | Y | FLAGG (MIF) , 42101-N |  |  | 26.32 | 2001-12-11 11:46 | Anjanece | 10 | 0 | N | N
FLAGG (MIF) | 42101-N | Y | FLAGG (MIF) , 42101-N |  |  | 27.15 | 2001-12-11 11:46 | Anjanece | 10 | 0 | N | N
FLAGG (MIF) | 42101-N | Y | FLAGG (MIF) , 42101-N |  |  | 29.37 | 2001-12-11 11:46 | Anjanece | 10 | 0 | N | N
LINDSEY | 1342N | Y | LINDSEY , 1342N | JEA OVERHEAD DISTRIBUTION | CSC Stores | 18.77 | 2001-12-11 11:46 | Anjanece | 10 | 0 | N | N
LINDSEY | 1342N | Y | LINDSEY , 1342N |  |  | 18.8 | 2001-12-11 11:46 | Anjanece | 10 | 0 | N | N
LINDSEY | 1342N | Y | LINDSEY , 1342N |  |  | 18.84 | 2001-12-11 11:46 | Anjanece | 10 | 0 | N | N
LINDSEY | 1342N | Y | LINDSEY , 1342N |  |  | 19.14 | 2001-12-11 11:46 | Anjanece | 10 | 0 | N | N
LINDSEY | 1342N | Y | LINDSEY , 1342N |  |  | 19.52 | 2001-12-11 11:46 | Anjanece | 10 | 0 | N | N
LINDSEY | 1342N | Y | LINDSEY , 1342N |  |  | 21.14 | 2001-12-11 11:46 | Anjanece | 10 | 0 | N | N
LINDSEY | 1342N | Y | LINDSEY , 1342N |  |  | 25.69 | 2001-12-11 11:46 | Anjanece | 10 | 0 | N | N
LINDSEY | 1342N | Y | LINDSEY , 1342N |  |  | 26.32 | 2001-12-11 11:46 | Anjanece | 10 | 0 | N | N
LINDSEY | 1342N | Y | LINDSEY , 1342N |  |  | 27.15 | 2001-12-11 11:46 | Anjanece | 10 | 0 | N | N
LINDSEY | 1342N | Y | LINDSEY , 1342N |  |  | 29.37 | 2001-12-11 11:46 | Anjanece | 10 | 0 | N | N
RELIABLE POWER PRODUCTS | LS-6-N | Y | RELIABLE POWER PRODUCTS , LS-6-N | JEA OVERHEAD DISTRIBUTION | CSC Stores | 18.77 | 2001-12-11 11:46 | Anjanece | 10 | 0 | N | N
RELIABLE POWER PRODUCTS | LS-6-N | Y | RELIABLE POWER PRODUCTS , LS-6-N |  |  | 18.8 | 2001-12-11 11:46 | Anjanece | 10 | 0 | N | N
RELIABLE POWER PRODUCTS | LS-6-N | Y | RELIABLE POWER PRODUCTS , LS-6-N |  |  | 18.84 | 2001-12-11 11:46 | Anjanece | 10 | 0 | N | N
RELIABLE POWER PRODUCTS | LS-6-N | Y | RELIABLE POWER PRODUCTS , LS-6-N |  |  | 19.14 | 2001-12-11 11:46 | Anjanece | 10 | 0 | N | N
RELIABLE POWER PRODUCTS | LS-6-N | Y | RELIABLE POWER PRODUCTS , LS-6-N |  |  | 19.52 | 2001-12-11 11:46 | Anjanece | 10 | 0 | N | N
RELIABLE POWER PRODUCTS | LS-6-N | Y | RELIABLE POWER PRODUCTS , LS-6-N |  |  | 21.14 | 2001-12-11 11:46 | Anjanece | 10 | 0 | N | N
RELIABLE POWER PRODUCTS | LS-6-N | Y | RELIABLE POWER PRODUCTS , LS-6-N |  |  | 25.69 | 2001-12-11 11:46 | Anjanece | 10 | 0 | N | N
RELIABLE POWER PRODUCTS | LS-6-N | Y | RELIABLE POWER PRODUCTS , LS-6-N |  |  | 26.32 | 2001-12-11 11:46 | Anjanece | 10 | 0 | N | N
RELIABLE POWER PRODUCTS | LS-6-N | Y | RELIABLE POWER PRODUCTS , LS-6-N |  |  | 27.15 | 2001-12-11 11:46 | Anjanece | 10 | 0 | N | N
RELIABLE POWER PRODUCTS | LS-6-N | Y | RELIABLE POWER PRODUCTS , LS-6-N |  |  | 29.37 | 2001-12-11 11:46 | Anjanece | 10 | 0 | N | N
ANDERSON | HAS-182-N | Y | ANDERSON , HAS-182-N | JEA TRANSMISSION | CSC Stores | 24.79 | 2001-12-11 11:46 | John | 10 | 0 | N | N
ANDERSON | HAS-182-N | Y | ANDERSON , HAS-182-N |  |  | 27.94 | 2001-12-11 11:46 | John | 10 | 0 | N | N
CONTINENTAL ELECTRIC | SC-192-N | Y | CONTINENTAL ELECTRIC , SC-192-N | JEA TRANSMISSION | CSC Stores | 24.79 | 2001-12-11 11:46 | John | 10 | 0 | N | N
CONTINENTAL ELECTRIC | SC-192-N | Y | CONTINENTAL ELECTRIC , SC-192-N |  |  | 27.94 | 2001-12-11 11:46 | John | 10 | 0 | N | N
FLAGG (MIF) | HALS-182 | Y | FLAGG (MIF) , HALS-182 | JEA TRANSMISSION | CSC Stores | 24.79 | 2001-12-11 11:46 | John | 10 | 0 | N | N
FLAGG (MIF) | HALS-182 | Y | FLAGG (MIF) , HALS-182 |  |  | 27.94 | 2001-12-11 11:46 | John | 10 | 0 | N | N
LAPP | 306035-N | Y | LAPP , 306035-N | JEA TRANSMISSION | CSC Stores | 24.79 | 2001-12-11 11:46 | John | 10 | 0 | N | N
LAPP | 306035-N | Y | LAPP , 306035-N |  |  | 27.94 | 2001-12-11 11:46 | John | 10 | 0 | N | N
LINDSEY | 1346N | Y | LINDSEY , 1346N | JEA TRANSMISSION | CSC Stores | 24.79 | 2001-12-11 11:46 | John | 10 | 0 | N | N
LINDSEY | 1346N | Y | LINDSEY , 1346N |  |  | 27.94 | 2001-12-11 11:46 | John | 10 | 0 | N | N
MC GRAW EDISON | WBT9548U | Y | MC GRAW EDISON , WBT9548U | JEA TRANSMISSION | CSC Stores | 24.79 | 2001-12-11 11:46 | John | 10 | 0 | N | N
MC GRAW EDISON | WBT9548U | Y | MC GRAW EDISON , WBT9548U |  |  | 27.94 | 2001-12-11 11:46 | John | 10 | 0 | N | N
PLP | ALS-182-N | Y | PLP , ALS-182-N | JEA TRANSMISSION | CSC Stores | 24.79 | 2001-12-11 11:46 | John | 10 | 0 | N | N
PLP | ALS-182-N | Y | PLP , ALS-182-N |  |  | 27.94 | 2001-12-11 11:46 | John | 10 | 0 | N | N
RELIABLE POWER PRODUCTS | LS-8-N | Y | RELIABLE POWER PRODUCTS , LS-8-N | JEA TRANSMISSION | CSC Stores | 24.79 | 2001-12-11 11:46 | John | 10 | 0 | N | N
RELIABLE POWER PRODUCTS | LS-8-N | Y | RELIABLE POWER PRODUCTS , LS-8-N |  |  | 27.94 | 2001-12-11 11:46 | John | 10 | 0 | N | N
AMERICAN CONNECTOR ENGINEERS | FLS-63 | Y | AMERICAN CONNECTOR ENGINEERS , FLS-63 | JEA OVERHEAD DISTRIBUTION | CSC Stores | 12.59 | 2001-12-11 11:46 | Anjanece | 10 | 0 | N | N
AMERICAN CONNECTOR ENGINEERS | FLS-63 | Y | AMERICAN CONNECTOR ENGINEERS , FLS-63 |  |  | 12.7 | 2001-12-11 11:46 | Anjanece | 10 | 0 | N | N
AMERICAN CONNECTOR ENGINEERS | FLS-63 | Y | AMERICAN CONNECTOR ENGINEERS , FLS-63 |  |  | 13.15 | 2001-12-11 11:46 | Anjanece | 10 | 0 | N | N
AMERICAN CONNECTOR ENGINEERS | FLS-63 | Y | AMERICAN CONNECTOR ENGINEERS , FLS-63 |  |  | 13.46 | 2001-12-11 11:46 | Anjanece | 10 | 0 | N | N
AMERICAN CONNECTOR ENGINEERS | FLS-63 | Y | AMERICAN CONNECTOR ENGINEERS , FLS-63 |  |  | 19.32 | 2001-12-11 11:46 | Anjanece | 10 | 0 | N | N
AMERICAN CONNECTOR ENGINEERS | FLS-63 | Y | AMERICAN CONNECTOR ENGINEERS , FLS-63 |  |  | 19.58 | 2001-12-11 11:46 | Anjanece | 10 | 0 | N | N
AMERICAN CONNECTOR ENGINEERS | FLS-63 | Y | AMERICAN CONNECTOR ENGINEERS , FLS-63 |  |  | 20.74 | 2001-12-11 11:46 | Anjanece | 10 | 0 | N | N
ANDERSON | MS-60-N | Y | ANDERSON , MS-60-N | JEA OVERHEAD DISTRIBUTION | CSC Stores | 12.59 | 2001-12-11 11:46 | Anjanece | 10 | 0 | N | N
ANDERSON | MS-60-N | Y | ANDERSON , MS-60-N |  |  | 12.7 | 2001-12-11 11:46 | Anjanece | 10 | 0 | N | N
ANDERSON | MS-60-N | Y | ANDERSON , MS-60-N |  |  | 13.15 | 2001-12-11 11:46 | Anjanece | 10 | 0 | N | N
ANDERSON | MS-60-N | Y | ANDERSON , MS-60-N |  |  | 13.46 | 2001-12-11 11:46 | Anjanece | 10 | 0 | N | N
ANDERSON | MS-60-N | Y | ANDERSON , MS-60-N |  |  | 19.32 | 2001-12-11 11:46 | Anjanece | 10 | 0 | N | N
ANDERSON | MS-60-N | Y | ANDERSON , MS-60-N |  |  | 19.58 | 2001-12-11 11:46 | Anjanece | 10 | 0 | N | N
ANDERSON | MS-60-N | Y | ANDERSON , MS-60-N |  |  | 20.74 | 2001-12-11 11:46 | Anjanece | 10 | 0 | N | N
LAPP | 305741-N | Y | LAPP , 305741-N | JEA OVERHEAD DISTRIBUTION | CSC Stores | 12.59 | 2001-12-11 11:46 | Anjanece | 10 | 0 | N | N
LAPP | 305741-N | Y | LAPP , 305741-N |  |  | 12.7 | 2001-12-11 11:46 | Anjanece | 10 | 0 | N | N
LAPP | 305741-N | Y | LAPP , 305741-N |  |  | 13.15 | 2001-12-11 11:46 | Anjanece | 10 | 0 | N | N
LAPP | 305741-N | Y | LAPP , 305741-N |  |  | 13.46 | 2001-12-11 11:46 | Anjanece | 10 | 0 | N | N
LAPP | 305741-N | Y | LAPP , 305741-N |  |  | 19.32 | 2001-12-11 11:46 | Anjanece | 10 | 0 | N | N
LAPP | 305741-N | Y | LAPP , 305741-N |  |  | 19.58 | 2001-12-11 11:46 | Anjanece | 10 | 0 | N | N
LAPP | 305741-N | Y | LAPP , 305741-N |  |  | 20.74 | 2001-12-11 11:46 | Anjanece | 10 | 0 | N | N
LINDSEY | 1329 | Y | LINDSEY , 1329 | JEA OVERHEAD DISTRIBUTION | CSC Stores | 12.59 | 2001-12-11 11:46 | Anjanece | 10 | 0 | N | N
LINDSEY | 1329 | Y | LINDSEY , 1329 |  |  | 12.7 | 2001-12-11 11:46 | Anjanece | 10 | 0 | N | N
LINDSEY | 1329 | Y | LINDSEY , 1329 |  |  | 13.15 | 2001-12-11 11:46 | Anjanece | 10 | 0 | N | N
LINDSEY | 1329 | Y | LINDSEY , 1329 |  |  | 13.46 | 2001-12-11 11:46 | Anjanece | 10 | 0 | N | N
LINDSEY | 1329 | Y | LINDSEY , 1329 |  |  | 19.32 | 2001-12-11 11:46 | Anjanece | 10 | 0 | N | N
LINDSEY | 1329 | Y | LINDSEY , 1329 |  |  | 19.58 | 2001-12-11 11:46 | Anjanece | 10 | 0 | N | N
LINDSEY | 1329 | Y | LINDSEY , 1329 |  |  | 20.74 | 2001-12-11 11:46 | Anjanece | 10 | 0 | N | N
MACLEAN POWER SYSTEMS | FCS-60 | Y | MACLEAN POWER SYSTEMS , FCS-60 | JEA OVERHEAD DISTRIBUTION | CSC Stores | 12.59 | 2001-12-11 11:46 | Anjanece | 10 | 0 | N | N
MACLEAN POWER SYSTEMS | FCS-60 | Y | MACLEAN POWER SYSTEMS , FCS-60 |  |  | 12.7 | 2001-12-11 11:46 | Anjanece | 10 | 0 | N | N
MACLEAN POWER SYSTEMS | FCS-60 | Y | MACLEAN POWER SYSTEMS , FCS-60 |  |  | 13.15 | 2001-12-11 11:46 | Anjanece | 10 | 0 | N | N
MACLEAN POWER SYSTEMS | FCS-60 | Y | MACLEAN POWER SYSTEMS , FCS-60 |  |  | 13.46 | 2001-12-11 11:46 | Anjanece | 10 | 0 | N | N
MACLEAN POWER SYSTEMS | FCS-60 | Y | MACLEAN POWER SYSTEMS , FCS-60 |  |  | 19.32 | 2001-12-11 11:46 | Anjanece | 10 | 0 | N | N
MACLEAN POWER SYSTEMS | FCS-60 | Y | MACLEAN POWER SYSTEMS , FCS-60 |  |  | 19.58 | 2001-12-11 11:46 | Anjanece | 10 | 0 | N | N
MACLEAN POWER SYSTEMS | FCS-60 | Y | MACLEAN POWER SYSTEMS , FCS-60 |  |  | 20.74 | 2001-12-11 11:46 | Anjanece | 10 | 0 | N | N
CHANCE | 5455 | Y | CHANCE , 5455 | JEA OVERHEAD DISTRIBUTION | CSC Stores | 4.72 | 2001-12-11 11:47 | Anjanece | 50 | 0 | N | N
CHANCE | 5455 | Y | CHANCE , 5455 |  |  | 4.75 | 2001-12-11 11:47 | Anjanece | 50 | 0 | N | N
CHANCE | 5455 | Y | CHANCE , 5455 |  |  | 4.79 | 2001-12-11 11:47 | Anjanece | 50 | 0 | N | N
CHANCE | 5455 | Y | CHANCE , 5455 |  |  | 4.83 | 2001-12-11 11:47 | Anjanece | 50 | 0 | N | N
CHANCE | 5455 | Y | CHANCE , 5455 |  |  | 4.86 | 2001-12-11 11:47 | Anjanece | 50 | 0 | N | N
CHANCE | 5455 | Y | CHANCE , 5455 |  |  | 4.88 | 2001-12-11 11:47 | Anjanece | 50 | 0 | N | N
CHANCE | 5455 | Y | CHANCE , 5455 |  |  | 4.89 | 2001-12-11 11:47 | Anjanece | 50 | 0 | N | N
CHANCE | 5455 | Y | CHANCE , 5455 |  |  | 5.21 | 2001-12-11 11:47 | Anjanece | 50 | 0 | N | N
CHANCE | 5455 | Y | CHANCE , 5455 |  |  | 5.34 | 2001-12-11 11:47 | Anjanece | 50 | 0 | N | N
CHANCE | 5455 | Y | CHANCE , 5455 |  |  | 5.37 | 2001-12-11 11:47 | Anjanece | 50 | 0 | N | N
CHANCE | 5455 | Y | CHANCE , 5455 |  |  | 5.44 | 2001-12-11 11:47 | Anjanece | 50 | 0 | N | N
CHANCE | 5455 | Y | CHANCE , 5455 |  |  | 5.49 | 2001-12-11 11:47 | Anjanece | 50 | 0 | N | N
CHANCE | 5455 | Y | CHANCE , 5455 |  |  | 5.51 | 2001-12-11 11:47 | Anjanece | 50 | 0 | N | N
CHANCE | 5455 | Y | CHANCE , 5455 |  |  | 5.56 | 2001-12-11 11:47 | Anjanece | 50 | 0 | N | N
CHANCE | 5455 | Y | CHANCE , 5455 |  |  | 5.57 | 2001-12-11 11:47 | Anjanece | 50 | 0 | N | N
CHANCE | 5455 | Y | CHANCE , 5455 |  |  | 5.64 | 2001-12-11 11:47 | Anjanece | 50 | 0 | N | N
CHANCE | 5455 | Y | CHANCE , 5455 |  |  | 5.83 | 2001-12-11 11:47 | Anjanece | 50 | 0 | N | N
CHANCE | 5455 | Y | CHANCE , 5455 |  |  | 7.16 | 2001-12-11 11:47 | Anjanece | 50 | 0 | N | N
CHANCE | 5455 | Y | CHANCE , 5455 |  |  | 7.3 | 2001-12-11 11:47 | Anjanece | 50 | 0 | N | N
CHANCE | 5455 | Y | CHANCE , 5455 |  |  | 7.35 | 2001-12-11 11:47 | Anjanece | 50 | 0 | N | N
CHANCE | 5455 | Y | CHANCE , 5455 |  |  | 7.37 | 2001-12-11 11:47 | Anjanece | 50 | 0 | N | N
CHANCE | 5455 | Y | CHANCE , 5455 |  |  | 7.38 | 2001-12-11 11:47 | Anjanece | 50 | 0 | N | N
CHANCE | 5455 | Y | CHANCE , 5455 |  |  | 7.44 | 2001-12-11 11:47 | Anjanece | 50 | 0 | N | N
JOSLYN HI-VOLTAGE CORP. | J5455 | Y | JOSLYN HI-VOLTAGE CORP. , J5455 | JEA OVERHEAD DISTRIBUTION | CSC Stores | 4.72 | 2001-12-11 11:47 | Anjanece | 50 | 0 | N | N
JOSLYN HI-VOLTAGE CORP. | J5455 | Y | JOSLYN HI-VOLTAGE CORP. , J5455 |  |  | 4.75 | 2001-12-11 11:47 | Anjanece | 50 | 0 | N | N
JOSLYN HI-VOLTAGE CORP. | J5455 | Y | JOSLYN HI-VOLTAGE CORP. , J5455 |  |  | 4.79 | 2001-12-11 11:47 | Anjanece | 50 | 0 | N | N
JOSLYN HI-VOLTAGE CORP. | J5455 | Y | JOSLYN HI-VOLTAGE CORP. , J5455 |  |  | 4.83 | 2001-12-11 11:47 | Anjanece | 50 | 0 | N | N
JOSLYN HI-VOLTAGE CORP. | J5455 | Y | JOSLYN HI-VOLTAGE CORP. , J5455 |  |  | 4.86 | 2001-12-11 11:47 | Anjanece | 50 | 0 | N | N
JOSLYN HI-VOLTAGE CORP. | J5455 | Y | JOSLYN HI-VOLTAGE CORP. , J5455 |  |  | 4.88 | 2001-12-11 11:47 | Anjanece | 50 | 0 | N | N
JOSLYN HI-VOLTAGE CORP. | J5455 | Y | JOSLYN HI-VOLTAGE CORP. , J5455 |  |  | 4.89 | 2001-12-11 11:47 | Anjanece | 50 | 0 | N | N
JOSLYN HI-VOLTAGE CORP. | J5455 | Y | JOSLYN HI-VOLTAGE CORP. , J5455 |  |  | 5.21 | 2001-12-11 11:47 | Anjanece | 50 | 0 | N | N
JOSLYN HI-VOLTAGE CORP. | J5455 | Y | JOSLYN HI-VOLTAGE CORP. , J5455 |  |  | 5.34 | 2001-12-11 11:47 | Anjanece | 50 | 0 | N | N
JOSLYN HI-VOLTAGE CORP. | J5455 | Y | JOSLYN HI-VOLTAGE CORP. , J5455 |  |  | 5.37 | 2001-12-11 11:47 | Anjanece | 50 | 0 | N | N
JOSLYN HI-VOLTAGE CORP. | J5455 | Y | JOSLYN HI-VOLTAGE CORP. , J5455 |  |  | 5.44 | 2001-12-11 11:47 | Anjanece | 50 | 0 | N | N
JOSLYN HI-VOLTAGE CORP. | J5455 | Y | JOSLYN HI-VOLTAGE CORP. , J5455 |  |  | 5.49 | 2001-12-11 11:47 | Anjanece | 50 | 0 | N | N
JOSLYN HI-VOLTAGE CORP. | J5455 | Y | JOSLYN HI-VOLTAGE CORP. , J5455 |  |  | 5.51 | 2001-12-11 11:47 | Anjanece | 50 | 0 | N | N
JOSLYN HI-VOLTAGE CORP. | J5455 | Y | JOSLYN HI-VOLTAGE CORP. , J5455 |  |  | 5.56 | 2001-12-11 11:47 | Anjanece | 50 | 0 | N | N
JOSLYN HI-VOLTAGE CORP. | J5455 | Y | JOSLYN HI-VOLTAGE CORP. , J5455 |  |  | 5.57 | 2001-12-11 11:47 | Anjanece | 50 | 0 | N | N
JOSLYN HI-VOLTAGE CORP. | J5455 | Y | JOSLYN HI-VOLTAGE CORP. , J5455 |  |  | 5.64 | 2001-12-11 11:47 | Anjanece | 50 | 0 | N | N
JOSLYN HI-VOLTAGE CORP. | J5455 | Y | JOSLYN HI-VOLTAGE CORP. , J5455 |  |  | 5.83 | 2001-12-11 11:47 | Anjanece | 50 | 0 | N | N
JOSLYN HI-VOLTAGE CORP. | J5455 | Y | JOSLYN HI-VOLTAGE CORP. , J5455 |  |  | 7.16 | 2001-12-11 11:47 | Anjanece | 50 | 0 | N | N
JOSLYN HI-VOLTAGE CORP. | J5455 | Y | JOSLYN HI-VOLTAGE CORP. , J5455 |  |  | 7.3 | 2001-12-11 11:47 | Anjanece | 50 | 0 | N | N
JOSLYN HI-VOLTAGE CORP. | J5455 | Y | JOSLYN HI-VOLTAGE CORP. , J5455 |  |  | 7.35 | 2001-12-11 11:47 | Anjanece | 50 | 0 | N | N
JOSLYN HI-VOLTAGE CORP. | J5455 | Y | JOSLYN HI-VOLTAGE CORP. , J5455 |  |  | 7.37 | 2001-12-11 11:47 | Anjanece | 50 | 0 | N | N
JOSLYN HI-VOLTAGE CORP. | J5455 | Y | JOSLYN HI-VOLTAGE CORP. , J5455 |  |  | 7.38 | 2001-12-11 11:47 | Anjanece | 50 | 0 | N | N
JOSLYN HI-VOLTAGE CORP. | J5455 | Y | JOSLYN HI-VOLTAGE CORP. , J5455 |  |  | 7.44 | 2001-12-11 11:47 | Anjanece | 50 | 0 | N | N
MACLEAN POWER SYSTEMS | U5268 | Y | MACLEAN POWER SYSTEMS , U5268 | JEA OVERHEAD DISTRIBUTION | CSC Stores | 4.72 | 2001-12-11 11:47 | Anjanece | 50 | 0 | N | N
MACLEAN POWER SYSTEMS | U5268 | Y | MACLEAN POWER SYSTEMS , U5268 |  |  | 4.75 | 2001-12-11 11:47 | Anjanece | 50 | 0 | N | N
MACLEAN POWER SYSTEMS | U5268 | Y | MACLEAN POWER SYSTEMS , U5268 |  |  | 4.79 | 2001-12-11 11:47 | Anjanece | 50 | 0 | N | N
MACLEAN POWER SYSTEMS | U5268 | Y | MACLEAN POWER SYSTEMS , U5268 |  |  | 4.83 | 2001-12-11 11:47 | Anjanece | 50 | 0 | N | N
MACLEAN POWER SYSTEMS | U5268 | Y | MACLEAN POWER SYSTEMS , U5268 |  |  | 4.86 | 2001-12-11 11:47 | Anjanece | 50 | 0 | N | N
MACLEAN POWER SYSTEMS | U5268 | Y | MACLEAN POWER SYSTEMS , U5268 |  |  | 4.88 | 2001-12-11 11:47 | Anjanece | 50 | 0 | N | N
MACLEAN POWER SYSTEMS | U5268 | Y | MACLEAN POWER SYSTEMS , U5268 |  |  | 4.89 | 2001-12-11 11:47 | Anjanece | 50 | 0 | N | N
MACLEAN POWER SYSTEMS | U5268 | Y | MACLEAN POWER SYSTEMS , U5268 |  |  | 5.21 | 2001-12-11 11:47 | Anjanece | 50 | 0 | N | N
MACLEAN POWER SYSTEMS | U5268 | Y | MACLEAN POWER SYSTEMS , U5268 |  |  | 5.34 | 2001-12-11 11:47 | Anjanece | 50 | 0 | N | N
MACLEAN POWER SYSTEMS | U5268 | Y | MACLEAN POWER SYSTEMS , U5268 |  |  | 5.37 | 2001-12-11 11:47 | Anjanece | 50 | 0 | N | N
MACLEAN POWER SYSTEMS | U5268 | Y | MACLEAN POWER SYSTEMS , U5268 |  |  | 5.44 | 2001-12-11 11:47 | Anjanece | 50 | 0 | N | N
MACLEAN POWER SYSTEMS | U5268 | Y | MACLEAN POWER SYSTEMS , U5268 |  |  | 5.49 | 2001-12-11 11:47 | Anjanece | 50 | 0 | N | N
MACLEAN POWER SYSTEMS | U5268 | Y | MACLEAN POWER SYSTEMS , U5268 |  |  | 5.51 | 2001-12-11 11:47 | Anjanece | 50 | 0 | N | N
MACLEAN POWER SYSTEMS | U5268 | Y | MACLEAN POWER SYSTEMS , U5268 |  |  | 5.56 | 2001-12-11 11:47 | Anjanece | 50 | 0 | N | N
MACLEAN POWER SYSTEMS | U5268 | Y | MACLEAN POWER SYSTEMS , U5268 |  |  | 5.57 | 2001-12-11 11:47 | Anjanece | 50 | 0 | N | N
MACLEAN POWER SYSTEMS | U5268 | Y | MACLEAN POWER SYSTEMS , U5268 |  |  | 5.64 | 2001-12-11 11:47 | Anjanece | 50 | 0 | N | N
MACLEAN POWER SYSTEMS | U5268 | Y | MACLEAN POWER SYSTEMS , U5268 |  |  | 5.83 | 2001-12-11 11:47 | Anjanece | 50 | 0 | N | N
MACLEAN POWER SYSTEMS | U5268 | Y | MACLEAN POWER SYSTEMS , U5268 |  |  | 7.16 | 2001-12-11 11:47 | Anjanece | 50 | 0 | N | N
MACLEAN POWER SYSTEMS | U5268 | Y | MACLEAN POWER SYSTEMS , U5268 |  |  | 7.3 | 2001-12-11 11:47 | Anjanece | 50 | 0 | N | N
MACLEAN POWER SYSTEMS | U5268 | Y | MACLEAN POWER SYSTEMS , U5268 |  |  | 7.35 | 2001-12-11 11:47 | Anjanece | 50 | 0 | N | N
MACLEAN POWER SYSTEMS | U5268 | Y | MACLEAN POWER SYSTEMS , U5268 |  |  | 7.37 | 2001-12-11 11:47 | Anjanece | 50 | 0 | N | N
MACLEAN POWER SYSTEMS | U5268 | Y | MACLEAN POWER SYSTEMS , U5268 |  |  | 7.38 | 2001-12-11 11:47 | Anjanece | 50 | 0 | N | N
MACLEAN POWER SYSTEMS | U5268 | Y | MACLEAN POWER SYSTEMS , U5268 |  |  | 7.44 | 2001-12-11 11:47 | Anjanece | 50 | 0 | N | N
CMC/BARFIELD MANUFACTURING | BGC-0 | Y | CMC/BARFIELD MANUFACTURING , BGC-0 | JEA OVERHEAD DISTRIBUTION | CSC Stores | 1.88 | 2001-12-11 11:47 | Anjanece | 100 | 1800 | N | N
CMC/BARFIELD MANUFACTURING | BGC-0 | Y | CMC/BARFIELD MANUFACTURING , BGC-0 |  |  | 1.89 | 2001-12-11 11:47 | Anjanece | 100 | 1800 | N | N
CMC/BARFIELD MANUFACTURING | BGC-0 | Y | CMC/BARFIELD MANUFACTURING , BGC-0 |  |  | 1.9 | 2001-12-11 11:47 | Anjanece | 100 | 1800 | N | N
CMC/BARFIELD MANUFACTURING | BGC-0 | Y | CMC/BARFIELD MANUFACTURING , BGC-0 |  |  | 1.91 | 2001-12-11 11:47 | Anjanece | 100 | 1800 | N | N
CMC/BARFIELD MANUFACTURING | BGC-0 | Y | CMC/BARFIELD MANUFACTURING , BGC-0 |  |  | 1.92 | 2001-12-11 11:47 | Anjanece | 100 | 1800 | N | N
CMC/BARFIELD MANUFACTURING | BGC-0 | Y | CMC/BARFIELD MANUFACTURING , BGC-0 |  |  | 1.93 | 2001-12-11 11:47 | Anjanece | 100 | 1800 | N | N
CMC/BARFIELD MANUFACTURING | BGC-0 | Y | CMC/BARFIELD MANUFACTURING , BGC-0 |  |  | 2.04 | 2001-12-11 11:47 | Anjanece | 100 | 1800 | N | N
CMC/BARFIELD MANUFACTURING | BGC-0 | Y | CMC/BARFIELD MANUFACTURING , BGC-0 |  |  | 2.05 | 2001-12-11 11:47 | Anjanece | 100 | 1800 | N | N
CMC/BARFIELD MANUFACTURING | BGC-0 | Y | CMC/BARFIELD MANUFACTURING , BGC-0 |  |  | 2.2 | 2001-12-11 11:47 | Anjanece | 100 | 1800 | N | N
CMC/BARFIELD MANUFACTURING | BGC-0 | Y | CMC/BARFIELD MANUFACTURING , BGC-0 |  |  | 2.25 | 2001-12-11 11:47 | Anjanece | 100 | 1800 | N | N
CMC/BARFIELD MANUFACTURING | BGC-0 | Y | CMC/BARFIELD MANUFACTURING , BGC-0 |  |  | 2.59 | 2001-12-11 11:47 | Anjanece | 100 | 1800 | N | N
CMC/BARFIELD MANUFACTURING | BGC-0 | Y | CMC/BARFIELD MANUFACTURING , BGC-0 |  |  | 2.7 | 2001-12-11 11:47 | Anjanece | 100 | 1800 | N | N
CMC/BARFIELD MANUFACTURING | BGC-0 | Y | CMC/BARFIELD MANUFACTURING , BGC-0 |  |  | 2.87 | 2001-12-11 11:47 | Anjanece | 100 | 1800 | N | N
CMC/BARFIELD MANUFACTURING | BGC-0 | Y | CMC/BARFIELD MANUFACTURING , BGC-0 |  |  | 2.89 | 2001-12-11 11:47 | Anjanece | 100 | 1800 | N | N
CMC/BARFIELD MANUFACTURING | BGC-0 | Y | CMC/BARFIELD MANUFACTURING , BGC-0 |  |  | 2.97 | 2001-12-11 11:47 | Anjanece | 100 | 1800 | N | N
CMC/BARFIELD MANUFACTURING | BGC-0 | Y | CMC/BARFIELD MANUFACTURING , BGC-0 |  |  | 3.03 | 2001-12-11 11:47 | Anjanece | 100 | 1800 | N | N
CMC/BARFIELD MANUFACTURING | BGC-0 | Y | CMC/BARFIELD MANUFACTURING , BGC-0 |  |  | 3.17 | 2001-12-11 11:47 | Anjanece | 100 | 1800 | N | N
CMC/BARFIELD MANUFACTURING | BGC-0 | Y | CMC/BARFIELD MANUFACTURING , BGC-0 |  |  | 3.22 | 2001-12-11 11:47 | Anjanece | 100 | 1800 | N | N
CMC/BARFIELD MANUFACTURING | BGC-0 | Y | CMC/BARFIELD MANUFACTURING , BGC-0 |  |  | 3.27 | 2001-12-11 11:47 | Anjanece | 100 | 1800 | N | N
CMC/BARFIELD MANUFACTURING | BGC-0 | Y | CMC/BARFIELD MANUFACTURING , BGC-0 |  |  | 3.28 | 2001-12-11 11:47 | Anjanece | 100 | 1800 | N | N
CMC/BARFIELD MANUFACTURING | BGC-0 | Y | CMC/BARFIELD MANUFACTURING , BGC-0 |  |  | 3.29 | 2001-12-11 11:47 | Anjanece | 100 | 1800 | N | N
CMC/BARFIELD MANUFACTURING | BGC-0 | Y | CMC/BARFIELD MANUFACTURING , BGC-0 |  |  | 3.3 | 2001-12-11 11:47 | Anjanece | 100 | 1800 | N | N
CMC/BARFIELD MANUFACTURING | BGC-0 | Y | CMC/BARFIELD MANUFACTURING , BGC-0 |  |  | 3.37 | 2001-12-11 11:47 | Anjanece | 100 | 1800 | N | N
CMC/BARFIELD MANUFACTURING | BGC-0 | Y | CMC/BARFIELD MANUFACTURING , BGC-0 |  |  | 3.38 | 2001-12-11 11:47 | Anjanece | 100 | 1800 | N | N
CMC/BARFIELD MANUFACTURING | BGC-0 | Y | CMC/BARFIELD MANUFACTURING , BGC-0 |  |  | 3.39 | 2001-12-11 11:47 | Anjanece | 100 | 1800 | N | N
CMC/BARFIELD MANUFACTURING | BGC-0 | Y | CMC/BARFIELD MANUFACTURING , BGC-0 |  |  | 3.4 | 2001-12-11 11:47 | Anjanece | 100 | 1800 | N | N
CMC/BARFIELD MANUFACTURING | BGC-0 | Y | CMC/BARFIELD MANUFACTURING , BGC-0 |  |  | 3.41 | 2001-12-11 11:47 | Anjanece | 100 | 1800 | N | N
CMC/BARFIELD MANUFACTURING | BGC-0 | Y | CMC/BARFIELD MANUFACTURING , BGC-0 |  |  | 3.43 | 2001-12-11 11:47 | Anjanece | 100 | 1800 | N | N
CMC/BARFIELD MANUFACTURING | BGC-0 | Y | CMC/BARFIELD MANUFACTURING , BGC-0 |  |  | 3.44 | 2001-12-11 11:47 | Anjanece | 100 | 1800 | N | N
CMC/BARFIELD MANUFACTURING | BGC-0 | Y | CMC/BARFIELD MANUFACTURING , BGC-0 |  |  | 3.45 | 2001-12-11 11:47 | Anjanece | 100 | 1800 | N | N
CMC/BARFIELD MANUFACTURING | BGC-0 | Y | CMC/BARFIELD MANUFACTURING , BGC-0 |  |  | 3.51 | 2001-12-11 11:47 | Anjanece | 100 | 1800 | N | N
CMC/BARFIELD MANUFACTURING | BGC-0 | Y | CMC/BARFIELD MANUFACTURING , BGC-0 |  |  | 3.52 | 2001-12-11 11:47 | Anjanece | 100 | 1800 | N | N
CMC/BARFIELD MANUFACTURING | BGC-0 | Y | CMC/BARFIELD MANUFACTURING , BGC-0 |  |  | 3.55 | 2001-12-11 11:47 | Anjanece | 100 | 1800 | N | N
CMC/BARFIELD MANUFACTURING | BGC-0 | Y | CMC/BARFIELD MANUFACTURING , BGC-0 |  |  | 3.59 | 2001-12-11 11:47 | Anjanece | 100 | 1800 | N | N
CMC/BARFIELD MANUFACTURING | BGC-0 | Y | CMC/BARFIELD MANUFACTURING , BGC-0 |  |  | 3.67 | 2001-12-11 11:47 | Anjanece | 100 | 1800 | N | N
CMC/BARFIELD MANUFACTURING | BGC-0 | Y | CMC/BARFIELD MANUFACTURING , BGC-0 |  |  | 3.94 | 2001-12-11 11:47 | Anjanece | 100 | 1800 | N | N
CMC/BARFIELD MANUFACTURING | BGC-0 | Y | CMC/BARFIELD MANUFACTURING , BGC-0 |  |  | 4.1 | 2001-12-11 11:47 | Anjanece | 100 | 1800 | N | N
CMC/BARFIELD MANUFACTURING | BGC-0 | Y | CMC/BARFIELD MANUFACTURING , BGC-0 |  |  | 4.26 | 2001-12-11 11:47 | Anjanece | 100 | 1800 | N | N
CMC/BARFIELD MANUFACTURING | BGC-0 | Y | CMC/BARFIELD MANUFACTURING , BGC-0 |  |  | 4.32 | 2001-12-11 11:47 | Anjanece | 100 | 1800 | N | N
CMC/BARFIELD MANUFACTURING | BGC-0 | Y | CMC/BARFIELD MANUFACTURING , BGC-0 |  |  | 4.43 | 2001-12-11 11:47 | Anjanece | 100 | 1800 | N | N
CMC/BARFIELD MANUFACTURING | BGC-0 | Y | CMC/BARFIELD MANUFACTURING , BGC-0 |  |  | 4.57 | 2001-12-11 11:47 | Anjanece | 100 | 1800 | N | N
CMC/BARFIELD MANUFACTURING | BGC-0 | Y | CMC/BARFIELD MANUFACTURING , BGC-0 |  |  | 4.68 | 2001-12-11 11:47 | Anjanece | 100 | 1800 | N | N
CMC/BARFIELD MANUFACTURING | BGC-0 | Y | CMC/BARFIELD MANUFACTURING , BGC-0 |  |  | 4.7 | 2001-12-11 11:47 | Anjanece | 100 | 1800 | N | N
CMC/BARFIELD MANUFACTURING | BGC-0 | Y | CMC/BARFIELD MANUFACTURING , BGC-0 |  |  | 4.77 | 2001-12-11 11:47 | Anjanece | 100 | 1800 | N | N
CMC/BARFIELD MANUFACTURING | BGC-0 | Y | CMC/BARFIELD MANUFACTURING , BGC-0 |  |  | 4.81 | 2001-12-11 11:47 | Anjanece | 100 | 1800 | N | N
CMC/BARFIELD MANUFACTURING | BGC-0 | Y | CMC/BARFIELD MANUFACTURING , BGC-0 |  |  | 4.84 | 2001-12-11 11:47 | Anjanece | 100 | 1800 | N | N
CMC/BARFIELD MANUFACTURING | BGC-0 | Y | CMC/BARFIELD MANUFACTURING , BGC-0 |  |  | 4.85 | 2001-12-11 11:47 | Anjanece | 100 | 1800 | N | N
CMC/BARFIELD MANUFACTURING | BGC-0 | Y | CMC/BARFIELD MANUFACTURING , BGC-0 |  |  | 4.86 | 2001-12-11 11:47 | Anjanece | 100 | 1800 | N | N
CMC/BARFIELD MANUFACTURING | BGC-0 | Y | CMC/BARFIELD MANUFACTURING , BGC-0 |  |  | 4.87 | 2001-12-11 11:47 | Anjanece | 100 | 1800 | N | N
CMC/BARFIELD MANUFACTURING | BGC-0 | Y | CMC/BARFIELD MANUFACTURING , BGC-0 |  |  | 4.88 | 2001-12-11 11:47 | Anjanece | 100 | 1800 | N | N
CMC/BARFIELD MANUFACTURING | BGC-0 | Y | CMC/BARFIELD MANUFACTURING , BGC-0 |  | Storm Stores | 0 | 2018-04-16 10:13 | Anjanece | 100 | 1800 | N | N
CMC/BARFIELD MANUFACTURING | BGC-0 | Y | CMC/BARFIELD MANUFACTURING , BGC-0 |  |  | 2.36 | 2018-04-16 10:13 | Anjanece | 100 | 1800 | N | N
CMC/BARFIELD MANUFACTURING | BGC-0 | Y | CMC/BARFIELD MANUFACTURING , BGC-0 |  |  | 3.47 | 2018-04-16 10:13 | Anjanece | 100 | 1800 | N | N
CMC/BARFIELD MANUFACTURING | BGC-0 | Y | CMC/BARFIELD MANUFACTURING , BGC-0 |  |  | 3.75 | 2018-04-16 10:13 | Anjanece | 100 | 1800 | N | N
CMC/BARFIELD MANUFACTURING | BGC-0 | Y | CMC/BARFIELD MANUFACTURING , BGC-0 |  |  | 3.81 | 2018-04-16 10:13 | Anjanece | 100 | 1800 | N | N
CMC/BARFIELD MANUFACTURING | BGC-0 | Y | CMC/BARFIELD MANUFACTURING , BGC-0 |  |  | 4.35 | 2018-04-16 10:13 | Anjanece | 100 | 1800 | N | N
CMC/BARFIELD MANUFACTURING | BGC-0 | Y | CMC/BARFIELD MANUFACTURING , BGC-0 |  |  | 4.42 | 2018-04-16 10:13 | Anjanece | 100 | 1800 | N | N
CMC/BARFIELD MANUFACTURING | BGC-0 | Y | CMC/BARFIELD MANUFACTURING , BGC-0 |  |  | 4.53 | 2018-04-16 10:13 | Anjanece | 100 | 1800 | N | N
ELECTRIC MOTION COMPANY, INC. | EM 207 | Y | ELECTRIC MOTION COMPANY, INC. , EM 207 | JEA OVERHEAD DISTRIBUTION | CSC Stores | 1.88 | 2001-12-11 11:47 | Anjanece | 100 | 1800 | N | N
ELECTRIC MOTION COMPANY, INC. | EM 207 | Y | ELECTRIC MOTION COMPANY, INC. , EM 207 |  |  | 1.89 | 2001-12-11 11:47 | Anjanece | 100 | 1800 | N | N
ELECTRIC MOTION COMPANY, INC. | EM 207 | Y | ELECTRIC MOTION COMPANY, INC. , EM 207 |  |  | 1.9 | 2001-12-11 11:47 | Anjanece | 100 | 1800 | N | N
ELECTRIC MOTION COMPANY, INC. | EM 207 | Y | ELECTRIC MOTION COMPANY, INC. , EM 207 |  |  | 1.91 | 2001-12-11 11:47 | Anjanece | 100 | 1800 | N | N
ELECTRIC MOTION COMPANY, INC. | EM 207 | Y | ELECTRIC MOTION COMPANY, INC. , EM 207 |  |  | 1.92 | 2001-12-11 11:47 | Anjanece | 100 | 1800 | N | N
ELECTRIC MOTION COMPANY, INC. | EM 207 | Y | ELECTRIC MOTION COMPANY, INC. , EM 207 |  |  | 1.93 | 2001-12-11 11:47 | Anjanece | 100 | 1800 | N | N
ELECTRIC MOTION COMPANY, INC. | EM 207 | Y | ELECTRIC MOTION COMPANY, INC. , EM 207 |  |  | 2.04 | 2001-12-11 11:47 | Anjanece | 100 | 1800 | N | N
ELECTRIC MOTION COMPANY, INC. | EM 207 | Y | ELECTRIC MOTION COMPANY, INC. , EM 207 |  |  | 2.05 | 2001-12-11 11:47 | Anjanece | 100 | 1800 | N | N
ELECTRIC MOTION COMPANY, INC. | EM 207 | Y | ELECTRIC MOTION COMPANY, INC. , EM 207 |  |  | 2.2 | 2001-12-11 11:47 | Anjanece | 100 | 1800 | N | N
ELECTRIC MOTION COMPANY, INC. | EM 207 | Y | ELECTRIC MOTION COMPANY, INC. , EM 207 |  |  | 2.25 | 2001-12-11 11:47 | Anjanece | 100 | 1800 | N | N
ELECTRIC MOTION COMPANY, INC. | EM 207 | Y | ELECTRIC MOTION COMPANY, INC. , EM 207 |  |  | 2.59 | 2001-12-11 11:47 | Anjanece | 100 | 1800 | N | N
ELECTRIC MOTION COMPANY, INC. | EM 207 | Y | ELECTRIC MOTION COMPANY, INC. , EM 207 |  |  | 2.7 | 2001-12-11 11:47 | Anjanece | 100 | 1800 | N | N
ELECTRIC MOTION COMPANY, INC. | EM 207 | Y | ELECTRIC MOTION COMPANY, INC. , EM 207 |  |  | 2.87 | 2001-12-11 11:47 | Anjanece | 100 | 1800 | N | N
ELECTRIC MOTION COMPANY, INC. | EM 207 | Y | ELECTRIC MOTION COMPANY, INC. , EM 207 |  |  | 2.89 | 2001-12-11 11:47 | Anjanece | 100 | 1800 | N | N
ELECTRIC MOTION COMPANY, INC. | EM 207 | Y | ELECTRIC MOTION COMPANY, INC. , EM 207 |  |  | 2.97 | 2001-12-11 11:47 | Anjanece | 100 | 1800 | N | N
ELECTRIC MOTION COMPANY, INC. | EM 207 | Y | ELECTRIC MOTION COMPANY, INC. , EM 207 |  |  | 3.03 | 2001-12-11 11:47 | Anjanece | 100 | 1800 | N | N
ELECTRIC MOTION COMPANY, INC. | EM 207 | Y | ELECTRIC MOTION COMPANY, INC. , EM 207 |  |  | 3.17 | 2001-12-11 11:47 | Anjanece | 100 | 1800 | N | N
ELECTRIC MOTION COMPANY, INC. | EM 207 | Y | ELECTRIC MOTION COMPANY, INC. , EM 207 |  |  | 3.22 | 2001-12-11 11:47 | Anjanece | 100 | 1800 | N | N
ELECTRIC MOTION COMPANY, INC. | EM 207 | Y | ELECTRIC MOTION COMPANY, INC. , EM 207 |  |  | 3.27 | 2001-12-11 11:47 | Anjanece | 100 | 1800 | N | N
ELECTRIC MOTION COMPANY, INC. | EM 207 | Y | ELECTRIC MOTION COMPANY, INC. , EM 207 |  |  | 3.28 | 2001-12-11 11:47 | Anjanece | 100 | 1800 | N | N
ELECTRIC MOTION COMPANY, INC. | EM 207 | Y | ELECTRIC MOTION COMPANY, INC. , EM 207 |  |  | 3.29 | 2001-12-11 11:47 | Anjanece | 100 | 1800 | N | N
ELECTRIC MOTION COMPANY, INC. | EM 207 | Y | ELECTRIC MOTION COMPANY, INC. , EM 207 |  |  | 3.3 | 2001-12-11 11:47 | Anjanece | 100 | 1800 | N | N
ELECTRIC MOTION COMPANY, INC. | EM 207 | Y | ELECTRIC MOTION COMPANY, INC. , EM 207 |  |  | 3.37 | 2001-12-11 11:47 | Anjanece | 100 | 1800 | N | N
ELECTRIC MOTION COMPANY, INC. | EM 207 | Y | ELECTRIC MOTION COMPANY, INC. , EM 207 |  |  | 3.38 | 2001-12-11 11:47 | Anjanece | 100 | 1800 | N | N
ELECTRIC MOTION COMPANY, INC. | EM 207 | Y | ELECTRIC MOTION COMPANY, INC. , EM 207 |  |  | 3.39 | 2001-12-11 11:47 | Anjanece | 100 | 1800 | N | N
ELECTRIC MOTION COMPANY, INC. | EM 207 | Y | ELECTRIC MOTION COMPANY, INC. , EM 207 |  |  | 3.4 | 2001-12-11 11:47 | Anjanece | 100 | 1800 | N | N
ELECTRIC MOTION COMPANY, INC. | EM 207 | Y | ELECTRIC MOTION COMPANY, INC. , EM 207 |  |  | 3.41 | 2001-12-11 11:47 | Anjanece | 100 | 1800 | N | N
ELECTRIC MOTION COMPANY, INC. | EM 207 | Y | ELECTRIC MOTION COMPANY, INC. , EM 207 |  |  | 3.43 | 2001-12-11 11:47 | Anjanece | 100 | 1800 | N | N
ELECTRIC MOTION COMPANY, INC. | EM 207 | Y | ELECTRIC MOTION COMPANY, INC. , EM 207 |  |  | 3.44 | 2001-12-11 11:47 | Anjanece | 100 | 1800 | N | N
ELECTRIC MOTION COMPANY, INC. | EM 207 | Y | ELECTRIC MOTION COMPANY, INC. , EM 207 |  |  | 3.45 | 2001-12-11 11:47 | Anjanece | 100 | 1800 | N | N
ELECTRIC MOTION COMPANY, INC. | EM 207 | Y | ELECTRIC MOTION COMPANY, INC. , EM 207 |  |  | 3.51 | 2001-12-11 11:47 | Anjanece | 100 | 1800 | N | N
ELECTRIC MOTION COMPANY, INC. | EM 207 | Y | ELECTRIC MOTION COMPANY, INC. , EM 207 |  |  | 3.52 | 2001-12-11 11:47 | Anjanece | 100 | 1800 | N | N
ELECTRIC MOTION COMPANY, INC. | EM 207 | Y | ELECTRIC MOTION COMPANY, INC. , EM 207 |  |  | 3.55 | 2001-12-11 11:47 | Anjanece | 100 | 1800 | N | N
ELECTRIC MOTION COMPANY, INC. | EM 207 | Y | ELECTRIC MOTION COMPANY, INC. , EM 207 |  |  | 3.59 | 2001-12-11 11:47 | Anjanece | 100 | 1800 | N | N
ELECTRIC MOTION COMPANY, INC. | EM 207 | Y | ELECTRIC MOTION COMPANY, INC. , EM 207 |  |  | 3.67 | 2001-12-11 11:47 | Anjanece | 100 | 1800 | N | N
ELECTRIC MOTION COMPANY, INC. | EM 207 | Y | ELECTRIC MOTION COMPANY, INC. , EM 207 |  |  | 3.94 | 2001-12-11 11:47 | Anjanece | 100 | 1800 | N | N
ELECTRIC MOTION COMPANY, INC. | EM 207 | Y | ELECTRIC MOTION COMPANY, INC. , EM 207 |  |  | 4.1 | 2001-12-11 11:47 | Anjanece | 100 | 1800 | N | N
ELECTRIC MOTION COMPANY, INC. | EM 207 | Y | ELECTRIC MOTION COMPANY, INC. , EM 207 |  |  | 4.26 | 2001-12-11 11:47 | Anjanece | 100 | 1800 | N | N
ELECTRIC MOTION COMPANY, INC. | EM 207 | Y | ELECTRIC MOTION COMPANY, INC. , EM 207 |  |  | 4.32 | 2001-12-11 11:47 | Anjanece | 100 | 1800 | N | N
ELECTRIC MOTION COMPANY, INC. | EM 207 | Y | ELECTRIC MOTION COMPANY, INC. , EM 207 |  |  | 4.43 | 2001-12-11 11:47 | Anjanece | 100 | 1800 | N | N
ELECTRIC MOTION COMPANY, INC. | EM 207 | Y | ELECTRIC MOTION COMPANY, INC. , EM 207 |  |  | 4.57 | 2001-12-11 11:47 | Anjanece | 100 | 1800 | N | N
ELECTRIC MOTION COMPANY, INC. | EM 207 | Y | ELECTRIC MOTION COMPANY, INC. , EM 207 |  |  | 4.68 | 2001-12-11 11:47 | Anjanece | 100 | 1800 | N | N
ELECTRIC MOTION COMPANY, INC. | EM 207 | Y | ELECTRIC MOTION COMPANY, INC. , EM 207 |  |  | 4.7 | 2001-12-11 11:47 | Anjanece | 100 | 1800 | N | N
ELECTRIC MOTION COMPANY, INC. | EM 207 | Y | ELECTRIC MOTION COMPANY, INC. , EM 207 |  |  | 4.77 | 2001-12-11 11:47 | Anjanece | 100 | 1800 | N | N
ELECTRIC MOTION COMPANY, INC. | EM 207 | Y | ELECTRIC MOTION COMPANY, INC. , EM 207 |  |  | 4.81 | 2001-12-11 11:47 | Anjanece | 100 | 1800 | N | N
ELECTRIC MOTION COMPANY, INC. | EM 207 | Y | ELECTRIC MOTION COMPANY, INC. , EM 207 |  |  | 4.84 | 2001-12-11 11:47 | Anjanece | 100 | 1800 | N | N
ELECTRIC MOTION COMPANY, INC. | EM 207 | Y | ELECTRIC MOTION COMPANY, INC. , EM 207 |  |  | 4.85 | 2001-12-11 11:47 | Anjanece | 100 | 1800 | N | N
ELECTRIC MOTION COMPANY, INC. | EM 207 | Y | ELECTRIC MOTION COMPANY, INC. , EM 207 |  |  | 4.86 | 2001-12-11 11:47 | Anjanece | 100 | 1800 | N | N
ELECTRIC MOTION COMPANY, INC. | EM 207 | Y | ELECTRIC MOTION COMPANY, INC. , EM 207 |  |  | 4.87 | 2001-12-11 11:47 | Anjanece | 100 | 1800 | N | N
ELECTRIC MOTION COMPANY, INC. | EM 207 | Y | ELECTRIC MOTION COMPANY, INC. , EM 207 |  |  | 4.88 | 2001-12-11 11:47 | Anjanece | 100 | 1800 | N | N
ELECTRIC MOTION COMPANY, INC. | EM 207 | Y | ELECTRIC MOTION COMPANY, INC. , EM 207 |  | Storm Stores | 0 | 2018-04-16 10:13 | Anjanece | 100 | 1800 | N | N
ELECTRIC MOTION COMPANY, INC. | EM 207 | Y | ELECTRIC MOTION COMPANY, INC. , EM 207 |  |  | 2.36 | 2018-04-16 10:13 | Anjanece | 100 | 1800 | N | N
ELECTRIC MOTION COMPANY, INC. | EM 207 | Y | ELECTRIC MOTION COMPANY, INC. , EM 207 |  |  | 3.47 | 2018-04-16 10:13 | Anjanece | 100 | 1800 | N | N
ELECTRIC MOTION COMPANY, INC. | EM 207 | Y | ELECTRIC MOTION COMPANY, INC. , EM 207 |  |  | 3.75 | 2018-04-16 10:13 | Anjanece | 100 | 1800 | N | N
ELECTRIC MOTION COMPANY, INC. | EM 207 | Y | ELECTRIC MOTION COMPANY, INC. , EM 207 |  |  | 3.81 | 2018-04-16 10:13 | Anjanece | 100 | 1800 | N | N
ELECTRIC MOTION COMPANY, INC. | EM 207 | Y | ELECTRIC MOTION COMPANY, INC. , EM 207 |  |  | 4.35 | 2018-04-16 10:13 | Anjanece | 100 | 1800 | N | N
ELECTRIC MOTION COMPANY, INC. | EM 207 | Y | ELECTRIC MOTION COMPANY, INC. , EM 207 |  |  | 4.42 | 2018-04-16 10:13 | Anjanece | 100 | 1800 | N | N
ELECTRIC MOTION COMPANY, INC. | EM 207 | Y | ELECTRIC MOTION COMPANY, INC. , EM 207 |  |  | 4.53 | 2018-04-16 10:13 | Anjanece | 100 | 1800 | N | N
ERICO PRODUCTS | CC207 | Y | ERICO PRODUCTS , CC207 | JEA OVERHEAD DISTRIBUTION | CSC Stores | 1.88 | 2001-12-11 11:47 | Anjanece | 100 | 1800 | N | N
ERICO PRODUCTS | CC207 | Y | ERICO PRODUCTS , CC207 |  |  | 1.89 | 2001-12-11 11:47 | Anjanece | 100 | 1800 | N | N
ERICO PRODUCTS | CC207 | Y | ERICO PRODUCTS , CC207 |  |  | 1.9 | 2001-12-11 11:47 | Anjanece | 100 | 1800 | N | N
ERICO PRODUCTS | CC207 | Y | ERICO PRODUCTS , CC207 |  |  | 1.91 | 2001-12-11 11:47 | Anjanece | 100 | 1800 | N | N
ERICO PRODUCTS | CC207 | Y | ERICO PRODUCTS , CC207 |  |  | 1.92 | 2001-12-11 11:47 | Anjanece | 100 | 1800 | N | N
ERICO PRODUCTS | CC207 | Y | ERICO PRODUCTS , CC207 |  |  | 1.93 | 2001-12-11 11:47 | Anjanece | 100 | 1800 | N | N
ERICO PRODUCTS | CC207 | Y | ERICO PRODUCTS , CC207 |  |  | 2.04 | 2001-12-11 11:47 | Anjanece | 100 | 1800 | N | N
ERICO PRODUCTS | CC207 | Y | ERICO PRODUCTS , CC207 |  |  | 2.05 | 2001-12-11 11:47 | Anjanece | 100 | 1800 | N | N
ERICO PRODUCTS | CC207 | Y | ERICO PRODUCTS , CC207 |  |  | 2.2 | 2001-12-11 11:47 | Anjanece | 100 | 1800 | N | N
ERICO PRODUCTS | CC207 | Y | ERICO PRODUCTS , CC207 |  |  | 2.25 | 2001-12-11 11:47 | Anjanece | 100 | 1800 | N | N
ERICO PRODUCTS | CC207 | Y | ERICO PRODUCTS , CC207 |  |  | 2.59 | 2001-12-11 11:47 | Anjanece | 100 | 1800 | N | N
ERICO PRODUCTS | CC207 | Y | ERICO PRODUCTS , CC207 |  |  | 2.7 | 2001-12-11 11:47 | Anjanece | 100 | 1800 | N | N
ERICO PRODUCTS | CC207 | Y | ERICO PRODUCTS , CC207 |  |  | 2.87 | 2001-12-11 11:47 | Anjanece | 100 | 1800 | N | N
ERICO PRODUCTS | CC207 | Y | ERICO PRODUCTS , CC207 |  |  | 2.89 | 2001-12-11 11:47 | Anjanece | 100 | 1800 | N | N
ERICO PRODUCTS | CC207 | Y | ERICO PRODUCTS , CC207 |  |  | 2.97 | 2001-12-11 11:47 | Anjanece | 100 | 1800 | N | N
ERICO PRODUCTS | CC207 | Y | ERICO PRODUCTS , CC207 |  |  | 3.03 | 2001-12-11 11:47 | Anjanece | 100 | 1800 | N | N
ERICO PRODUCTS | CC207 | Y | ERICO PRODUCTS , CC207 |  |  | 3.17 | 2001-12-11 11:47 | Anjanece | 100 | 1800 | N | N
ERICO PRODUCTS | CC207 | Y | ERICO PRODUCTS , CC207 |  |  | 3.22 | 2001-12-11 11:47 | Anjanece | 100 | 1800 | N | N
ERICO PRODUCTS | CC207 | Y | ERICO PRODUCTS , CC207 |  |  | 3.27 | 2001-12-11 11:47 | Anjanece | 100 | 1800 | N | N
ERICO PRODUCTS | CC207 | Y | ERICO PRODUCTS , CC207 |  |  | 3.28 | 2001-12-11 11:47 | Anjanece | 100 | 1800 | N | N
ERICO PRODUCTS | CC207 | Y | ERICO PRODUCTS , CC207 |  |  | 3.29 | 2001-12-11 11:47 | Anjanece | 100 | 1800 | N | N
ERICO PRODUCTS | CC207 | Y | ERICO PRODUCTS , CC207 |  |  | 3.3 | 2001-12-11 11:47 | Anjanece | 100 | 1800 | N | N
ERICO PRODUCTS | CC207 | Y | ERICO PRODUCTS , CC207 |  |  | 3.37 | 2001-12-11 11:47 | Anjanece | 100 | 1800 | N | N
ERICO PRODUCTS | CC207 | Y | ERICO PRODUCTS , CC207 |  |  | 3.38 | 2001-12-11 11:47 | Anjanece | 100 | 1800 | N | N
ERICO PRODUCTS | CC207 | Y | ERICO PRODUCTS , CC207 |  |  | 3.39 | 2001-12-11 11:47 | Anjanece | 100 | 1800 | N | N
ERICO PRODUCTS | CC207 | Y | ERICO PRODUCTS , CC207 |  |  | 3.4 | 2001-12-11 11:47 | Anjanece | 100 | 1800 | N | N
ERICO PRODUCTS | CC207 | Y | ERICO PRODUCTS , CC207 |  |  | 3.41 | 2001-12-11 11:47 | Anjanece | 100 | 1800 | N | N
ERICO PRODUCTS | CC207 | Y | ERICO PRODUCTS , CC207 |  |  | 3.43 | 2001-12-11 11:47 | Anjanece | 100 | 1800 | N | N
ERICO PRODUCTS | CC207 | Y | ERICO PRODUCTS , CC207 |  |  | 3.44 | 2001-12-11 11:47 | Anjanece | 100 | 1800 | N | N
ERICO PRODUCTS | CC207 | Y | ERICO PRODUCTS , CC207 |  |  | 3.45 | 2001-12-11 11:47 | Anjanece | 100 | 1800 | N | N
ERICO PRODUCTS | CC207 | Y | ERICO PRODUCTS , CC207 |  |  | 3.51 | 2001-12-11 11:47 | Anjanece | 100 | 1800 | N | N
ERICO PRODUCTS | CC207 | Y | ERICO PRODUCTS , CC207 |  |  | 3.52 | 2001-12-11 11:47 | Anjanece | 100 | 1800 | N | N
ERICO PRODUCTS | CC207 | Y | ERICO PRODUCTS , CC207 |  |  | 3.55 | 2001-12-11 11:47 | Anjanece | 100 | 1800 | N | N
ERICO PRODUCTS | CC207 | Y | ERICO PRODUCTS , CC207 |  |  | 3.59 | 2001-12-11 11:47 | Anjanece | 100 | 1800 | N | N
ERICO PRODUCTS | CC207 | Y | ERICO PRODUCTS , CC207 |  |  | 3.67 | 2001-12-11 11:47 | Anjanece | 100 | 1800 | N | N
ERICO PRODUCTS | CC207 | Y | ERICO PRODUCTS , CC207 |  |  | 3.94 | 2001-12-11 11:47 | Anjanece | 100 | 1800 | N | N
ERICO PRODUCTS | CC207 | Y | ERICO PRODUCTS , CC207 |  |  | 4.1 | 2001-12-11 11:47 | Anjanece | 100 | 1800 | N | N
ERICO PRODUCTS | CC207 | Y | ERICO PRODUCTS , CC207 |  |  | 4.26 | 2001-12-11 11:47 | Anjanece | 100 | 1800 | N | N
ERICO PRODUCTS | CC207 | Y | ERICO PRODUCTS , CC207 |  |  | 4.32 | 2001-12-11 11:47 | Anjanece | 100 | 1800 | N | N
ERICO PRODUCTS | CC207 | Y | ERICO PRODUCTS , CC207 |  |  | 4.43 | 2001-12-11 11:47 | Anjanece | 100 | 1800 | N | N
ERICO PRODUCTS | CC207 | Y | ERICO PRODUCTS , CC207 |  |  | 4.57 | 2001-12-11 11:47 | Anjanece | 100 | 1800 | N | N
ERICO PRODUCTS | CC207 | Y | ERICO PRODUCTS , CC207 |  |  | 4.68 | 2001-12-11 11:47 | Anjanece | 100 | 1800 | N | N
ERICO PRODUCTS | CC207 | Y | ERICO PRODUCTS , CC207 |  |  | 4.7 | 2001-12-11 11:47 | Anjanece | 100 | 1800 | N | N
ERICO PRODUCTS | CC207 | Y | ERICO PRODUCTS , CC207 |  |  | 4.77 | 2001-12-11 11:47 | Anjanece | 100 | 1800 | N | N
ERICO PRODUCTS | CC207 | Y | ERICO PRODUCTS , CC207 |  |  | 4.81 | 2001-12-11 11:47 | Anjanece | 100 | 1800 | N | N
ERICO PRODUCTS | CC207 | Y | ERICO PRODUCTS , CC207 |  |  | 4.84 | 2001-12-11 11:47 | Anjanece | 100 | 1800 | N | N
ERICO PRODUCTS | CC207 | Y | ERICO PRODUCTS , CC207 |  |  | 4.85 | 2001-12-11 11:47 | Anjanece | 100 | 1800 | N | N
ERICO PRODUCTS | CC207 | Y | ERICO PRODUCTS , CC207 |  |  | 4.86 | 2001-12-11 11:47 | Anjanece | 100 | 1800 | N | N
ERICO PRODUCTS | CC207 | Y | ERICO PRODUCTS , CC207 |  |  | 4.87 | 2001-12-11 11:47 | Anjanece | 100 | 1800 | N | N
ERICO PRODUCTS | CC207 | Y | ERICO PRODUCTS , CC207 |  |  | 4.88 | 2001-12-11 11:47 | Anjanece | 100 | 1800 | N | N
ERICO PRODUCTS | CC207 | Y | ERICO PRODUCTS , CC207 |  | Storm Stores | 0 | 2018-04-16 10:13 | Anjanece | 100 | 1800 | N | N
ERICO PRODUCTS | CC207 | Y | ERICO PRODUCTS , CC207 |  |  | 2.36 | 2018-04-16 10:13 | Anjanece | 100 | 1800 | N | N
ERICO PRODUCTS | CC207 | Y | ERICO PRODUCTS , CC207 |  |  | 3.47 | 2018-04-16 10:13 | Anjanece | 100 | 1800 | N | N
ERICO PRODUCTS | CC207 | Y | ERICO PRODUCTS , CC207 |  |  | 3.75 | 2018-04-16 10:13 | Anjanece | 100 | 1800 | N | N
ERICO PRODUCTS | CC207 | Y | ERICO PRODUCTS , CC207 |  |  | 3.81 | 2018-04-16 10:13 | Anjanece | 100 | 1800 | N | N
ERICO PRODUCTS | CC207 | Y | ERICO PRODUCTS , CC207 |  |  | 4.35 | 2018-04-16 10:13 | Anjanece | 100 | 1800 | N | N
ERICO PRODUCTS | CC207 | Y | ERICO PRODUCTS , CC207 |  |  | 4.42 | 2018-04-16 10:13 | Anjanece | 100 | 1800 | N | N
ERICO PRODUCTS | CC207 | Y | ERICO PRODUCTS , CC207 |  |  | 4.53 | 2018-04-16 10:13 | Anjanece | 100 | 1800 | N | N
MACLEAN POWER SYSTEMS | BVC-207 | Y | MACLEAN POWER SYSTEMS , BVC-207 | JEA OVERHEAD DISTRIBUTION | CSC Stores | 1.88 | 2001-12-11 11:47 | Anjanece | 100 | 1800 | N | N
MACLEAN POWER SYSTEMS | BVC-207 | Y | MACLEAN POWER SYSTEMS , BVC-207 |  |  | 1.89 | 2001-12-11 11:47 | Anjanece | 100 | 1800 | N | N
MACLEAN POWER SYSTEMS | BVC-207 | Y | MACLEAN POWER SYSTEMS , BVC-207 |  |  | 1.9 | 2001-12-11 11:47 | Anjanece | 100 | 1800 | N | N
MACLEAN POWER SYSTEMS | BVC-207 | Y | MACLEAN POWER SYSTEMS , BVC-207 |  |  | 1.91 | 2001-12-11 11:47 | Anjanece | 100 | 1800 | N | N
MACLEAN POWER SYSTEMS | BVC-207 | Y | MACLEAN POWER SYSTEMS , BVC-207 |  |  | 1.92 | 2001-12-11 11:47 | Anjanece | 100 | 1800 | N | N
MACLEAN POWER SYSTEMS | BVC-207 | Y | MACLEAN POWER SYSTEMS , BVC-207 |  |  | 1.93 | 2001-12-11 11:47 | Anjanece | 100 | 1800 | N | N
MACLEAN POWER SYSTEMS | BVC-207 | Y | MACLEAN POWER SYSTEMS , BVC-207 |  |  | 2.04 | 2001-12-11 11:47 | Anjanece | 100 | 1800 | N | N
MACLEAN POWER SYSTEMS | BVC-207 | Y | MACLEAN POWER SYSTEMS , BVC-207 |  |  | 2.05 | 2001-12-11 11:47 | Anjanece | 100 | 1800 | N | N
MACLEAN POWER SYSTEMS | BVC-207 | Y | MACLEAN POWER SYSTEMS , BVC-207 |  |  | 2.2 | 2001-12-11 11:47 | Anjanece | 100 | 1800 | N | N
MACLEAN POWER SYSTEMS | BVC-207 | Y | MACLEAN POWER SYSTEMS , BVC-207 |  |  | 2.25 | 2001-12-11 11:47 | Anjanece | 100 | 1800 | N | N
MACLEAN POWER SYSTEMS | BVC-207 | Y | MACLEAN POWER SYSTEMS , BVC-207 |  |  | 2.59 | 2001-12-11 11:47 | Anjanece | 100 | 1800 | N | N
MACLEAN POWER SYSTEMS | BVC-207 | Y | MACLEAN POWER SYSTEMS , BVC-207 |  |  | 2.7 | 2001-12-11 11:47 | Anjanece | 100 | 1800 | N | N
MACLEAN POWER SYSTEMS | BVC-207 | Y | MACLEAN POWER SYSTEMS , BVC-207 |  |  | 2.87 | 2001-12-11 11:47 | Anjanece | 100 | 1800 | N | N
MACLEAN POWER SYSTEMS | BVC-207 | Y | MACLEAN POWER SYSTEMS , BVC-207 |  |  | 2.89 | 2001-12-11 11:47 | Anjanece | 100 | 1800 | N | N
MACLEAN POWER SYSTEMS | BVC-207 | Y | MACLEAN POWER SYSTEMS , BVC-207 |  |  | 2.97 | 2001-12-11 11:47 | Anjanece | 100 | 1800 | N | N
MACLEAN POWER SYSTEMS | BVC-207 | Y | MACLEAN POWER SYSTEMS , BVC-207 |  |  | 3.03 | 2001-12-11 11:47 | Anjanece | 100 | 1800 | N | N
MACLEAN POWER SYSTEMS | BVC-207 | Y | MACLEAN POWER SYSTEMS , BVC-207 |  |  | 3.17 | 2001-12-11 11:47 | Anjanece | 100 | 1800 | N | N
MACLEAN POWER SYSTEMS | BVC-207 | Y | MACLEAN POWER SYSTEMS , BVC-207 |  |  | 3.22 | 2001-12-11 11:47 | Anjanece | 100 | 1800 | N | N
MACLEAN POWER SYSTEMS | BVC-207 | Y | MACLEAN POWER SYSTEMS , BVC-207 |  |  | 3.27 | 2001-12-11 11:47 | Anjanece | 100 | 1800 | N | N
MACLEAN POWER SYSTEMS | BVC-207 | Y | MACLEAN POWER SYSTEMS , BVC-207 |  |  | 3.28 | 2001-12-11 11:47 | Anjanece | 100 | 1800 | N | N
MACLEAN POWER SYSTEMS | BVC-207 | Y | MACLEAN POWER SYSTEMS , BVC-207 |  |  | 3.29 | 2001-12-11 11:47 | Anjanece | 100 | 1800 | N | N
MACLEAN POWER SYSTEMS | BVC-207 | Y | MACLEAN POWER SYSTEMS , BVC-207 |  |  | 3.3 | 2001-12-11 11:47 | Anjanece | 100 | 1800 | N | N
MACLEAN POWER SYSTEMS | BVC-207 | Y | MACLEAN POWER SYSTEMS , BVC-207 |  |  | 3.37 | 2001-12-11 11:47 | Anjanece | 100 | 1800 | N | N
MACLEAN POWER SYSTEMS | BVC-207 | Y | MACLEAN POWER SYSTEMS , BVC-207 |  |  | 3.38 | 2001-12-11 11:47 | Anjanece | 100 | 1800 | N | N
MACLEAN POWER SYSTEMS | BVC-207 | Y | MACLEAN POWER SYSTEMS , BVC-207 |  |  | 3.39 | 2001-12-11 11:47 | Anjanece | 100 | 1800 | N | N
MACLEAN POWER SYSTEMS | BVC-207 | Y | MACLEAN POWER SYSTEMS , BVC-207 |  |  | 3.4 | 2001-12-11 11:47 | Anjanece | 100 | 1800 | N | N
MACLEAN POWER SYSTEMS | BVC-207 | Y | MACLEAN POWER SYSTEMS , BVC-207 |  |  | 3.41 | 2001-12-11 11:47 | Anjanece | 100 | 1800 | N | N
MACLEAN POWER SYSTEMS | BVC-207 | Y | MACLEAN POWER SYSTEMS , BVC-207 |  |  | 3.43 | 2001-12-11 11:47 | Anjanece | 100 | 1800 | N | N
MACLEAN POWER SYSTEMS | BVC-207 | Y | MACLEAN POWER SYSTEMS , BVC-207 |  |  | 3.44 | 2001-12-11 11:47 | Anjanece | 100 | 1800 | N | N
MACLEAN POWER SYSTEMS | BVC-207 | Y | MACLEAN POWER SYSTEMS , BVC-207 |  |  | 3.45 | 2001-12-11 11:47 | Anjanece | 100 | 1800 | N | N
MACLEAN POWER SYSTEMS | BVC-207 | Y | MACLEAN POWER SYSTEMS , BVC-207 |  |  | 3.51 | 2001-12-11 11:47 | Anjanece | 100 | 1800 | N | N
MACLEAN POWER SYSTEMS | BVC-207 | Y | MACLEAN POWER SYSTEMS , BVC-207 |  |  | 3.52 | 2001-12-11 11:47 | Anjanece | 100 | 1800 | N | N
MACLEAN POWER SYSTEMS | BVC-207 | Y | MACLEAN POWER SYSTEMS , BVC-207 |  |  | 3.55 | 2001-12-11 11:47 | Anjanece | 100 | 1800 | N | N
MACLEAN POWER SYSTEMS | BVC-207 | Y | MACLEAN POWER SYSTEMS , BVC-207 |  |  | 3.59 | 2001-12-11 11:47 | Anjanece | 100 | 1800 | N | N
MACLEAN POWER SYSTEMS | BVC-207 | Y | MACLEAN POWER SYSTEMS , BVC-207 |  |  | 3.67 | 2001-12-11 11:47 | Anjanece | 100 | 1800 | N | N
MACLEAN POWER SYSTEMS | BVC-207 | Y | MACLEAN POWER SYSTEMS , BVC-207 |  |  | 3.94 | 2001-12-11 11:47 | Anjanece | 100 | 1800 | N | N
MACLEAN POWER SYSTEMS | BVC-207 | Y | MACLEAN POWER SYSTEMS , BVC-207 |  |  | 4.1 | 2001-12-11 11:47 | Anjanece | 100 | 1800 | N | N
MACLEAN POWER SYSTEMS | BVC-207 | Y | MACLEAN POWER SYSTEMS , BVC-207 |  |  | 4.26 | 2001-12-11 11:47 | Anjanece | 100 | 1800 | N | N
MACLEAN POWER SYSTEMS | BVC-207 | Y | MACLEAN POWER SYSTEMS , BVC-207 |  |  | 4.32 | 2001-12-11 11:47 | Anjanece | 100 | 1800 | N | N
MACLEAN POWER SYSTEMS | BVC-207 | Y | MACLEAN POWER SYSTEMS , BVC-207 |  |  | 4.43 | 2001-12-11 11:47 | Anjanece | 100 | 1800 | N | N
MACLEAN POWER SYSTEMS | BVC-207 | Y | MACLEAN POWER SYSTEMS , BVC-207 |  |  | 4.57 | 2001-12-11 11:47 | Anjanece | 100 | 1800 | N | N
MACLEAN POWER SYSTEMS | BVC-207 | Y | MACLEAN POWER SYSTEMS , BVC-207 |  |  | 4.68 | 2001-12-11 11:47 | Anjanece | 100 | 1800 | N | N
MACLEAN POWER SYSTEMS | BVC-207 | Y | MACLEAN POWER SYSTEMS , BVC-207 |  |  | 4.7 | 2001-12-11 11:47 | Anjanece | 100 | 1800 | N | N
MACLEAN POWER SYSTEMS | BVC-207 | Y | MACLEAN POWER SYSTEMS , BVC-207 |  |  | 4.77 | 2001-12-11 11:47 | Anjanece | 100 | 1800 | N | N
MACLEAN POWER SYSTEMS | BVC-207 | Y | MACLEAN POWER SYSTEMS , BVC-207 |  |  | 4.81 | 2001-12-11 11:47 | Anjanece | 100 | 1800 | N | N
MACLEAN POWER SYSTEMS | BVC-207 | Y | MACLEAN POWER SYSTEMS , BVC-207 |  |  | 4.84 | 2001-12-11 11:47 | Anjanece | 100 | 1800 | N | N
MACLEAN POWER SYSTEMS | BVC-207 | Y | MACLEAN POWER SYSTEMS , BVC-207 |  |  | 4.85 | 2001-12-11 11:47 | Anjanece | 100 | 1800 | N | N
MACLEAN POWER SYSTEMS | BVC-207 | Y | MACLEAN POWER SYSTEMS , BVC-207 |  |  | 4.86 | 2001-12-11 11:47 | Anjanece | 100 | 1800 | N | N
MACLEAN POWER SYSTEMS | BVC-207 | Y | MACLEAN POWER SYSTEMS , BVC-207 |  |  | 4.87 | 2001-12-11 11:47 | Anjanece | 100 | 1800 | N | N
MACLEAN POWER SYSTEMS | BVC-207 | Y | MACLEAN POWER SYSTEMS , BVC-207 |  |  | 4.88 | 2001-12-11 11:47 | Anjanece | 100 | 1800 | N | N
MACLEAN POWER SYSTEMS | BVC-207 | Y | MACLEAN POWER SYSTEMS , BVC-207 |  | Storm Stores | 0 | 2018-04-16 10:13 | Anjanece | 100 | 1800 | N | N
MACLEAN POWER SYSTEMS | BVC-207 | Y | MACLEAN POWER SYSTEMS , BVC-207 |  |  | 2.36 | 2018-04-16 10:13 | Anjanece | 100 | 1800 | N | N
MACLEAN POWER SYSTEMS | BVC-207 | Y | MACLEAN POWER SYSTEMS , BVC-207 |  |  | 3.47 | 2018-04-16 10:13 | Anjanece | 100 | 1800 | N | N
MACLEAN POWER SYSTEMS | BVC-207 | Y | MACLEAN POWER SYSTEMS , BVC-207 |  |  | 3.75 | 2018-04-16 10:13 | Anjanece | 100 | 1800 | N | N
MACLEAN POWER SYSTEMS | BVC-207 | Y | MACLEAN POWER SYSTEMS , BVC-207 |  |  | 3.81 | 2018-04-16 10:13 | Anjanece | 100 | 1800 | N | N
MACLEAN POWER SYSTEMS | BVC-207 | Y | MACLEAN POWER SYSTEMS , BVC-207 |  |  | 4.35 | 2018-04-16 10:13 | Anjanece | 100 | 1800 | N | N
MACLEAN POWER SYSTEMS | BVC-207 | Y | MACLEAN POWER SYSTEMS , BVC-207 |  |  | 4.42 | 2018-04-16 10:13 | Anjanece | 100 | 1800 | N | N
MACLEAN POWER SYSTEMS | BVC-207 | Y | MACLEAN POWER SYSTEMS , BVC-207 |  |  | 4.53 | 2018-04-16 10:13 | Anjanece | 100 | 1800 | N | N
HUBBELL POWER SYSTEMS, INC. | CA-05-033 | Y | HUBBELL POWER SYSTEMS, INC. , CA-05-033 | JEA TRANSMISSION | CSC Stores | 12.05 | 2001-12-11 11:48 | John | 20 | 0 | N | N
HUBBELL POWER SYSTEMS, INC. | CA-05-033 | Y | HUBBELL POWER SYSTEMS, INC. , CA-05-033 |  |  | 12.94 | 2001-12-11 11:48 | John | 20 | 0 | N | N
HUBBELL POWER SYSTEMS, INC. | CA-05-033 | Y | HUBBELL POWER SYSTEMS, INC. , CA-05-033 |  |  | 13.32 | 2001-12-11 11:48 | John | 20 | 0 | N | N
HUBBELL POWER SYSTEMS, INC. | CA-05-033 | Y | HUBBELL POWER SYSTEMS, INC. , CA-05-033 |  |  | 13.49 | 2001-12-11 11:48 | John | 20 | 0 | N | N
HUBBELL POWER SYSTEMS, INC. | CA-05-033 | Y | HUBBELL POWER SYSTEMS, INC. , CA-05-033 |  |  | 14.14 | 2001-12-11 11:48 | John | 20 | 0 | N | N
HUBBELL POWER SYSTEMS, INC. | CA-05-033 | Y | HUBBELL POWER SYSTEMS, INC. , CA-05-033 |  |  | 14.16 | 2001-12-11 11:48 | John | 20 | 0 | N | N
HUBBELL POWER SYSTEMS, INC. | CA-05-033 | Y | HUBBELL POWER SYSTEMS, INC. , CA-05-033 |  |  | 15.18 | 2001-12-11 11:48 | John | 20 | 0 | N | N
HUBBELL POWER SYSTEMS, INC. | CA-05-033 | Y | HUBBELL POWER SYSTEMS, INC. , CA-05-033 |  |  | 15.19 | 2001-12-11 11:48 | John | 20 | 0 | N | N
HUBBELL POWER SYSTEMS, INC. | CA-05-033 | Y | HUBBELL POWER SYSTEMS, INC. , CA-05-033 |  |  | 15.57 | 2001-12-11 11:48 | John | 20 | 0 | N | N
HUBBELL POWER SYSTEMS, INC. | CA-05-033 | Y | HUBBELL POWER SYSTEMS, INC. , CA-05-033 |  |  | 16.17 | 2001-12-11 11:48 | John | 20 | 0 | N | N
HUBBELL POWER SYSTEMS, INC. | CA-05-033 | Y | HUBBELL POWER SYSTEMS, INC. , CA-05-033 |  |  | 16.64 | 2001-12-11 11:48 | John | 20 | 0 | N | N
HUBBELL POWER SYSTEMS, INC. | CA-05-033 | Y | HUBBELL POWER SYSTEMS, INC. , CA-05-033 |  |  | 17.3 | 2001-12-11 11:48 | John | 20 | 0 | N | N
ANDERSON | HYBC-30 | Y | ANDERSON , HYBC-30 | JEA TRANSMISSION | CSC Stores | 12.97 | 2001-12-11 11:49 | John | 15 | 0 | N | N
ANDERSON | HYBC-30 | Y | ANDERSON , HYBC-30 |  |  | 13 | 2001-12-11 11:49 | John | 15 | 0 | N | N
ANDERSON | HYBC-30 | Y | ANDERSON , HYBC-30 |  |  | 13.76 | 2001-12-11 11:49 | John | 15 | 0 | N | N
ANDERSON | HYBC-30 | Y | ANDERSON , HYBC-30 |  |  | 14.6 | 2001-12-11 11:49 | John | 15 | 0 | N | N
ANDERSON | HYBC-30 | Y | ANDERSON , HYBC-30 |  |  | 16.8 | 2001-12-11 11:49 | John | 15 | 0 | N | N
ANDERSON | HYBC-30 | Y | ANDERSON , HYBC-30 |  |  | 17.36 | 2001-12-11 11:49 | John | 15 | 0 | N | N
ANDERSON | HYBC-30 | Y | ANDERSON , HYBC-30 |  |  | 17.83 | 2001-12-11 11:49 | John | 15 | 0 | N | N
ANDERSON | HYBC-30 | Y | ANDERSON , HYBC-30 |  |  | 19.49 | 2001-12-11 11:49 | John | 15 | 0 | N | N
ANDERSON | HYBC-30 | Y | ANDERSON , HYBC-30 |  |  | 19.51 | 2001-12-11 11:49 | John | 15 | 0 | N | N
ANDERSON | HYBC-30 | Y | ANDERSON , HYBC-30 |  |  | 19.52 | 2001-12-11 11:49 | John | 15 | 0 | N | N
ANDERSON | HYBC-30 | Y | ANDERSON , HYBC-30 |  |  | 21.57 | 2001-12-11 11:49 | John | 15 | 0 | N | N
ANDERSON | HYBC-30 | Y | ANDERSON , HYBC-30 |  |  | 21.94 | 2001-12-11 11:49 | John | 15 | 0 | N | N
ANDERSON | HYBC-30 | Y | ANDERSON , HYBC-30 |  |  | 24.33 | 2001-12-11 11:49 | John | 15 | 0 | N | N
ANDERSON | HYBC-30 | Y | ANDERSON , HYBC-30 |  |  | 25 | 2001-12-11 11:49 | John | 15 | 0 | N | N
ANDERSON | HYBC-30 | Y | ANDERSON , HYBC-30 |  |  | 25.32 | 2001-12-11 11:49 | John | 15 | 0 | N | N
ANDERSON | HYBC-30 | Y | ANDERSON , HYBC-30 |  |  | 25.44 | 2001-12-11 11:49 | John | 15 | 0 | N | N
ANDERSON | HYBC-30 | Y | ANDERSON , HYBC-30 |  |  | 25.48 | 2001-12-11 11:49 | John | 15 | 0 | N | N
ANDERSON | HYBC-30 | Y | ANDERSON , HYBC-30 |  |  | 25.7 | 2001-12-11 11:49 | John | 15 | 0 | N | N
ANDERSON | HYBC-30 | Y | ANDERSON , HYBC-30 |  |  | 25.71 | 2001-12-11 11:49 | John | 15 | 0 | N | N
FLAGG (MIF) | 13501 | Y | FLAGG (MIF) , 13501 | JEA TRANSMISSION | CSC Stores | 12.97 | 2001-12-11 11:49 | John | 15 | 0 | N | N
FLAGG (MIF) | 13501 | Y | FLAGG (MIF) , 13501 |  |  | 13 | 2001-12-11 11:49 | John | 15 | 0 | N | N
FLAGG (MIF) | 13501 | Y | FLAGG (MIF) , 13501 |  |  | 13.76 | 2001-12-11 11:49 | John | 15 | 0 | N | N
FLAGG (MIF) | 13501 | Y | FLAGG (MIF) , 13501 |  |  | 14.6 | 2001-12-11 11:49 | John | 15 | 0 | N | N
FLAGG (MIF) | 13501 | Y | FLAGG (MIF) , 13501 |  |  | 16.8 | 2001-12-11 11:49 | John | 15 | 0 | N | N
FLAGG (MIF) | 13501 | Y | FLAGG (MIF) , 13501 |  |  | 17.36 | 2001-12-11 11:49 | John | 15 | 0 | N | N
FLAGG (MIF) | 13501 | Y | FLAGG (MIF) , 13501 |  |  | 17.83 | 2001-12-11 11:49 | John | 15 | 0 | N | N
FLAGG (MIF) | 13501 | Y | FLAGG (MIF) , 13501 |  |  | 19.49 | 2001-12-11 11:49 | John | 15 | 0 | N | N
FLAGG (MIF) | 13501 | Y | FLAGG (MIF) , 13501 |  |  | 19.51 | 2001-12-11 11:49 | John | 15 | 0 | N | N
FLAGG (MIF) | 13501 | Y | FLAGG (MIF) , 13501 |  |  | 19.52 | 2001-12-11 11:49 | John | 15 | 0 | N | N
FLAGG (MIF) | 13501 | Y | FLAGG (MIF) , 13501 |  |  | 21.57 | 2001-12-11 11:49 | John | 15 | 0 | N | N
FLAGG (MIF) | 13501 | Y | FLAGG (MIF) , 13501 |  |  | 21.94 | 2001-12-11 11:49 | John | 15 | 0 | N | N
FLAGG (MIF) | 13501 | Y | FLAGG (MIF) , 13501 |  |  | 24.33 | 2001-12-11 11:49 | John | 15 | 0 | N | N
FLAGG (MIF) | 13501 | Y | FLAGG (MIF) , 13501 |  |  | 25 | 2001-12-11 11:49 | John | 15 | 0 | N | N
FLAGG (MIF) | 13501 | Y | FLAGG (MIF) , 13501 |  |  | 25.32 | 2001-12-11 11:49 | John | 15 | 0 | N | N
FLAGG (MIF) | 13501 | Y | FLAGG (MIF) , 13501 |  |  | 25.44 | 2001-12-11 11:49 | John | 15 | 0 | N | N
FLAGG (MIF) | 13501 | Y | FLAGG (MIF) , 13501 |  |  | 25.48 | 2001-12-11 11:49 | John | 15 | 0 | N | N
FLAGG (MIF) | 13501 | Y | FLAGG (MIF) , 13501 |  |  | 25.7 | 2001-12-11 11:49 | John | 15 | 0 | N | N
FLAGG (MIF) | 13501 | Y | FLAGG (MIF) , 13501 |  |  | 25.71 | 2001-12-11 11:49 | John | 15 | 0 | N | N
JOSLYN HI-VOLTAGE CORP. | BT3091 | Y | JOSLYN HI-VOLTAGE CORP. , BT3091 | JEA TRANSMISSION | CSC Stores | 12.97 | 2001-12-11 11:49 | John | 15 | 0 | N | N
JOSLYN HI-VOLTAGE CORP. | BT3091 | Y | JOSLYN HI-VOLTAGE CORP. , BT3091 |  |  | 13 | 2001-12-11 11:49 | John | 15 | 0 | N | N
JOSLYN HI-VOLTAGE CORP. | BT3091 | Y | JOSLYN HI-VOLTAGE CORP. , BT3091 |  |  | 13.76 | 2001-12-11 11:49 | John | 15 | 0 | N | N
JOSLYN HI-VOLTAGE CORP. | BT3091 | Y | JOSLYN HI-VOLTAGE CORP. , BT3091 |  |  | 14.6 | 2001-12-11 11:49 | John | 15 | 0 | N | N
JOSLYN HI-VOLTAGE CORP. | BT3091 | Y | JOSLYN HI-VOLTAGE CORP. , BT3091 |  |  | 16.8 | 2001-12-11 11:49 | John | 15 | 0 | N | N
JOSLYN HI-VOLTAGE CORP. | BT3091 | Y | JOSLYN HI-VOLTAGE CORP. , BT3091 |  |  | 17.36 | 2001-12-11 11:49 | John | 15 | 0 | N | N
JOSLYN HI-VOLTAGE CORP. | BT3091 | Y | JOSLYN HI-VOLTAGE CORP. , BT3091 |  |  | 17.83 | 2001-12-11 11:49 | John | 15 | 0 | N | N
JOSLYN HI-VOLTAGE CORP. | BT3091 | Y | JOSLYN HI-VOLTAGE CORP. , BT3091 |  |  | 19.49 | 2001-12-11 11:49 | John | 15 | 0 | N | N
JOSLYN HI-VOLTAGE CORP. | BT3091 | Y | JOSLYN HI-VOLTAGE CORP. , BT3091 |  |  | 19.51 | 2001-12-11 11:49 | John | 15 | 0 | N | N
JOSLYN HI-VOLTAGE CORP. | BT3091 | Y | JOSLYN HI-VOLTAGE CORP. , BT3091 |  |  | 19.52 | 2001-12-11 11:49 | John | 15 | 0 | N | N
JOSLYN HI-VOLTAGE CORP. | BT3091 | Y | JOSLYN HI-VOLTAGE CORP. , BT3091 |  |  | 21.57 | 2001-12-11 11:49 | John | 15 | 0 | N | N
JOSLYN HI-VOLTAGE CORP. | BT3091 | Y | JOSLYN HI-VOLTAGE CORP. , BT3091 |  |  | 21.94 | 2001-12-11 11:49 | John | 15 | 0 | N | N
JOSLYN HI-VOLTAGE CORP. | BT3091 | Y | JOSLYN HI-VOLTAGE CORP. , BT3091 |  |  | 24.33 | 2001-12-11 11:49 | John | 15 | 0 | N | N
JOSLYN HI-VOLTAGE CORP. | BT3091 | Y | JOSLYN HI-VOLTAGE CORP. , BT3091 |  |  | 25 | 2001-12-11 11:49 | John | 15 | 0 | N | N
JOSLYN HI-VOLTAGE CORP. | BT3091 | Y | JOSLYN HI-VOLTAGE CORP. , BT3091 |  |  | 25.32 | 2001-12-11 11:49 | John | 15 | 0 | N | N
JOSLYN HI-VOLTAGE CORP. | BT3091 | Y | JOSLYN HI-VOLTAGE CORP. , BT3091 |  |  | 25.44 | 2001-12-11 11:49 | John | 15 | 0 | N | N
JOSLYN HI-VOLTAGE CORP. | BT3091 | Y | JOSLYN HI-VOLTAGE CORP. , BT3091 |  |  | 25.48 | 2001-12-11 11:49 | John | 15 | 0 | N | N
JOSLYN HI-VOLTAGE CORP. | BT3091 | Y | JOSLYN HI-VOLTAGE CORP. , BT3091 |  |  | 25.7 | 2001-12-11 11:49 | John | 15 | 0 | N | N
JOSLYN HI-VOLTAGE CORP. | BT3091 | Y | JOSLYN HI-VOLTAGE CORP. , BT3091 |  |  | 25.71 | 2001-12-11 11:49 | John | 15 | 0 | N | N
LINDSEY | 3478 | Y | LINDSEY , 3478 | JEA TRANSMISSION | CSC Stores | 12.97 | 2001-12-11 11:49 | John | 15 | 0 | N | N
LINDSEY | 3478 | Y | LINDSEY , 3478 |  |  | 13 | 2001-12-11 11:49 | John | 15 | 0 | N | N
LINDSEY | 3478 | Y | LINDSEY , 3478 |  |  | 13.76 | 2001-12-11 11:49 | John | 15 | 0 | N | N
LINDSEY | 3478 | Y | LINDSEY , 3478 |  |  | 14.6 | 2001-12-11 11:49 | John | 15 | 0 | N | N
LINDSEY | 3478 | Y | LINDSEY , 3478 |  |  | 16.8 | 2001-12-11 11:49 | John | 15 | 0 | N | N
LINDSEY | 3478 | Y | LINDSEY , 3478 |  |  | 17.36 | 2001-12-11 11:49 | John | 15 | 0 | N | N
LINDSEY | 3478 | Y | LINDSEY , 3478 |  |  | 17.83 | 2001-12-11 11:49 | John | 15 | 0 | N | N
LINDSEY | 3478 | Y | LINDSEY , 3478 |  |  | 19.49 | 2001-12-11 11:49 | John | 15 | 0 | N | N
LINDSEY | 3478 | Y | LINDSEY , 3478 |  |  | 19.51 | 2001-12-11 11:49 | John | 15 | 0 | N | N
LINDSEY | 3478 | Y | LINDSEY , 3478 |  |  | 19.52 | 2001-12-11 11:49 | John | 15 | 0 | N | N
LINDSEY | 3478 | Y | LINDSEY , 3478 |  |  | 21.57 | 2001-12-11 11:49 | John | 15 | 0 | N | N
LINDSEY | 3478 | Y | LINDSEY , 3478 |  |  | 21.94 | 2001-12-11 11:49 | John | 15 | 0 | N | N
LINDSEY | 3478 | Y | LINDSEY , 3478 |  |  | 24.33 | 2001-12-11 11:49 | John | 15 | 0 | N | N
LINDSEY | 3478 | Y | LINDSEY , 3478 |  |  | 25 | 2001-12-11 11:49 | John | 15 | 0 | N | N
LINDSEY | 3478 | Y | LINDSEY , 3478 |  |  | 25.32 | 2001-12-11 11:49 | John | 15 | 0 | N | N
LINDSEY | 3478 | Y | LINDSEY , 3478 |  |  | 25.44 | 2001-12-11 11:49 | John | 15 | 0 | N | N
LINDSEY | 3478 | Y | LINDSEY , 3478 |  |  | 25.48 | 2001-12-11 11:49 | John | 15 | 0 | N | N
LINDSEY | 3478 | Y | LINDSEY , 3478 |  |  | 25.7 | 2001-12-11 11:49 | John | 15 | 0 | N | N
LINDSEY | 3478 | Y | LINDSEY , 3478 |  |  | 25.71 | 2001-12-11 11:49 | John | 15 | 0 | N | N
RELIABLE POWER PRODUCTS | YCBHL-65A | Y | RELIABLE POWER PRODUCTS , YCBHL-65A | JEA TRANSMISSION | CSC Stores | 12.97 | 2001-12-11 11:49 | John | 15 | 0 | N | N
RELIABLE POWER PRODUCTS | YCBHL-65A | Y | RELIABLE POWER PRODUCTS , YCBHL-65A |  |  | 13 | 2001-12-11 11:49 | John | 15 | 0 | N | N
RELIABLE POWER PRODUCTS | YCBHL-65A | Y | RELIABLE POWER PRODUCTS , YCBHL-65A |  |  | 13.76 | 2001-12-11 11:49 | John | 15 | 0 | N | N
RELIABLE POWER PRODUCTS | YCBHL-65A | Y | RELIABLE POWER PRODUCTS , YCBHL-65A |  |  | 14.6 | 2001-12-11 11:49 | John | 15 | 0 | N | N
RELIABLE POWER PRODUCTS | YCBHL-65A | Y | RELIABLE POWER PRODUCTS , YCBHL-65A |  |  | 16.8 | 2001-12-11 11:49 | John | 15 | 0 | N | N
RELIABLE POWER PRODUCTS | YCBHL-65A | Y | RELIABLE POWER PRODUCTS , YCBHL-65A |  |  | 17.36 | 2001-12-11 11:49 | John | 15 | 0 | N | N
RELIABLE POWER PRODUCTS | YCBHL-65A | Y | RELIABLE POWER PRODUCTS , YCBHL-65A |  |  | 17.83 | 2001-12-11 11:49 | John | 15 | 0 | N | N
RELIABLE POWER PRODUCTS | YCBHL-65A | Y | RELIABLE POWER PRODUCTS , YCBHL-65A |  |  | 19.49 | 2001-12-11 11:49 | John | 15 | 0 | N | N
RELIABLE POWER PRODUCTS | YCBHL-65A | Y | RELIABLE POWER PRODUCTS , YCBHL-65A |  |  | 19.51 | 2001-12-11 11:49 | John | 15 | 0 | N | N
RELIABLE POWER PRODUCTS | YCBHL-65A | Y | RELIABLE POWER PRODUCTS , YCBHL-65A |  |  | 19.52 | 2001-12-11 11:49 | John | 15 | 0 | N | N
RELIABLE POWER PRODUCTS | YCBHL-65A | Y | RELIABLE POWER PRODUCTS , YCBHL-65A |  |  | 21.57 | 2001-12-11 11:49 | John | 15 | 0 | N | N
RELIABLE POWER PRODUCTS | YCBHL-65A | Y | RELIABLE POWER PRODUCTS , YCBHL-65A |  |  | 21.94 | 2001-12-11 11:49 | John | 15 | 0 | N | N
RELIABLE POWER PRODUCTS | YCBHL-65A | Y | RELIABLE POWER PRODUCTS , YCBHL-65A |  |  | 24.33 | 2001-12-11 11:49 | John | 15 | 0 | N | N
RELIABLE POWER PRODUCTS | YCBHL-65A | Y | RELIABLE POWER PRODUCTS , YCBHL-65A |  |  | 25 | 2001-12-11 11:49 | John | 15 | 0 | N | N
RELIABLE POWER PRODUCTS | YCBHL-65A | Y | RELIABLE POWER PRODUCTS , YCBHL-65A |  |  | 25.32 | 2001-12-11 11:49 | John | 15 | 0 | N | N
RELIABLE POWER PRODUCTS | YCBHL-65A | Y | RELIABLE POWER PRODUCTS , YCBHL-65A |  |  | 25.44 | 2001-12-11 11:49 | John | 15 | 0 | N | N
RELIABLE POWER PRODUCTS | YCBHL-65A | Y | RELIABLE POWER PRODUCTS , YCBHL-65A |  |  | 25.48 | 2001-12-11 11:49 | John | 15 | 0 | N | N
RELIABLE POWER PRODUCTS | YCBHL-65A | Y | RELIABLE POWER PRODUCTS , YCBHL-65A |  |  | 25.7 | 2001-12-11 11:49 | John | 15 | 0 | N | N
RELIABLE POWER PRODUCTS | YCBHL-65A | Y | RELIABLE POWER PRODUCTS , YCBHL-65A |  |  | 25.71 | 2001-12-11 11:49 | John | 15 | 0 | N | N
ANDERSON | HSC-100 | Y | ANDERSON , HSC-100 | JEA TRANSMISSION | CSC Stores | 18.17 | 2001-12-11 11:49 | John | 10 | 0 | N | N
ANDERSON | HSC-100 | Y | ANDERSON , HSC-100 |  |  | 18.36 | 2001-12-11 11:49 | John | 10 | 0 | N | N
ANDERSON | HSC-100 | Y | ANDERSON , HSC-100 |  |  | 23.05 | 2001-12-11 11:49 | John | 10 | 0 | N | N
ANDERSON | HSC-100 | Y | ANDERSON , HSC-100 |  |  | 23.26 | 2001-12-11 11:49 | John | 10 | 0 | N | N
ANDERSON | HSC-100 | Y | ANDERSON , HSC-100 |  |  | 23.89 | 2001-12-11 11:49 | John | 10 | 0 | N | N
ANDERSON | HSC-100 | Y | ANDERSON , HSC-100 |  |  | 25.67 | 2001-12-11 11:49 | John | 10 | 0 | N | N
FLAGG (MIF) | 13505 | Y | FLAGG (MIF) , 13505 | JEA TRANSMISSION | CSC Stores | 18.17 | 2001-12-11 11:49 | John | 10 | 0 | N | N
FLAGG (MIF) | 13505 | Y | FLAGG (MIF) , 13505 |  |  | 18.36 | 2001-12-11 11:49 | John | 10 | 0 | N | N
FLAGG (MIF) | 13505 | Y | FLAGG (MIF) , 13505 |  |  | 23.05 | 2001-12-11 11:49 | John | 10 | 0 | N | N
FLAGG (MIF) | 13505 | Y | FLAGG (MIF) , 13505 |  |  | 23.26 | 2001-12-11 11:49 | John | 10 | 0 | N | N
FLAGG (MIF) | 13505 | Y | FLAGG (MIF) , 13505 |  |  | 23.89 | 2001-12-11 11:49 | John | 10 | 0 | N | N
FLAGG (MIF) | 13505 | Y | FLAGG (MIF) , 13505 |  |  | 25.67 | 2001-12-11 11:49 | John | 10 | 0 | N | N
JOSLYN HI-VOLTAGE CORP. | BT3087 | Y | JOSLYN HI-VOLTAGE CORP. , BT3087 | JEA TRANSMISSION | CSC Stores | 18.17 | 2001-12-11 11:49 | John | 10 | 0 | N | N
JOSLYN HI-VOLTAGE CORP. | BT3087 | Y | JOSLYN HI-VOLTAGE CORP. , BT3087 |  |  | 18.36 | 2001-12-11 11:49 | John | 10 | 0 | N | N
JOSLYN HI-VOLTAGE CORP. | BT3087 | Y | JOSLYN HI-VOLTAGE CORP. , BT3087 |  |  | 23.05 | 2001-12-11 11:49 | John | 10 | 0 | N | N
JOSLYN HI-VOLTAGE CORP. | BT3087 | Y | JOSLYN HI-VOLTAGE CORP. , BT3087 |  |  | 23.26 | 2001-12-11 11:49 | John | 10 | 0 | N | N
JOSLYN HI-VOLTAGE CORP. | BT3087 | Y | JOSLYN HI-VOLTAGE CORP. , BT3087 |  |  | 23.89 | 2001-12-11 11:49 | John | 10 | 0 | N | N
JOSLYN HI-VOLTAGE CORP. | BT3087 | Y | JOSLYN HI-VOLTAGE CORP. , BT3087 |  |  | 25.67 | 2001-12-11 11:49 | John | 10 | 0 | N | N
LINDSEY | 3454 | Y | LINDSEY , 3454 | JEA TRANSMISSION | CSC Stores | 18.17 | 2001-12-11 11:49 | John | 10 | 0 | N | N
LINDSEY | 3454 | Y | LINDSEY , 3454 |  |  | 18.36 | 2001-12-11 11:49 | John | 10 | 0 | N | N
LINDSEY | 3454 | Y | LINDSEY , 3454 |  |  | 23.05 | 2001-12-11 11:49 | John | 10 | 0 | N | N
LINDSEY | 3454 | Y | LINDSEY , 3454 |  |  | 23.26 | 2001-12-11 11:49 | John | 10 | 0 | N | N
LINDSEY | 3454 | Y | LINDSEY , 3454 |  |  | 23.89 | 2001-12-11 11:49 | John | 10 | 0 | N | N
LINDSEY | 3454 | Y | LINDSEY , 3454 |  |  | 25.67 | 2001-12-11 11:49 | John | 10 | 0 | N | N
RELIABLE POWER PRODUCTS | SCHL-55A | Y | RELIABLE POWER PRODUCTS , SCHL-55A | JEA TRANSMISSION | CSC Stores | 18.17 | 2001-12-11 11:49 | John | 10 | 0 | N | N
RELIABLE POWER PRODUCTS | SCHL-55A | Y | RELIABLE POWER PRODUCTS , SCHL-55A |  |  | 18.36 | 2001-12-11 11:49 | John | 10 | 0 | N | N
RELIABLE POWER PRODUCTS | SCHL-55A | Y | RELIABLE POWER PRODUCTS , SCHL-55A |  |  | 23.05 | 2001-12-11 11:49 | John | 10 | 0 | N | N
RELIABLE POWER PRODUCTS | SCHL-55A | Y | RELIABLE POWER PRODUCTS , SCHL-55A |  |  | 23.26 | 2001-12-11 11:49 | John | 10 | 0 | N | N
RELIABLE POWER PRODUCTS | SCHL-55A | Y | RELIABLE POWER PRODUCTS , SCHL-55A |  |  | 23.89 | 2001-12-11 11:49 | John | 10 | 0 | N | N
RELIABLE POWER PRODUCTS | SCHL-55A | Y | RELIABLE POWER PRODUCTS , SCHL-55A |  |  | 25.67 | 2001-12-11 11:49 | John | 10 | 0 | N | N
ANDERSON | HSYC-50 | Y | ANDERSON , HSYC-50 | JEA TRANSMISSION | CSC Stores | 23.42 | 2001-12-11 11:49 | John | 5 | 0 | N | N
ANDERSON | HSYC-50 | Y | ANDERSON , HSYC-50 |  |  | 25.92 | 2001-12-11 11:49 | John | 5 | 0 | N | N
ANDERSON | HSYC-50 | Y | ANDERSON , HSYC-50 |  |  | 29.86 | 2001-12-11 11:49 | John | 5 | 0 | N | N
ANDERSON | HSYC-50 | Y | ANDERSON , HSYC-50 |  |  | 30.67 | 2001-12-11 11:49 | John | 5 | 0 | N | N
ANDERSON | HSYC-50 | Y | ANDERSON , HSYC-50 |  |  | 30.93 | 2001-12-11 11:49 | John | 5 | 0 | N | N
ANDERSON | HSYC-50 | Y | ANDERSON , HSYC-50 |  |  | 33.23 | 2001-12-11 11:49 | John | 5 | 0 | N | N
ANDERSON | HSYC-50 | Y | ANDERSON , HSYC-50 |  |  | 35.99 | 2001-12-11 11:49 | John | 5 | 0 | N | N
ANDERSON | HSYC-50 | Y | ANDERSON , HSYC-50 |  |  | 36.23 | 2001-12-11 11:49 | John | 5 | 0 | N | N
ANDERSON | HSYC-50 | Y | ANDERSON , HSYC-50 |  |  | 37.7 | 2001-12-11 11:49 | John | 5 | 0 | N | N
ANDERSON | HSYC-50 | Y | ANDERSON , HSYC-50 |  |  | 38.81 | 2001-12-11 11:49 | John | 5 | 0 | N | N
ANDERSON | HSYC-50 | Y | ANDERSON , HSYC-50 |  |  | 40.13 | 2001-12-11 11:49 | John | 5 | 0 | N | N
ANDERSON | HSYC-50 | Y | ANDERSON , HSYC-50 |  |  | 45.08 | 2001-12-11 11:49 | John | 5 | 0 | N | N
ANDERSON | HSYC-50 | Y | ANDERSON , HSYC-50 |  |  | 45.99 | 2001-12-11 11:49 | John | 5 | 0 | N | N
LINDSEY | 3471 | Y | LINDSEY , 3471 | JEA TRANSMISSION | CSC Stores | 23.42 | 2001-12-11 11:49 | John | 5 | 0 | N | N
LINDSEY | 3471 | Y | LINDSEY , 3471 |  |  | 25.92 | 2001-12-11 11:49 | John | 5 | 0 | N | N
LINDSEY | 3471 | Y | LINDSEY , 3471 |  |  | 29.86 | 2001-12-11 11:49 | John | 5 | 0 | N | N
LINDSEY | 3471 | Y | LINDSEY , 3471 |  |  | 30.67 | 2001-12-11 11:49 | John | 5 | 0 | N | N
LINDSEY | 3471 | Y | LINDSEY , 3471 |  |  | 30.93 | 2001-12-11 11:49 | John | 5 | 0 | N | N
LINDSEY | 3471 | Y | LINDSEY , 3471 |  |  | 33.23 | 2001-12-11 11:49 | John | 5 | 0 | N | N
LINDSEY | 3471 | Y | LINDSEY , 3471 |  |  | 35.99 | 2001-12-11 11:49 | John | 5 | 0 | N | N
LINDSEY | 3471 | Y | LINDSEY , 3471 |  |  | 36.23 | 2001-12-11 11:49 | John | 5 | 0 | N | N
LINDSEY | 3471 | Y | LINDSEY , 3471 |  |  | 37.7 | 2001-12-11 11:49 | John | 5 | 0 | N | N
LINDSEY | 3471 | Y | LINDSEY , 3471 |  |  | 38.81 | 2001-12-11 11:49 | John | 5 | 0 | N | N
LINDSEY | 3471 | Y | LINDSEY , 3471 |  |  | 40.13 | 2001-12-11 11:49 | John | 5 | 0 | N | N
LINDSEY | 3471 | Y | LINDSEY , 3471 |  |  | 45.08 | 2001-12-11 11:49 | John | 5 | 0 | N | N
LINDSEY | 3471 | Y | LINDSEY , 3471 |  |  | 45.99 | 2001-12-11 11:49 | John | 5 | 0 | N | N
RELIABLE POWER PRODUCTS | SYCHL-87 | Y | RELIABLE POWER PRODUCTS , SYCHL-87 | JEA TRANSMISSION | CSC Stores | 23.42 | 2001-12-11 11:49 | John | 5 | 0 | N | N
RELIABLE POWER PRODUCTS | SYCHL-87 | Y | RELIABLE POWER PRODUCTS , SYCHL-87 |  |  | 25.92 | 2001-12-11 11:49 | John | 5 | 0 | N | N
RELIABLE POWER PRODUCTS | SYCHL-87 | Y | RELIABLE POWER PRODUCTS , SYCHL-87 |  |  | 29.86 | 2001-12-11 11:49 | John | 5 | 0 | N | N
RELIABLE POWER PRODUCTS | SYCHL-87 | Y | RELIABLE POWER PRODUCTS , SYCHL-87 |  |  | 30.67 | 2001-12-11 11:49 | John | 5 | 0 | N | N
RELIABLE POWER PRODUCTS | SYCHL-87 | Y | RELIABLE POWER PRODUCTS , SYCHL-87 |  |  | 30.93 | 2001-12-11 11:49 | John | 5 | 0 | N | N
RELIABLE POWER PRODUCTS | SYCHL-87 | Y | RELIABLE POWER PRODUCTS , SYCHL-87 |  |  | 33.23 | 2001-12-11 11:49 | John | 5 | 0 | N | N
RELIABLE POWER PRODUCTS | SYCHL-87 | Y | RELIABLE POWER PRODUCTS , SYCHL-87 |  |  | 35.99 | 2001-12-11 11:49 | John | 5 | 0 | N | N
RELIABLE POWER PRODUCTS | SYCHL-87 | Y | RELIABLE POWER PRODUCTS , SYCHL-87 |  |  | 36.23 | 2001-12-11 11:49 | John | 5 | 0 | N | N
RELIABLE POWER PRODUCTS | SYCHL-87 | Y | RELIABLE POWER PRODUCTS , SYCHL-87 |  |  | 37.7 | 2001-12-11 11:49 | John | 5 | 0 | N | N
RELIABLE POWER PRODUCTS | SYCHL-87 | Y | RELIABLE POWER PRODUCTS , SYCHL-87 |  |  | 38.81 | 2001-12-11 11:49 | John | 5 | 0 | N | N
RELIABLE POWER PRODUCTS | SYCHL-87 | Y | RELIABLE POWER PRODUCTS , SYCHL-87 |  |  | 40.13 | 2001-12-11 11:49 | John | 5 | 0 | N | N
RELIABLE POWER PRODUCTS | SYCHL-87 | Y | RELIABLE POWER PRODUCTS , SYCHL-87 |  |  | 45.08 | 2001-12-11 11:49 | John | 5 | 0 | N | N
RELIABLE POWER PRODUCTS | SYCHL-87 | Y | RELIABLE POWER PRODUCTS , SYCHL-87 |  |  | 45.99 | 2001-12-11 11:49 | John | 5 | 0 | N | N
ANDERSON | HSE-100-10 | Y | ANDERSON , HSE-100-10 | JEA TRANSMISSION | CSC Stores | 17.25 | 2001-12-11 11:50 | John | 20 | 0 | N | N
ANDERSON | HSE-100-10 | Y | ANDERSON , HSE-100-10 |  |  | 24.71 | 2001-12-11 11:50 | John | 20 | 0 | N | N
ANDERSON | HSE-100-10 | Y | ANDERSON , HSE-100-10 |  |  | 24.72 | 2001-12-11 11:50 | John | 20 | 0 | N | N
ANDERSON | HSE-100-10 | Y | ANDERSON , HSE-100-10 |  |  | 25.36 | 2001-12-11 11:50 | John | 20 | 0 | N | N
ANDERSON | HSE-100-10 | Y | ANDERSON , HSE-100-10 |  |  | 27.85 | 2001-12-11 11:50 | John | 20 | 0 | N | N
LINDSEY | 3463-106-106 | Y | LINDSEY , 3463-106-106 | JEA TRANSMISSION | CSC Stores | 17.25 | 2001-12-11 11:50 | John | 20 | 0 | N | N
LINDSEY | 3463-106-106 | Y | LINDSEY , 3463-106-106 |  |  | 24.71 | 2001-12-11 11:50 | John | 20 | 0 | N | N
LINDSEY | 3463-106-106 | Y | LINDSEY , 3463-106-106 |  |  | 24.72 | 2001-12-11 11:50 | John | 20 | 0 | N | N
LINDSEY | 3463-106-106 | Y | LINDSEY , 3463-106-106 |  |  | 25.36 | 2001-12-11 11:50 | John | 20 | 0 | N | N
LINDSEY | 3463-106-106 | Y | LINDSEY , 3463-106-106 |  |  | 27.85 | 2001-12-11 11:50 | John | 20 | 0 | N | N
LINDSEY | 3464 | Y | LINDSEY , 3464 | JEA TRANSMISSION | CSC Stores | 25.59 | 2001-12-11 11:50 | John | 25 | 0 | N | N
LINDSEY | 3464 | Y | LINDSEY , 3464 |  |  | 50.77 | 2001-12-11 11:50 | John | 25 | 0 | N | N
LINDSEY | 3464 | Y | LINDSEY , 3464 |  |  | 51.2 | 2001-12-11 11:50 | John | 25 | 0 | N | N
LINDSEY | 3464 | Y | LINDSEY , 3464 |  |  | 51.23 | 2001-12-11 11:50 | John | 25 | 0 | N | N
LINDSEY | 3464 | Y | LINDSEY , 3464 |  |  | 51.66 | 2001-12-11 11:50 | John | 25 | 0 | N | N
LINDSEY | 3464 | Y | LINDSEY , 3464 |  |  | 51.76 | 2001-12-11 11:50 | John | 25 | 0 | N | N
LINDSEY | 3464 | Y | LINDSEY , 3464 |  |  | 52.08 | 2001-12-11 11:50 | John | 25 | 0 | N | N
LINDSEY | 3464 | Y | LINDSEY , 3464 |  |  | 55.57 | 2001-12-11 11:50 | John | 25 | 0 | N | N
LINDSEY | 3464 | Y | LINDSEY , 3464 |  |  | 64.22 | 2001-12-11 11:50 | John | 25 | 0 | N | N
LINDSEY | 3464 | Y | LINDSEY , 3464 |  |  | 67.68 | 2001-12-11 11:50 | John | 25 | 0 | N | N
LINDSEY | 3464 | Y | LINDSEY , 3464 |  |  | 81.11 | 2001-12-11 11:50 | John | 25 | 0 | N | N
LINDSEY | 3464 | Y | LINDSEY , 3464 |  |  | 85.82 | 2001-12-11 11:50 | John | 25 | 0 | N | N
LINDSEY | 3464 | Y | LINDSEY , 3464 |  |  | 86.07 | 2001-12-11 11:50 | John | 25 | 0 | N | N
LINDSEY | 3464 | Y | LINDSEY , 3464 |  |  | 91.01 | 2001-12-11 11:50 | John | 25 | 0 | N | N
LINDSEY | 3464 | Y | LINDSEY , 3464 |  |  | 91.56 | 2001-12-11 11:50 | John | 25 | 0 | N | N
LINDSEY | 3464 | Y | LINDSEY , 3464 |  |  | 94 | 2001-12-11 11:50 | John | 25 | 0 | N | N
COOPER POWER SYSTEMS | DC5C2 | Y | COOPER POWER SYSTEMS , DC5C2 | JEA OVERHEAD DISTRIBUTION | CSC Stores | 1.87 | 2001-12-11 11:50 | Anjanece | 40 | 0 | N | N
COOPER POWER SYSTEMS | DC5C2 | Y | COOPER POWER SYSTEMS , DC5C2 |  |  | 1.88 | 2001-12-11 11:50 | Anjanece | 40 | 0 | N | N
COOPER POWER SYSTEMS | DC5C2 | Y | COOPER POWER SYSTEMS , DC5C2 |  |  | 1.89 | 2001-12-11 11:50 | Anjanece | 40 | 0 | N | N
COOPER POWER SYSTEMS | DC5C2 | Y | COOPER POWER SYSTEMS , DC5C2 |  |  | 1.92 | 2001-12-11 11:50 | Anjanece | 40 | 0 | N | N
COOPER POWER SYSTEMS | DC5C2 | Y | COOPER POWER SYSTEMS , DC5C2 |  |  | 1.94 | 2001-12-11 11:50 | Anjanece | 40 | 0 | N | N
COOPER POWER SYSTEMS | DC5C2 | Y | COOPER POWER SYSTEMS , DC5C2 |  |  | 2.01 | 2001-12-11 11:50 | Anjanece | 40 | 0 | N | N
COOPER POWER SYSTEMS | DC5C2 | Y | COOPER POWER SYSTEMS , DC5C2 |  |  | 2.1 | 2001-12-11 11:50 | Anjanece | 40 | 0 | N | N
COOPER POWER SYSTEMS | DC5C2 | Y | COOPER POWER SYSTEMS , DC5C2 |  |  | 2.11 | 2001-12-11 11:50 | Anjanece | 40 | 0 | N | N
COOPER POWER SYSTEMS | DC5C2 | Y | COOPER POWER SYSTEMS , DC5C2 |  |  | 2.12 | 2001-12-11 11:50 | Anjanece | 40 | 0 | N | N
COOPER POWER SYSTEMS | DC5C2 | Y | COOPER POWER SYSTEMS , DC5C2 |  |  | 2.13 | 2001-12-11 11:50 | Anjanece | 40 | 0 | N | N
COOPER POWER SYSTEMS | DC5C2 | Y | COOPER POWER SYSTEMS , DC5C2 |  |  | 2.15 | 2001-12-11 11:50 | Anjanece | 40 | 0 | N | N
COOPER POWER SYSTEMS | DC5C2 | Y | COOPER POWER SYSTEMS , DC5C2 |  |  | 2.39 | 2001-12-11 11:50 | Anjanece | 40 | 0 | N | N
COOPER POWER SYSTEMS | DC5C2 | Y | COOPER POWER SYSTEMS , DC5C2 |  |  | 3.9 | 2001-12-11 11:50 | Anjanece | 40 | 0 | N | N
COOPER POWER SYSTEMS | DC5C2 | Y | COOPER POWER SYSTEMS , DC5C2 |  |  | 3.94 | 2001-12-11 11:50 | Anjanece | 40 | 0 | N | N
COOPER POWER SYSTEMS | DC5C2 | Y | COOPER POWER SYSTEMS , DC5C2 |  |  | 3.98 | 2001-12-11 11:50 | Anjanece | 40 | 0 | N | N
COOPER POWER SYSTEMS | DC5C2 | Y | COOPER POWER SYSTEMS , DC5C2 |  |  | 4.04 | 2001-12-11 11:50 | Anjanece | 40 | 0 | N | N
COOPER POWER SYSTEMS | DC5C2 | Y | COOPER POWER SYSTEMS , DC5C2 |  |  | 4.05 | 2001-12-11 11:50 | Anjanece | 40 | 0 | N | N
COOPER POWER SYSTEMS | DC5C2 | Y | COOPER POWER SYSTEMS , DC5C2 |  |  | 4.06 | 2001-12-11 11:50 | Anjanece | 40 | 0 | N | N
COOPER POWER SYSTEMS | DC5C2 | Y | COOPER POWER SYSTEMS , DC5C2 |  | Storm Stores | 0 | 2022-09-23 10:25 | Anjanece | 40 | 0 | N | N
COOPER POWER SYSTEMS | DC5C2 | Y | COOPER POWER SYSTEMS , DC5C2 |  |  | 3.97 | 2022-09-23 10:25 | Anjanece | 40 | 0 | N | N
COOPER POWER SYSTEMS | DC5C2 | Y | COOPER POWER SYSTEMS , DC5C2 |  |  | 4.05 | 2022-09-23 10:25 | Anjanece | 40 | 0 | N | N
HUBBELL POWER SYSTEMS, INC. | 468 | Y | HUBBELL POWER SYSTEMS, INC. , 468 | JEA OVERHEAD DISTRIBUTION | CSC Stores | 1.87 | 2001-12-11 11:50 | Anjanece | 40 | 0 | N | N
HUBBELL POWER SYSTEMS, INC. | 468 | Y | HUBBELL POWER SYSTEMS, INC. , 468 |  |  | 1.88 | 2001-12-11 11:50 | Anjanece | 40 | 0 | N | N
HUBBELL POWER SYSTEMS, INC. | 468 | Y | HUBBELL POWER SYSTEMS, INC. , 468 |  |  | 1.89 | 2001-12-11 11:50 | Anjanece | 40 | 0 | N | N
HUBBELL POWER SYSTEMS, INC. | 468 | Y | HUBBELL POWER SYSTEMS, INC. , 468 |  |  | 1.92 | 2001-12-11 11:50 | Anjanece | 40 | 0 | N | N
HUBBELL POWER SYSTEMS, INC. | 468 | Y | HUBBELL POWER SYSTEMS, INC. , 468 |  |  | 1.94 | 2001-12-11 11:50 | Anjanece | 40 | 0 | N | N
HUBBELL POWER SYSTEMS, INC. | 468 | Y | HUBBELL POWER SYSTEMS, INC. , 468 |  |  | 2.01 | 2001-12-11 11:50 | Anjanece | 40 | 0 | N | N
HUBBELL POWER SYSTEMS, INC. | 468 | Y | HUBBELL POWER SYSTEMS, INC. , 468 |  |  | 2.1 | 2001-12-11 11:50 | Anjanece | 40 | 0 | N | N
HUBBELL POWER SYSTEMS, INC. | 468 | Y | HUBBELL POWER SYSTEMS, INC. , 468 |  |  | 2.11 | 2001-12-11 11:50 | Anjanece | 40 | 0 | N | N
HUBBELL POWER SYSTEMS, INC. | 468 | Y | HUBBELL POWER SYSTEMS, INC. , 468 |  |  | 2.12 | 2001-12-11 11:50 | Anjanece | 40 | 0 | N | N
HUBBELL POWER SYSTEMS, INC. | 468 | Y | HUBBELL POWER SYSTEMS, INC. , 468 |  |  | 2.13 | 2001-12-11 11:50 | Anjanece | 40 | 0 | N | N
HUBBELL POWER SYSTEMS, INC. | 468 | Y | HUBBELL POWER SYSTEMS, INC. , 468 |  |  | 2.15 | 2001-12-11 11:50 | Anjanece | 40 | 0 | N | N
HUBBELL POWER SYSTEMS, INC. | 468 | Y | HUBBELL POWER SYSTEMS, INC. , 468 |  |  | 2.39 | 2001-12-11 11:50 | Anjanece | 40 | 0 | N | N
HUBBELL POWER SYSTEMS, INC. | 468 | Y | HUBBELL POWER SYSTEMS, INC. , 468 |  |  | 3.9 | 2001-12-11 11:50 | Anjanece | 40 | 0 | N | N
HUBBELL POWER SYSTEMS, INC. | 468 | Y | HUBBELL POWER SYSTEMS, INC. , 468 |  |  | 3.94 | 2001-12-11 11:50 | Anjanece | 40 | 0 | N | N
HUBBELL POWER SYSTEMS, INC. | 468 | Y | HUBBELL POWER SYSTEMS, INC. , 468 |  |  | 3.98 | 2001-12-11 11:50 | Anjanece | 40 | 0 | N | N
HUBBELL POWER SYSTEMS, INC. | 468 | Y | HUBBELL POWER SYSTEMS, INC. , 468 |  |  | 4.04 | 2001-12-11 11:50 | Anjanece | 40 | 0 | N | N
HUBBELL POWER SYSTEMS, INC. | 468 | Y | HUBBELL POWER SYSTEMS, INC. , 468 |  |  | 4.05 | 2001-12-11 11:50 | Anjanece | 40 | 0 | N | N
HUBBELL POWER SYSTEMS, INC. | 468 | Y | HUBBELL POWER SYSTEMS, INC. , 468 |  |  | 4.06 | 2001-12-11 11:50 | Anjanece | 40 | 0 | N | N
HUBBELL POWER SYSTEMS, INC. | 468 | Y | HUBBELL POWER SYSTEMS, INC. , 468 |  | Storm Stores | 0 | 2022-09-23 10:25 | Anjanece | 40 | 0 | N | N
HUBBELL POWER SYSTEMS, INC. | 468 | Y | HUBBELL POWER SYSTEMS, INC. , 468 |  |  | 3.97 | 2022-09-23 10:25 | Anjanece | 40 | 0 | N | N
HUBBELL POWER SYSTEMS, INC. | 468 | Y | HUBBELL POWER SYSTEMS, INC. , 468 |  |  | 4.05 | 2022-09-23 10:25 | Anjanece | 40 | 0 | N | N
JOSLYN HI-VOLTAGE CORP. | J93 | Y | JOSLYN HI-VOLTAGE CORP. , J93 | JEA OVERHEAD DISTRIBUTION | CSC Stores | 1.87 | 2001-12-11 11:50 | Anjanece | 40 | 0 | N | N
JOSLYN HI-VOLTAGE CORP. | J93 | Y | JOSLYN HI-VOLTAGE CORP. , J93 |  |  | 1.88 | 2001-12-11 11:50 | Anjanece | 40 | 0 | N | N
JOSLYN HI-VOLTAGE CORP. | J93 | Y | JOSLYN HI-VOLTAGE CORP. , J93 |  |  | 1.89 | 2001-12-11 11:50 | Anjanece | 40 | 0 | N | N
JOSLYN HI-VOLTAGE CORP. | J93 | Y | JOSLYN HI-VOLTAGE CORP. , J93 |  |  | 1.92 | 2001-12-11 11:50 | Anjanece | 40 | 0 | N | N
JOSLYN HI-VOLTAGE CORP. | J93 | Y | JOSLYN HI-VOLTAGE CORP. , J93 |  |  | 1.94 | 2001-12-11 11:50 | Anjanece | 40 | 0 | N | N
JOSLYN HI-VOLTAGE CORP. | J93 | Y | JOSLYN HI-VOLTAGE CORP. , J93 |  |  | 2.01 | 2001-12-11 11:50 | Anjanece | 40 | 0 | N | N
JOSLYN HI-VOLTAGE CORP. | J93 | Y | JOSLYN HI-VOLTAGE CORP. , J93 |  |  | 2.1 | 2001-12-11 11:50 | Anjanece | 40 | 0 | N | N
JOSLYN HI-VOLTAGE CORP. | J93 | Y | JOSLYN HI-VOLTAGE CORP. , J93 |  |  | 2.11 | 2001-12-11 11:50 | Anjanece | 40 | 0 | N | N
JOSLYN HI-VOLTAGE CORP. | J93 | Y | JOSLYN HI-VOLTAGE CORP. , J93 |  |  | 2.12 | 2001-12-11 11:50 | Anjanece | 40 | 0 | N | N
JOSLYN HI-VOLTAGE CORP. | J93 | Y | JOSLYN HI-VOLTAGE CORP. , J93 |  |  | 2.13 | 2001-12-11 11:50 | Anjanece | 40 | 0 | N | N
JOSLYN HI-VOLTAGE CORP. | J93 | Y | JOSLYN HI-VOLTAGE CORP. , J93 |  |  | 2.15 | 2001-12-11 11:50 | Anjanece | 40 | 0 | N | N
JOSLYN HI-VOLTAGE CORP. | J93 | Y | JOSLYN HI-VOLTAGE CORP. , J93 |  |  | 2.39 | 2001-12-11 11:50 | Anjanece | 40 | 0 | N | N
JOSLYN HI-VOLTAGE CORP. | J93 | Y | JOSLYN HI-VOLTAGE CORP. , J93 |  |  | 3.9 | 2001-12-11 11:50 | Anjanece | 40 | 0 | N | N
JOSLYN HI-VOLTAGE CORP. | J93 | Y | JOSLYN HI-VOLTAGE CORP. , J93 |  |  | 3.94 | 2001-12-11 11:50 | Anjanece | 40 | 0 | N | N
JOSLYN HI-VOLTAGE CORP. | J93 | Y | JOSLYN HI-VOLTAGE CORP. , J93 |  |  | 3.98 | 2001-12-11 11:50 | Anjanece | 40 | 0 | N | N
JOSLYN HI-VOLTAGE CORP. | J93 | Y | JOSLYN HI-VOLTAGE CORP. , J93 |  |  | 4.04 | 2001-12-11 11:50 | Anjanece | 40 | 0 | N | N
JOSLYN HI-VOLTAGE CORP. | J93 | Y | JOSLYN HI-VOLTAGE CORP. , J93 |  |  | 4.05 | 2001-12-11 11:50 | Anjanece | 40 | 0 | N | N
JOSLYN HI-VOLTAGE CORP. | J93 | Y | JOSLYN HI-VOLTAGE CORP. , J93 |  |  | 4.06 | 2001-12-11 11:50 | Anjanece | 40 | 0 | N | N
JOSLYN HI-VOLTAGE CORP. | J93 | Y | JOSLYN HI-VOLTAGE CORP. , J93 |  | Storm Stores | 0 | 2022-09-23 10:25 | Anjanece | 40 | 0 | N | N
JOSLYN HI-VOLTAGE CORP. | J93 | Y | JOSLYN HI-VOLTAGE CORP. , J93 |  |  | 3.97 | 2022-09-23 10:25 | Anjanece | 40 | 0 | N | N
JOSLYN HI-VOLTAGE CORP. | J93 | Y | JOSLYN HI-VOLTAGE CORP. , J93 |  |  | 4.05 | 2022-09-23 10:25 | Anjanece | 40 | 0 | N | N
POWERLINE HARDWARE CO. | P093 | Y | POWERLINE HARDWARE CO. , P093 | JEA OVERHEAD DISTRIBUTION | CSC Stores | 1.87 | 2001-12-11 11:50 | Anjanece | 40 | 0 | N | N
POWERLINE HARDWARE CO. | P093 | Y | POWERLINE HARDWARE CO. , P093 |  |  | 1.88 | 2001-12-11 11:50 | Anjanece | 40 | 0 | N | N
POWERLINE HARDWARE CO. | P093 | Y | POWERLINE HARDWARE CO. , P093 |  |  | 1.89 | 2001-12-11 11:50 | Anjanece | 40 | 0 | N | N
POWERLINE HARDWARE CO. | P093 | Y | POWERLINE HARDWARE CO. , P093 |  |  | 1.92 | 2001-12-11 11:50 | Anjanece | 40 | 0 | N | N
POWERLINE HARDWARE CO. | P093 | Y | POWERLINE HARDWARE CO. , P093 |  |  | 1.94 | 2001-12-11 11:50 | Anjanece | 40 | 0 | N | N
POWERLINE HARDWARE CO. | P093 | Y | POWERLINE HARDWARE CO. , P093 |  |  | 2.01 | 2001-12-11 11:50 | Anjanece | 40 | 0 | N | N
POWERLINE HARDWARE CO. | P093 | Y | POWERLINE HARDWARE CO. , P093 |  |  | 2.1 | 2001-12-11 11:50 | Anjanece | 40 | 0 | N | N
POWERLINE HARDWARE CO. | P093 | Y | POWERLINE HARDWARE CO. , P093 |  |  | 2.11 | 2001-12-11 11:50 | Anjanece | 40 | 0 | N | N
POWERLINE HARDWARE CO. | P093 | Y | POWERLINE HARDWARE CO. , P093 |  |  | 2.12 | 2001-12-11 11:50 | Anjanece | 40 | 0 | N | N
POWERLINE HARDWARE CO. | P093 | Y | POWERLINE HARDWARE CO. , P093 |  |  | 2.13 | 2001-12-11 11:50 | Anjanece | 40 | 0 | N | N
POWERLINE HARDWARE CO. | P093 | Y | POWERLINE HARDWARE CO. , P093 |  |  | 2.15 | 2001-12-11 11:50 | Anjanece | 40 | 0 | N | N
POWERLINE HARDWARE CO. | P093 | Y | POWERLINE HARDWARE CO. , P093 |  |  | 2.39 | 2001-12-11 11:50 | Anjanece | 40 | 0 | N | N
POWERLINE HARDWARE CO. | P093 | Y | POWERLINE HARDWARE CO. , P093 |  |  | 3.9 | 2001-12-11 11:50 | Anjanece | 40 | 0 | N | N
POWERLINE HARDWARE CO. | P093 | Y | POWERLINE HARDWARE CO. , P093 |  |  | 3.94 | 2001-12-11 11:50 | Anjanece | 40 | 0 | N | N
POWERLINE HARDWARE CO. | P093 | Y | POWERLINE HARDWARE CO. , P093 |  |  | 3.98 | 2001-12-11 11:50 | Anjanece | 40 | 0 | N | N
POWERLINE HARDWARE CO. | P093 | Y | POWERLINE HARDWARE CO. , P093 |  |  | 4.04 | 2001-12-11 11:50 | Anjanece | 40 | 0 | N | N
POWERLINE HARDWARE CO. | P093 | Y | POWERLINE HARDWARE CO. , P093 |  |  | 4.05 | 2001-12-11 11:50 | Anjanece | 40 | 0 | N | N
POWERLINE HARDWARE CO. | P093 | Y | POWERLINE HARDWARE CO. , P093 |  |  | 4.06 | 2001-12-11 11:50 | Anjanece | 40 | 0 | N | N
POWERLINE HARDWARE CO. | P093 | Y | POWERLINE HARDWARE CO. , P093 |  | Storm Stores | 0 | 2022-09-23 10:25 | Anjanece | 40 | 0 | N | N
POWERLINE HARDWARE CO. | P093 | Y | POWERLINE HARDWARE CO. , P093 |  |  | 3.97 | 2022-09-23 10:25 | Anjanece | 40 | 0 | N | N
POWERLINE HARDWARE CO. | P093 | Y | POWERLINE HARDWARE CO. , P093 |  |  | 4.05 | 2022-09-23 10:25 | Anjanece | 40 | 0 | N | N
UTILITIES SERVICE | 31215 | Y | UTILITIES SERVICE , 31215 | JEA OVERHEAD DISTRIBUTION | CSC Stores | 1.87 | 2001-12-11 11:50 | Anjanece | 40 | 0 | N | N
UTILITIES SERVICE | 31215 | Y | UTILITIES SERVICE , 31215 |  |  | 1.88 | 2001-12-11 11:50 | Anjanece | 40 | 0 | N | N
UTILITIES SERVICE | 31215 | Y | UTILITIES SERVICE , 31215 |  |  | 1.89 | 2001-12-11 11:50 | Anjanece | 40 | 0 | N | N
UTILITIES SERVICE | 31215 | Y | UTILITIES SERVICE , 31215 |  |  | 1.92 | 2001-12-11 11:50 | Anjanece | 40 | 0 | N | N
UTILITIES SERVICE | 31215 | Y | UTILITIES SERVICE , 31215 |  |  | 1.94 | 2001-12-11 11:50 | Anjanece | 40 | 0 | N | N
UTILITIES SERVICE | 31215 | Y | UTILITIES SERVICE , 31215 |  |  | 2.01 | 2001-12-11 11:50 | Anjanece | 40 | 0 | N | N
UTILITIES SERVICE | 31215 | Y | UTILITIES SERVICE , 31215 |  |  | 2.1 | 2001-12-11 11:50 | Anjanece | 40 | 0 | N | N
UTILITIES SERVICE | 31215 | Y | UTILITIES SERVICE , 31215 |  |  | 2.11 | 2001-12-11 11:50 | Anjanece | 40 | 0 | N | N
UTILITIES SERVICE | 31215 | Y | UTILITIES SERVICE , 31215 |  |  | 2.12 | 2001-12-11 11:50 | Anjanece | 40 | 0 | N | N
UTILITIES SERVICE | 31215 | Y | UTILITIES SERVICE , 31215 |  |  | 2.13 | 2001-12-11 11:50 | Anjanece | 40 | 0 | N | N
UTILITIES SERVICE | 31215 | Y | UTILITIES SERVICE , 31215 |  |  | 2.15 | 2001-12-11 11:50 | Anjanece | 40 | 0 | N | N
UTILITIES SERVICE | 31215 | Y | UTILITIES SERVICE , 31215 |  |  | 2.39 | 2001-12-11 11:50 | Anjanece | 40 | 0 | N | N
UTILITIES SERVICE | 31215 | Y | UTILITIES SERVICE , 31215 |  |  | 3.9 | 2001-12-11 11:50 | Anjanece | 40 | 0 | N | N
UTILITIES SERVICE | 31215 | Y | UTILITIES SERVICE , 31215 |  |  | 3.94 | 2001-12-11 11:50 | Anjanece | 40 | 0 | N | N
UTILITIES SERVICE | 31215 | Y | UTILITIES SERVICE , 31215 |  |  | 3.98 | 2001-12-11 11:50 | Anjanece | 40 | 0 | N | N
UTILITIES SERVICE | 31215 | Y | UTILITIES SERVICE , 31215 |  |  | 4.04 | 2001-12-11 11:50 | Anjanece | 40 | 0 | N | N
UTILITIES SERVICE | 31215 | Y | UTILITIES SERVICE , 31215 |  |  | 4.05 | 2001-12-11 11:50 | Anjanece | 40 | 0 | N | N
UTILITIES SERVICE | 31215 | Y | UTILITIES SERVICE , 31215 |  |  | 4.06 | 2001-12-11 11:50 | Anjanece | 40 | 0 | N | N
UTILITIES SERVICE | 31215 | Y | UTILITIES SERVICE , 31215 |  | Storm Stores | 0 | 2022-09-23 10:25 | Anjanece | 40 | 0 | N | N
UTILITIES SERVICE | 31215 | Y | UTILITIES SERVICE , 31215 |  |  | 3.97 | 2022-09-23 10:25 | Anjanece | 40 | 0 | N | N
UTILITIES SERVICE | 31215 | Y | UTILITIES SERVICE , 31215 |  |  | 4.05 | 2022-09-23 10:25 | Anjanece | 40 | 0 | N | N
ANDERSON | SYC-30 | Y | ANDERSON , SYC-30 | JEA OVERHEAD DISTRIBUTION | CSC Stores | 13.47 | 2001-12-03 14:17 | Anjanece | 10 | 0 | N | N
ANDERSON | SYC-30 | Y | ANDERSON , SYC-30 |  |  | 13.68 | 2001-12-03 14:17 | Anjanece | 10 | 0 | N | N
ANDERSON | SYC-30 | Y | ANDERSON , SYC-30 |  |  | 13.91 | 2001-12-03 14:17 | Anjanece | 10 | 0 | N | N
ANDERSON | SYC-30 | Y | ANDERSON , SYC-30 |  |  | 13.96 | 2001-12-03 14:17 | Anjanece | 10 | 0 | N | N
ANDERSON | SYC-30 | Y | ANDERSON , SYC-30 |  |  | 23.37 | 2001-12-03 14:17 | Anjanece | 10 | 0 | N | N
ANDERSON | SYC-30 | Y | ANDERSON , SYC-30 |  |  | 24.03 | 2001-12-03 14:17 | Anjanece | 10 | 0 | N | N
ANDERSON | SYC-30 | Y | ANDERSON , SYC-30 |  |  | 25.87 | 2001-12-03 14:17 | Anjanece | 10 | 0 | N | N
LAPP | 72949 | Y | LAPP , 72949 | JEA OVERHEAD DISTRIBUTION | CSC Stores | 13.47 | 2001-12-03 14:17 | Anjanece | 10 | 0 | N | N
LAPP | 72949 | Y | LAPP , 72949 |  |  | 13.68 | 2001-12-03 14:17 | Anjanece | 10 | 0 | N | N
LAPP | 72949 | Y | LAPP , 72949 |  |  | 13.91 | 2001-12-03 14:17 | Anjanece | 10 | 0 | N | N
LAPP | 72949 | Y | LAPP , 72949 |  |  | 13.96 | 2001-12-03 14:17 | Anjanece | 10 | 0 | N | N
LAPP | 72949 | Y | LAPP , 72949 |  |  | 23.37 | 2001-12-03 14:17 | Anjanece | 10 | 0 | N | N
LAPP | 72949 | Y | LAPP , 72949 |  |  | 24.03 | 2001-12-03 14:17 | Anjanece | 10 | 0 | N | N
LAPP | 72949 | Y | LAPP , 72949 |  |  | 25.87 | 2001-12-03 14:17 | Anjanece | 10 | 0 | N | N
MACLEAN POWER SYSTEMS | SYCR-56 | Y | MACLEAN POWER SYSTEMS , SYCR-56 | JEA OVERHEAD DISTRIBUTION | CSC Stores | 13.47 | 2001-12-03 14:17 | Anjanece | 10 | 0 | N | N
MACLEAN POWER SYSTEMS | SYCR-56 | Y | MACLEAN POWER SYSTEMS , SYCR-56 |  |  | 13.68 | 2001-12-03 14:17 | Anjanece | 10 | 0 | N | N
MACLEAN POWER SYSTEMS | SYCR-56 | Y | MACLEAN POWER SYSTEMS , SYCR-56 |  |  | 13.91 | 2001-12-03 14:17 | Anjanece | 10 | 0 | N | N
MACLEAN POWER SYSTEMS | SYCR-56 | Y | MACLEAN POWER SYSTEMS , SYCR-56 |  |  | 13.96 | 2001-12-03 14:17 | Anjanece | 10 | 0 | N | N
MACLEAN POWER SYSTEMS | SYCR-56 | Y | MACLEAN POWER SYSTEMS , SYCR-56 |  |  | 23.37 | 2001-12-03 14:17 | Anjanece | 10 | 0 | N | N
MACLEAN POWER SYSTEMS | SYCR-56 | Y | MACLEAN POWER SYSTEMS , SYCR-56 |  |  | 24.03 | 2001-12-03 14:17 | Anjanece | 10 | 0 | N | N
MACLEAN POWER SYSTEMS | SYCR-56 | Y | MACLEAN POWER SYSTEMS , SYCR-56 |  |  | 25.87 | 2001-12-03 14:17 | Anjanece | 10 | 0 | N | N
BETHEA NATIONAL | SYC-87 | Y | BETHEA NATIONAL , SYC-87 | JEA OVERHEAD DISTRIBUTION | CSC Stores | 21.75 | 2004-07-27 08:31 | Anjanece | 5 | 0 | N | N
BETHEA NATIONAL | SYC-87 | Y | BETHEA NATIONAL , SYC-87 |  |  | 21.98 | 2004-07-27 08:31 | Anjanece | 5 | 0 | N | N
BETHEA NATIONAL | SYC-87 | Y | BETHEA NATIONAL , SYC-87 |  |  | 22 | 2004-07-27 08:31 | Anjanece | 5 | 0 | N | N
BETHEA NATIONAL | SYC-87 | Y | BETHEA NATIONAL , SYC-87 |  |  | 24.15 | 2004-07-27 08:31 | Anjanece | 5 | 0 | N | N
BETHEA NATIONAL | SYC-87 | Y | BETHEA NATIONAL , SYC-87 |  |  | 25.4 | 2004-07-27 08:31 | Anjanece | 5 | 0 | N | N
BETHEA NATIONAL | SYC-87 | Y | BETHEA NATIONAL , SYC-87 |  |  | 26.05 | 2004-07-27 08:31 | Anjanece | 5 | 0 | N | N
BETHEA NATIONAL | SYC-87 | Y | BETHEA NATIONAL , SYC-87 |  |  | 29.05 | 2004-07-27 08:31 | Anjanece | 5 | 0 | N | N
BETHEA NATIONAL | SYC-87 | Y | BETHEA NATIONAL , SYC-87 |  |  | 34.5 | 2004-07-27 08:31 | Anjanece | 5 | 0 | N | N
HUBBELL POWER SYSTEMS, INC. | 94277-3001 | Y | HUBBELL POWER SYSTEMS, INC. , 94277-3001 | JEA OVERHEAD DISTRIBUTION | CSC Stores | 21.75 | 2004-07-27 08:31 | Anjanece | 5 | 0 | N | N
HUBBELL POWER SYSTEMS, INC. | 94277-3001 | Y | HUBBELL POWER SYSTEMS, INC. , 94277-3001 |  |  | 21.98 | 2004-07-27 08:31 | Anjanece | 5 | 0 | N | N
HUBBELL POWER SYSTEMS, INC. | 94277-3001 | Y | HUBBELL POWER SYSTEMS, INC. , 94277-3001 |  |  | 22 | 2004-07-27 08:31 | Anjanece | 5 | 0 | N | N
HUBBELL POWER SYSTEMS, INC. | 94277-3001 | Y | HUBBELL POWER SYSTEMS, INC. , 94277-3001 |  |  | 24.15 | 2004-07-27 08:31 | Anjanece | 5 | 0 | N | N
HUBBELL POWER SYSTEMS, INC. | 94277-3001 | Y | HUBBELL POWER SYSTEMS, INC. , 94277-3001 |  |  | 25.4 | 2004-07-27 08:31 | Anjanece | 5 | 0 | N | N
HUBBELL POWER SYSTEMS, INC. | 94277-3001 | Y | HUBBELL POWER SYSTEMS, INC. , 94277-3001 |  |  | 26.05 | 2004-07-27 08:31 | Anjanece | 5 | 0 | N | N
HUBBELL POWER SYSTEMS, INC. | 94277-3001 | Y | HUBBELL POWER SYSTEMS, INC. , 94277-3001 |  |  | 29.05 | 2004-07-27 08:31 | Anjanece | 5 | 0 | N | N
HUBBELL POWER SYSTEMS, INC. | 94277-3001 | Y | HUBBELL POWER SYSTEMS, INC. , 94277-3001 |  |  | 34.5 | 2004-07-27 08:31 | Anjanece | 5 | 0 | N | N
ANDERSON | 85450-2000 | Y | ANDERSON , 85450-2000 | JEA TRANSMISSION | CSC Stores | 14.35 | 2001-12-03 14:18 | John | 15 | 0 | N | N
ANDERSON | 85450-2000 | Y | ANDERSON , 85450-2000 |  |  | 14.48 | 2001-12-03 14:18 | John | 15 | 0 | N | N
ANDERSON | 85450-2000 | Y | ANDERSON , 85450-2000 |  |  | 16.93 | 2001-12-03 14:18 | John | 15 | 0 | N | N
ANDERSON | 85450-2000 | Y | ANDERSON , 85450-2000 |  |  | 17.6 | 2001-12-03 14:18 | John | 15 | 0 | N | N
ANDERSON | 85450-2000 | Y | ANDERSON , 85450-2000 |  |  | 18.1 | 2001-12-03 14:18 | John | 15 | 0 | N | N
ANDERSON | 85450-2000 | Y | ANDERSON , 85450-2000 |  |  | 18.54 | 2001-12-03 14:18 | John | 15 | 0 | N | N
ANDERSON | 85450-2000 | Y | ANDERSON , 85450-2000 |  |  | 18.57 | 2001-12-03 14:18 | John | 15 | 0 | N | N
ANDERSON | 85450-2000 | Y | ANDERSON , 85450-2000 |  |  | 18.75 | 2001-12-03 14:18 | John | 15 | 0 | N | N
ANDERSON | 85450-2000 | Y | ANDERSON , 85450-2000 |  |  | 18.99 | 2001-12-03 14:18 | John | 15 | 0 | N | N
ANDERSON | 85450-2000 | Y | ANDERSON , 85450-2000 |  |  | 25.33 | 2001-12-03 14:18 | John | 15 | 0 | N | N
JOSLYN MANUFACTURING CO. | 33400-5/8 | Y | JOSLYN MANUFACTURING CO. , 33400-5/8 | JEA TRANSMISSION | CSC Stores | 14.35 | 2001-12-03 14:18 | John | 15 | 0 | N | N
JOSLYN MANUFACTURING CO. | 33400-5/8 | Y | JOSLYN MANUFACTURING CO. , 33400-5/8 |  |  | 14.48 | 2001-12-03 14:18 | John | 15 | 0 | N | N
JOSLYN MANUFACTURING CO. | 33400-5/8 | Y | JOSLYN MANUFACTURING CO. , 33400-5/8 |  |  | 16.93 | 2001-12-03 14:18 | John | 15 | 0 | N | N
JOSLYN MANUFACTURING CO. | 33400-5/8 | Y | JOSLYN MANUFACTURING CO. , 33400-5/8 |  |  | 17.6 | 2001-12-03 14:18 | John | 15 | 0 | N | N
JOSLYN MANUFACTURING CO. | 33400-5/8 | Y | JOSLYN MANUFACTURING CO. , 33400-5/8 |  |  | 18.1 | 2001-12-03 14:18 | John | 15 | 0 | N | N
JOSLYN MANUFACTURING CO. | 33400-5/8 | Y | JOSLYN MANUFACTURING CO. , 33400-5/8 |  |  | 18.54 | 2001-12-03 14:18 | John | 15 | 0 | N | N
JOSLYN MANUFACTURING CO. | 33400-5/8 | Y | JOSLYN MANUFACTURING CO. , 33400-5/8 |  |  | 18.57 | 2001-12-03 14:18 | John | 15 | 0 | N | N
JOSLYN MANUFACTURING CO. | 33400-5/8 | Y | JOSLYN MANUFACTURING CO. , 33400-5/8 |  |  | 18.75 | 2001-12-03 14:18 | John | 15 | 0 | N | N
JOSLYN MANUFACTURING CO. | 33400-5/8 | Y | JOSLYN MANUFACTURING CO. , 33400-5/8 |  |  | 18.99 | 2001-12-03 14:18 | John | 15 | 0 | N | N
JOSLYN MANUFACTURING CO. | 33400-5/8 | Y | JOSLYN MANUFACTURING CO. , 33400-5/8 |  |  | 25.33 | 2001-12-03 14:18 | John | 15 | 0 | N | N
LINDSEY | 3136 | Y | LINDSEY , 3136 | JEA TRANSMISSION | CSC Stores | 14.35 | 2001-12-03 14:18 | John | 15 | 0 | N | N
LINDSEY | 3136 | Y | LINDSEY , 3136 |  |  | 14.48 | 2001-12-03 14:18 | John | 15 | 0 | N | N
LINDSEY | 3136 | Y | LINDSEY , 3136 |  |  | 16.93 | 2001-12-03 14:18 | John | 15 | 0 | N | N
LINDSEY | 3136 | Y | LINDSEY , 3136 |  |  | 17.6 | 2001-12-03 14:18 | John | 15 | 0 | N | N
LINDSEY | 3136 | Y | LINDSEY , 3136 |  |  | 18.1 | 2001-12-03 14:18 | John | 15 | 0 | N | N
LINDSEY | 3136 | Y | LINDSEY , 3136 |  |  | 18.54 | 2001-12-03 14:18 | John | 15 | 0 | N | N
LINDSEY | 3136 | Y | LINDSEY , 3136 |  |  | 18.57 | 2001-12-03 14:18 | John | 15 | 0 | N | N
LINDSEY | 3136 | Y | LINDSEY , 3136 |  |  | 18.75 | 2001-12-03 14:18 | John | 15 | 0 | N | N
LINDSEY | 3136 | Y | LINDSEY , 3136 |  |  | 18.99 | 2001-12-03 14:18 | John | 15 | 0 | N | N
LINDSEY | 3136 | Y | LINDSEY , 3136 |  |  | 25.33 | 2001-12-03 14:18 | John | 15 | 0 | N | N
MACLEAN POWER SYSTEMS | YCE65625A | Y | MACLEAN POWER SYSTEMS , YCE65625A | JEA TRANSMISSION | CSC Stores | 14.35 | 2001-12-03 14:18 | John | 15 | 0 | N | N
MACLEAN POWER SYSTEMS | YCE65625A | Y | MACLEAN POWER SYSTEMS , YCE65625A |  |  | 14.48 | 2001-12-03 14:18 | John | 15 | 0 | N | N
MACLEAN POWER SYSTEMS | YCE65625A | Y | MACLEAN POWER SYSTEMS , YCE65625A |  |  | 16.93 | 2001-12-03 14:18 | John | 15 | 0 | N | N
MACLEAN POWER SYSTEMS | YCE65625A | Y | MACLEAN POWER SYSTEMS , YCE65625A |  |  | 17.6 | 2001-12-03 14:18 | John | 15 | 0 | N | N
MACLEAN POWER SYSTEMS | YCE65625A | Y | MACLEAN POWER SYSTEMS , YCE65625A |  |  | 18.1 | 2001-12-03 14:18 | John | 15 | 0 | N | N
MACLEAN POWER SYSTEMS | YCE65625A | Y | MACLEAN POWER SYSTEMS , YCE65625A |  |  | 18.54 | 2001-12-03 14:18 | John | 15 | 0 | N | N
MACLEAN POWER SYSTEMS | YCE65625A | Y | MACLEAN POWER SYSTEMS , YCE65625A |  |  | 18.57 | 2001-12-03 14:18 | John | 15 | 0 | N | N
MACLEAN POWER SYSTEMS | YCE65625A | Y | MACLEAN POWER SYSTEMS , YCE65625A |  |  | 18.75 | 2001-12-03 14:18 | John | 15 | 0 | N | N
MACLEAN POWER SYSTEMS | YCE65625A | Y | MACLEAN POWER SYSTEMS , YCE65625A |  |  | 18.99 | 2001-12-03 14:18 | John | 15 | 0 | N | N
MACLEAN POWER SYSTEMS | YCE65625A | Y | MACLEAN POWER SYSTEMS , YCE65625A |  |  | 25.33 | 2001-12-03 14:18 | John | 15 | 0 | N | N
ANDERSON | 85451-2000 | Y | ANDERSON , 85451-2000 | JEA TRANSMISSION | CSC Stores | 13.71 | 2001-12-03 14:22 | John | 20 | 0 | N | Y
ANDERSON | 85451-2000 | Y | ANDERSON , 85451-2000 |  |  | 13.77 | 2001-12-03 14:22 | John | 20 | 0 | N | Y
ANDERSON | 85451-2000 | Y | ANDERSON , 85451-2000 |  |  | 13.84 | 2001-12-03 14:22 | John | 20 | 0 | N | Y
ANDERSON | 85451-2000 | Y | ANDERSON , 85451-2000 |  |  | 13.87 | 2001-12-03 14:22 | John | 20 | 0 | N | Y
ANDERSON | 85451-2000 | Y | ANDERSON , 85451-2000 |  |  | 13.89 | 2001-12-03 14:22 | John | 20 | 0 | N | Y
ANDERSON | 85451-2000 | Y | ANDERSON , 85451-2000 |  |  | 13.9 | 2001-12-03 14:22 | John | 20 | 0 | N | Y
ANDERSON | 85451-2000 | Y | ANDERSON , 85451-2000 |  |  | 13.98 | 2001-12-03 14:22 | John | 20 | 0 | N | Y
ANDERSON | 85451-2000 | Y | ANDERSON , 85451-2000 |  |  | 14.02 | 2001-12-03 14:22 | John | 20 | 0 | N | Y
ANDERSON | 85451-2000 | Y | ANDERSON , 85451-2000 |  |  | 14.09 | 2001-12-03 14:22 | John | 20 | 0 | N | Y
ANDERSON | 85451-2000 | Y | ANDERSON , 85451-2000 |  |  | 14.1 | 2001-12-03 14:22 | John | 20 | 0 | N | Y
ANDERSON | 85451-2000 | Y | ANDERSON , 85451-2000 |  |  | 14.69 | 2001-12-03 14:22 | John | 20 | 0 | N | Y
ANDERSON | 85451-2000 | Y | ANDERSON , 85451-2000 |  |  | 14.95 | 2001-12-03 14:22 | John | 20 | 0 | N | Y
ANDERSON | 85451-2000 | Y | ANDERSON , 85451-2000 |  |  | 15.01 | 2001-12-03 14:22 | John | 20 | 0 | N | Y
ANDERSON | 85451-2000 | Y | ANDERSON , 85451-2000 |  |  | 15.08 | 2001-12-03 14:22 | John | 20 | 0 | N | Y
ANDERSON | 85451-2000 | Y | ANDERSON , 85451-2000 |  |  | 15.09 | 2001-12-03 14:22 | John | 20 | 0 | N | Y
ANDERSON | 85451-2000 | Y | ANDERSON , 85451-2000 |  |  | 15.1 | 2001-12-03 14:22 | John | 20 | 0 | N | Y
ANDERSON | 85451-2000 | Y | ANDERSON , 85451-2000 |  |  | 15.11 | 2001-12-03 14:22 | John | 20 | 0 | N | Y
ANDERSON | 85451-2000 | Y | ANDERSON , 85451-2000 |  |  | 15.16 | 2001-12-03 14:22 | John | 20 | 0 | N | Y
ANDERSON | 85451-2000 | Y | ANDERSON , 85451-2000 |  |  | 15.24 | 2001-12-03 14:22 | John | 20 | 0 | N | Y
ANDERSON | 85451-2000 | Y | ANDERSON , 85451-2000 |  |  | 15.27 | 2001-12-03 14:22 | John | 20 | 0 | N | Y
ANDERSON | 85451-2000 | Y | ANDERSON , 85451-2000 |  |  | 16.01 | 2001-12-03 14:22 | John | 20 | 0 | N | Y
ANDERSON | 85451-2000 | Y | ANDERSON , 85451-2000 |  |  | 16.27 | 2001-12-03 14:22 | John | 20 | 0 | N | Y
ANDERSON | 85451-2000 | Y | ANDERSON , 85451-2000 |  | Storm Stores | 0 | 2018-06-26 15:16 | John |  | 0 | N | Y
ANDERSON | 85451-2000 | Y | ANDERSON , 85451-2000 |  |  | 13.71 | 2018-06-26 15:16 | John |  | 0 | N | Y
ANDERSON | 85451-2000 | Y | ANDERSON , 85451-2000 |  |  | 14.45 | 2018-06-26 15:16 | John |  | 0 | N | Y
ANDERSON | 85451-2000 | Y | ANDERSON , 85451-2000 |  |  | 14.48 | 2018-06-26 15:16 | John |  | 0 | N | Y
ANDERSON | 85451-2000 | Y | ANDERSON , 85451-2000 |  |  | 14.51 | 2018-06-26 15:16 | John |  | 0 | N | Y
ANDERSON | 85451-2000 | Y | ANDERSON , 85451-2000 |  |  | 14.81 | 2018-06-26 15:16 | John |  | 0 | N | Y
JOSLYN MANUFACTURING CO. | 33440-5/8 | Y | JOSLYN MANUFACTURING CO. , 33440-5/8 | JEA TRANSMISSION | CSC Stores | 13.71 | 2001-12-03 14:22 | John | 20 | 0 | N | Y
JOSLYN MANUFACTURING CO. | 33440-5/8 | Y | JOSLYN MANUFACTURING CO. , 33440-5/8 |  |  | 13.77 | 2001-12-03 14:22 | John | 20 | 0 | N | Y
JOSLYN MANUFACTURING CO. | 33440-5/8 | Y | JOSLYN MANUFACTURING CO. , 33440-5/8 |  |  | 13.84 | 2001-12-03 14:22 | John | 20 | 0 | N | Y
JOSLYN MANUFACTURING CO. | 33440-5/8 | Y | JOSLYN MANUFACTURING CO. , 33440-5/8 |  |  | 13.87 | 2001-12-03 14:22 | John | 20 | 0 | N | Y
JOSLYN MANUFACTURING CO. | 33440-5/8 | Y | JOSLYN MANUFACTURING CO. , 33440-5/8 |  |  | 13.89 | 2001-12-03 14:22 | John | 20 | 0 | N | Y
JOSLYN MANUFACTURING CO. | 33440-5/8 | Y | JOSLYN MANUFACTURING CO. , 33440-5/8 |  |  | 13.9 | 2001-12-03 14:22 | John | 20 | 0 | N | Y
JOSLYN MANUFACTURING CO. | 33440-5/8 | Y | JOSLYN MANUFACTURING CO. , 33440-5/8 |  |  | 13.98 | 2001-12-03 14:22 | John | 20 | 0 | N | Y
JOSLYN MANUFACTURING CO. | 33440-5/8 | Y | JOSLYN MANUFACTURING CO. , 33440-5/8 |  |  | 14.02 | 2001-12-03 14:22 | John | 20 | 0 | N | Y
JOSLYN MANUFACTURING CO. | 33440-5/8 | Y | JOSLYN MANUFACTURING CO. , 33440-5/8 |  |  | 14.09 | 2001-12-03 14:22 | John | 20 | 0 | N | Y
JOSLYN MANUFACTURING CO. | 33440-5/8 | Y | JOSLYN MANUFACTURING CO. , 33440-5/8 |  |  | 14.1 | 2001-12-03 14:22 | John | 20 | 0 | N | Y
JOSLYN MANUFACTURING CO. | 33440-5/8 | Y | JOSLYN MANUFACTURING CO. , 33440-5/8 |  |  | 14.69 | 2001-12-03 14:22 | John | 20 | 0 | N | Y
JOSLYN MANUFACTURING CO. | 33440-5/8 | Y | JOSLYN MANUFACTURING CO. , 33440-5/8 |  |  | 14.95 | 2001-12-03 14:22 | John | 20 | 0 | N | Y
JOSLYN MANUFACTURING CO. | 33440-5/8 | Y | JOSLYN MANUFACTURING CO. , 33440-5/8 |  |  | 15.01 | 2001-12-03 14:22 | John | 20 | 0 | N | Y
JOSLYN MANUFACTURING CO. | 33440-5/8 | Y | JOSLYN MANUFACTURING CO. , 33440-5/8 |  |  | 15.08 | 2001-12-03 14:22 | John | 20 | 0 | N | Y
JOSLYN MANUFACTURING CO. | 33440-5/8 | Y | JOSLYN MANUFACTURING CO. , 33440-5/8 |  |  | 15.09 | 2001-12-03 14:22 | John | 20 | 0 | N | Y
JOSLYN MANUFACTURING CO. | 33440-5/8 | Y | JOSLYN MANUFACTURING CO. , 33440-5/8 |  |  | 15.1 | 2001-12-03 14:22 | John | 20 | 0 | N | Y
JOSLYN MANUFACTURING CO. | 33440-5/8 | Y | JOSLYN MANUFACTURING CO. , 33440-5/8 |  |  | 15.11 | 2001-12-03 14:22 | John | 20 | 0 | N | Y
JOSLYN MANUFACTURING CO. | 33440-5/8 | Y | JOSLYN MANUFACTURING CO. , 33440-5/8 |  |  | 15.16 | 2001-12-03 14:22 | John | 20 | 0 | N | Y
JOSLYN MANUFACTURING CO. | 33440-5/8 | Y | JOSLYN MANUFACTURING CO. , 33440-5/8 |  |  | 15.24 | 2001-12-03 14:22 | John | 20 | 0 | N | Y
JOSLYN MANUFACTURING CO. | 33440-5/8 | Y | JOSLYN MANUFACTURING CO. , 33440-5/8 |  |  | 15.27 | 2001-12-03 14:22 | John | 20 | 0 | N | Y
JOSLYN MANUFACTURING CO. | 33440-5/8 | Y | JOSLYN MANUFACTURING CO. , 33440-5/8 |  |  | 16.01 | 2001-12-03 14:22 | John | 20 | 0 | N | Y
JOSLYN MANUFACTURING CO. | 33440-5/8 | Y | JOSLYN MANUFACTURING CO. , 33440-5/8 |  |  | 16.27 | 2001-12-03 14:22 | John | 20 | 0 | N | Y
JOSLYN MANUFACTURING CO. | 33440-5/8 | Y | JOSLYN MANUFACTURING CO. , 33440-5/8 |  | Storm Stores | 0 | 2018-06-26 15:16 | John |  | 0 | N | Y
JOSLYN MANUFACTURING CO. | 33440-5/8 | Y | JOSLYN MANUFACTURING CO. , 33440-5/8 |  |  | 13.71 | 2018-06-26 15:16 | John |  | 0 | N | Y
JOSLYN MANUFACTURING CO. | 33440-5/8 | Y | JOSLYN MANUFACTURING CO. , 33440-5/8 |  |  | 14.45 | 2018-06-26 15:16 | John |  | 0 | N | Y
JOSLYN MANUFACTURING CO. | 33440-5/8 | Y | JOSLYN MANUFACTURING CO. , 33440-5/8 |  |  | 14.48 | 2018-06-26 15:16 | John |  | 0 | N | Y
JOSLYN MANUFACTURING CO. | 33440-5/8 | Y | JOSLYN MANUFACTURING CO. , 33440-5/8 |  |  | 14.51 | 2018-06-26 15:16 | John |  | 0 | N | Y
JOSLYN MANUFACTURING CO. | 33440-5/8 | Y | JOSLYN MANUFACTURING CO. , 33440-5/8 |  |  | 14.81 | 2018-06-26 15:16 | John |  | 0 | N | Y
LINDSEY | 3154 | Y | LINDSEY , 3154 | JEA TRANSMISSION | CSC Stores | 13.71 | 2001-12-03 14:22 | John | 20 | 0 | N | Y
LINDSEY | 3154 | Y | LINDSEY , 3154 |  |  | 13.77 | 2001-12-03 14:22 | John | 20 | 0 | N | Y
LINDSEY | 3154 | Y | LINDSEY , 3154 |  |  | 13.84 | 2001-12-03 14:22 | John | 20 | 0 | N | Y
LINDSEY | 3154 | Y | LINDSEY , 3154 |  |  | 13.87 | 2001-12-03 14:22 | John | 20 | 0 | N | Y
LINDSEY | 3154 | Y | LINDSEY , 3154 |  |  | 13.89 | 2001-12-03 14:22 | John | 20 | 0 | N | Y
LINDSEY | 3154 | Y | LINDSEY , 3154 |  |  | 13.9 | 2001-12-03 14:22 | John | 20 | 0 | N | Y
LINDSEY | 3154 | Y | LINDSEY , 3154 |  |  | 13.98 | 2001-12-03 14:22 | John | 20 | 0 | N | Y
LINDSEY | 3154 | Y | LINDSEY , 3154 |  |  | 14.02 | 2001-12-03 14:22 | John | 20 | 0 | N | Y
LINDSEY | 3154 | Y | LINDSEY , 3154 |  |  | 14.09 | 2001-12-03 14:22 | John | 20 | 0 | N | Y
LINDSEY | 3154 | Y | LINDSEY , 3154 |  |  | 14.1 | 2001-12-03 14:22 | John | 20 | 0 | N | Y
LINDSEY | 3154 | Y | LINDSEY , 3154 |  |  | 14.69 | 2001-12-03 14:22 | John | 20 | 0 | N | Y
LINDSEY | 3154 | Y | LINDSEY , 3154 |  |  | 14.95 | 2001-12-03 14:22 | John | 20 | 0 | N | Y
LINDSEY | 3154 | Y | LINDSEY , 3154 |  |  | 15.01 | 2001-12-03 14:22 | John | 20 | 0 | N | Y
LINDSEY | 3154 | Y | LINDSEY , 3154 |  |  | 15.08 | 2001-12-03 14:22 | John | 20 | 0 | N | Y
LINDSEY | 3154 | Y | LINDSEY , 3154 |  |  | 15.09 | 2001-12-03 14:22 | John | 20 | 0 | N | Y
LINDSEY | 3154 | Y | LINDSEY , 3154 |  |  | 15.1 | 2001-12-03 14:22 | John | 20 | 0 | N | Y
LINDSEY | 3154 | Y | LINDSEY , 3154 |  |  | 15.11 | 2001-12-03 14:22 | John | 20 | 0 | N | Y
LINDSEY | 3154 | Y | LINDSEY , 3154 |  |  | 15.16 | 2001-12-03 14:22 | John | 20 | 0 | N | Y
LINDSEY | 3154 | Y | LINDSEY , 3154 |  |  | 15.24 | 2001-12-03 14:22 | John | 20 | 0 | N | Y
LINDSEY | 3154 | Y | LINDSEY , 3154 |  |  | 15.27 | 2001-12-03 14:22 | John | 20 | 0 | N | Y
LINDSEY | 3154 | Y | LINDSEY , 3154 |  |  | 16.01 | 2001-12-03 14:22 | John | 20 | 0 | N | Y
LINDSEY | 3154 | Y | LINDSEY , 3154 |  |  | 16.27 | 2001-12-03 14:22 | John | 20 | 0 | N | Y
LINDSEY | 3154 | Y | LINDSEY , 3154 |  | Storm Stores | 0 | 2018-06-26 15:16 | John |  | 0 | N | Y
LINDSEY | 3154 | Y | LINDSEY , 3154 |  |  | 13.71 | 2018-06-26 15:16 | John |  | 0 | N | Y
LINDSEY | 3154 | Y | LINDSEY , 3154 |  |  | 14.45 | 2018-06-26 15:16 | John |  | 0 | N | Y
LINDSEY | 3154 | Y | LINDSEY , 3154 |  |  | 14.48 | 2018-06-26 15:16 | John |  | 0 | N | Y
LINDSEY | 3154 | Y | LINDSEY , 3154 |  |  | 14.51 | 2018-06-26 15:16 | John |  | 0 | N | Y
LINDSEY | 3154 | Y | LINDSEY , 3154 |  |  | 14.81 | 2018-06-26 15:16 | John |  | 0 | N | Y
MACLEAN POWER SYSTEMS | YCE9062565 | Y | MACLEAN POWER SYSTEMS , YCE9062565 | JEA TRANSMISSION | CSC Stores | 13.71 | 2001-12-03 14:22 | John | 20 | 0 | N | Y
MACLEAN POWER SYSTEMS | YCE9062565 | Y | MACLEAN POWER SYSTEMS , YCE9062565 |  |  | 13.77 | 2001-12-03 14:22 | John | 20 | 0 | N | Y
MACLEAN POWER SYSTEMS | YCE9062565 | Y | MACLEAN POWER SYSTEMS , YCE9062565 |  |  | 13.84 | 2001-12-03 14:22 | John | 20 | 0 | N | Y
MACLEAN POWER SYSTEMS | YCE9062565 | Y | MACLEAN POWER SYSTEMS , YCE9062565 |  |  | 13.87 | 2001-12-03 14:22 | John | 20 | 0 | N | Y
MACLEAN POWER SYSTEMS | YCE9062565 | Y | MACLEAN POWER SYSTEMS , YCE9062565 |  |  | 13.89 | 2001-12-03 14:22 | John | 20 | 0 | N | Y
MACLEAN POWER SYSTEMS | YCE9062565 | Y | MACLEAN POWER SYSTEMS , YCE9062565 |  |  | 13.9 | 2001-12-03 14:22 | John | 20 | 0 | N | Y
MACLEAN POWER SYSTEMS | YCE9062565 | Y | MACLEAN POWER SYSTEMS , YCE9062565 |  |  | 13.98 | 2001-12-03 14:22 | John | 20 | 0 | N | Y
MACLEAN POWER SYSTEMS | YCE9062565 | Y | MACLEAN POWER SYSTEMS , YCE9062565 |  |  | 14.02 | 2001-12-03 14:22 | John | 20 | 0 | N | Y
MACLEAN POWER SYSTEMS | YCE9062565 | Y | MACLEAN POWER SYSTEMS , YCE9062565 |  |  | 14.09 | 2001-12-03 14:22 | John | 20 | 0 | N | Y
MACLEAN POWER SYSTEMS | YCE9062565 | Y | MACLEAN POWER SYSTEMS , YCE9062565 |  |  | 14.1 | 2001-12-03 14:22 | John | 20 | 0 | N | Y
MACLEAN POWER SYSTEMS | YCE9062565 | Y | MACLEAN POWER SYSTEMS , YCE9062565 |  |  | 14.69 | 2001-12-03 14:22 | John | 20 | 0 | N | Y
MACLEAN POWER SYSTEMS | YCE9062565 | Y | MACLEAN POWER SYSTEMS , YCE9062565 |  |  | 14.95 | 2001-12-03 14:22 | John | 20 | 0 | N | Y
MACLEAN POWER SYSTEMS | YCE9062565 | Y | MACLEAN POWER SYSTEMS , YCE9062565 |  |  | 15.01 | 2001-12-03 14:22 | John | 20 | 0 | N | Y
MACLEAN POWER SYSTEMS | YCE9062565 | Y | MACLEAN POWER SYSTEMS , YCE9062565 |  |  | 15.08 | 2001-12-03 14:22 | John | 20 | 0 | N | Y
MACLEAN POWER SYSTEMS | YCE9062565 | Y | MACLEAN POWER SYSTEMS , YCE9062565 |  |  | 15.09 | 2001-12-03 14:22 | John | 20 | 0 | N | Y
MACLEAN POWER SYSTEMS | YCE9062565 | Y | MACLEAN POWER SYSTEMS , YCE9062565 |  |  | 15.1 | 2001-12-03 14:22 | John | 20 | 0 | N | Y
MACLEAN POWER SYSTEMS | YCE9062565 | Y | MACLEAN POWER SYSTEMS , YCE9062565 |  |  | 15.11 | 2001-12-03 14:22 | John | 20 | 0 | N | Y
MACLEAN POWER SYSTEMS | YCE9062565 | Y | MACLEAN POWER SYSTEMS , YCE9062565 |  |  | 15.16 | 2001-12-03 14:22 | John | 20 | 0 | N | Y
MACLEAN POWER SYSTEMS | YCE9062565 | Y | MACLEAN POWER SYSTEMS , YCE9062565 |  |  | 15.24 | 2001-12-03 14:22 | John | 20 | 0 | N | Y
MACLEAN POWER SYSTEMS | YCE9062565 | Y | MACLEAN POWER SYSTEMS , YCE9062565 |  |  | 15.27 | 2001-12-03 14:22 | John | 20 | 0 | N | Y
MACLEAN POWER SYSTEMS | YCE9062565 | Y | MACLEAN POWER SYSTEMS , YCE9062565 |  |  | 16.01 | 2001-12-03 14:22 | John | 20 | 0 | N | Y
MACLEAN POWER SYSTEMS | YCE9062565 | Y | MACLEAN POWER SYSTEMS , YCE9062565 |  |  | 16.27 | 2001-12-03 14:22 | John | 20 | 0 | N | Y
MACLEAN POWER SYSTEMS | YCE9062565 | Y | MACLEAN POWER SYSTEMS , YCE9062565 |  | Storm Stores | 0 | 2018-06-26 15:16 | John |  | 0 | N | Y
MACLEAN POWER SYSTEMS | YCE9062565 | Y | MACLEAN POWER SYSTEMS , YCE9062565 |  |  | 13.71 | 2018-06-26 15:16 | John |  | 0 | N | Y
MACLEAN POWER SYSTEMS | YCE9062565 | Y | MACLEAN POWER SYSTEMS , YCE9062565 |  |  | 14.45 | 2018-06-26 15:16 | John |  | 0 | N | Y
MACLEAN POWER SYSTEMS | YCE9062565 | Y | MACLEAN POWER SYSTEMS , YCE9062565 |  |  | 14.48 | 2018-06-26 15:16 | John |  | 0 | N | Y
MACLEAN POWER SYSTEMS | YCE9062565 | Y | MACLEAN POWER SYSTEMS , YCE9062565 |  |  | 14.51 | 2018-06-26 15:16 | John |  | 0 | N | Y
MACLEAN POWER SYSTEMS | YCE9062565 | Y | MACLEAN POWER SYSTEMS , YCE9062565 |  |  | 14.81 | 2018-06-26 15:16 | John |  | 0 | N | Y
AMERICAN CONNECTOR ENGINEERS | TC-5F | Y | AMERICAN CONNECTOR ENGINEERS , TC-5F | JEA OVERHEAD DISTRIBUTION | CSC Stores | 3.88 | 2001-12-03 14:26 | Anjanece | 25 | 0 | N | N
AMERICAN CONNECTOR ENGINEERS | TC-5F | Y | AMERICAN CONNECTOR ENGINEERS , TC-5F |  |  | 3.96 | 2001-12-03 14:26 | Anjanece | 25 | 0 | N | N
AMERICAN CONNECTOR ENGINEERS | TC-5F | Y | AMERICAN CONNECTOR ENGINEERS , TC-5F |  |  | 4.14 | 2001-12-03 14:26 | Anjanece | 25 | 0 | N | N
AMERICAN CONNECTOR ENGINEERS | TC-5F | Y | AMERICAN CONNECTOR ENGINEERS , TC-5F |  |  | 4.23 | 2001-12-03 14:26 | Anjanece | 25 | 0 | N | N
AMERICAN CONNECTOR ENGINEERS | TC-5F | Y | AMERICAN CONNECTOR ENGINEERS , TC-5F |  |  | 4.98 | 2001-12-03 14:26 | Anjanece | 25 | 0 | N | N
AMERICAN CONNECTOR ENGINEERS | TC-5F | Y | AMERICAN CONNECTOR ENGINEERS , TC-5F |  |  | 6.82 | 2001-12-03 14:26 | Anjanece | 25 | 0 | N | N
AMERICAN CONNECTOR ENGINEERS | TC-5F | Y | AMERICAN CONNECTOR ENGINEERS , TC-5F |  |  | 7.12 | 2001-12-03 14:26 | Anjanece | 25 | 0 | N | N
AMERICAN CONNECTOR ENGINEERS | TC-5F | Y | AMERICAN CONNECTOR ENGINEERS , TC-5F |  |  | 7.18 | 2001-12-03 14:26 | Anjanece | 25 | 0 | N | N
AMERICAN CONNECTOR ENGINEERS | TC-5F | Y | AMERICAN CONNECTOR ENGINEERS , TC-5F |  |  | 7.29 | 2001-12-03 14:26 | Anjanece | 25 | 0 | N | N
AMERICAN CONNECTOR ENGINEERS | TC-5F | Y | AMERICAN CONNECTOR ENGINEERS , TC-5F |  |  | 7.3 | 2001-12-03 14:26 | Anjanece | 25 | 0 | N | N
AMERICAN CONNECTOR ENGINEERS | TC-5F | Y | AMERICAN CONNECTOR ENGINEERS , TC-5F |  |  | 7.47 | 2001-12-03 14:26 | Anjanece | 25 | 0 | N | N
AMERICAN CONNECTOR ENGINEERS | TC-5F | Y | AMERICAN CONNECTOR ENGINEERS , TC-5F |  |  | 7.77 | 2001-12-03 14:26 | Anjanece | 25 | 0 | N | N
AMERICAN CONNECTOR ENGINEERS | TC-5F | Y | AMERICAN CONNECTOR ENGINEERS , TC-5F |  |  | 7.91 | 2001-12-03 14:26 | Anjanece | 25 | 0 | N | N
AMERICAN CONNECTOR ENGINEERS | TC-5F | Y | AMERICAN CONNECTOR ENGINEERS , TC-5F |  |  | 7.93 | 2001-12-03 14:26 | Anjanece | 25 | 0 | N | N
AMERICAN CONNECTOR ENGINEERS | TC-5F | Y | AMERICAN CONNECTOR ENGINEERS , TC-5F |  |  | 8.57 | 2001-12-03 14:26 | Anjanece | 25 | 0 | N | N
CONTINENTAL ELECTRIC | CT-88 | Y | CONTINENTAL ELECTRIC , CT-88 | JEA OVERHEAD DISTRIBUTION | CSC Stores | 3.88 | 2001-12-03 14:26 | Anjanece | 25 | 0 | N | N
CONTINENTAL ELECTRIC | CT-88 | Y | CONTINENTAL ELECTRIC , CT-88 |  |  | 3.96 | 2001-12-03 14:26 | Anjanece | 25 | 0 | N | N
CONTINENTAL ELECTRIC | CT-88 | Y | CONTINENTAL ELECTRIC , CT-88 |  |  | 4.14 | 2001-12-03 14:26 | Anjanece | 25 | 0 | N | N
CONTINENTAL ELECTRIC | CT-88 | Y | CONTINENTAL ELECTRIC , CT-88 |  |  | 4.23 | 2001-12-03 14:26 | Anjanece | 25 | 0 | N | N
CONTINENTAL ELECTRIC | CT-88 | Y | CONTINENTAL ELECTRIC , CT-88 |  |  | 4.98 | 2001-12-03 14:26 | Anjanece | 25 | 0 | N | N
CONTINENTAL ELECTRIC | CT-88 | Y | CONTINENTAL ELECTRIC , CT-88 |  |  | 6.82 | 2001-12-03 14:26 | Anjanece | 25 | 0 | N | N
CONTINENTAL ELECTRIC | CT-88 | Y | CONTINENTAL ELECTRIC , CT-88 |  |  | 7.12 | 2001-12-03 14:26 | Anjanece | 25 | 0 | N | N
CONTINENTAL ELECTRIC | CT-88 | Y | CONTINENTAL ELECTRIC , CT-88 |  |  | 7.18 | 2001-12-03 14:26 | Anjanece | 25 | 0 | N | N
CONTINENTAL ELECTRIC | CT-88 | Y | CONTINENTAL ELECTRIC , CT-88 |  |  | 7.29 | 2001-12-03 14:26 | Anjanece | 25 | 0 | N | N
CONTINENTAL ELECTRIC | CT-88 | Y | CONTINENTAL ELECTRIC , CT-88 |  |  | 7.3 | 2001-12-03 14:26 | Anjanece | 25 | 0 | N | N
CONTINENTAL ELECTRIC | CT-88 | Y | CONTINENTAL ELECTRIC , CT-88 |  |  | 7.47 | 2001-12-03 14:26 | Anjanece | 25 | 0 | N | N
CONTINENTAL ELECTRIC | CT-88 | Y | CONTINENTAL ELECTRIC , CT-88 |  |  | 7.77 | 2001-12-03 14:26 | Anjanece | 25 | 0 | N | N
CONTINENTAL ELECTRIC | CT-88 | Y | CONTINENTAL ELECTRIC , CT-88 |  |  | 7.91 | 2001-12-03 14:26 | Anjanece | 25 | 0 | N | N
CONTINENTAL ELECTRIC | CT-88 | Y | CONTINENTAL ELECTRIC , CT-88 |  |  | 7.93 | 2001-12-03 14:26 | Anjanece | 25 | 0 | N | N
CONTINENTAL ELECTRIC | CT-88 | Y | CONTINENTAL ELECTRIC , CT-88 |  |  | 8.57 | 2001-12-03 14:26 | Anjanece | 25 | 0 | N | N
FLAGG (MIF) | PA271 | Y | FLAGG (MIF) , PA271 | JEA OVERHEAD DISTRIBUTION | CSC Stores | 3.88 | 2001-12-03 14:26 | Anjanece | 25 | 0 | N | N
FLAGG (MIF) | PA271 | Y | FLAGG (MIF) , PA271 |  |  | 3.96 | 2001-12-03 14:26 | Anjanece | 25 | 0 | N | N
FLAGG (MIF) | PA271 | Y | FLAGG (MIF) , PA271 |  |  | 4.14 | 2001-12-03 14:26 | Anjanece | 25 | 0 | N | N
FLAGG (MIF) | PA271 | Y | FLAGG (MIF) , PA271 |  |  | 4.23 | 2001-12-03 14:26 | Anjanece | 25 | 0 | N | N
FLAGG (MIF) | PA271 | Y | FLAGG (MIF) , PA271 |  |  | 4.98 | 2001-12-03 14:26 | Anjanece | 25 | 0 | N | N
FLAGG (MIF) | PA271 | Y | FLAGG (MIF) , PA271 |  |  | 6.82 | 2001-12-03 14:26 | Anjanece | 25 | 0 | N | N
FLAGG (MIF) | PA271 | Y | FLAGG (MIF) , PA271 |  |  | 7.12 | 2001-12-03 14:26 | Anjanece | 25 | 0 | N | N
FLAGG (MIF) | PA271 | Y | FLAGG (MIF) , PA271 |  |  | 7.18 | 2001-12-03 14:26 | Anjanece | 25 | 0 | N | N
FLAGG (MIF) | PA271 | Y | FLAGG (MIF) , PA271 |  |  | 7.29 | 2001-12-03 14:26 | Anjanece | 25 | 0 | N | N
FLAGG (MIF) | PA271 | Y | FLAGG (MIF) , PA271 |  |  | 7.3 | 2001-12-03 14:26 | Anjanece | 25 | 0 | N | N
FLAGG (MIF) | PA271 | Y | FLAGG (MIF) , PA271 |  |  | 7.47 | 2001-12-03 14:26 | Anjanece | 25 | 0 | N | N
FLAGG (MIF) | PA271 | Y | FLAGG (MIF) , PA271 |  |  | 7.77 | 2001-12-03 14:26 | Anjanece | 25 | 0 | N | N
FLAGG (MIF) | PA271 | Y | FLAGG (MIF) , PA271 |  |  | 7.91 | 2001-12-03 14:26 | Anjanece | 25 | 0 | N | N
FLAGG (MIF) | PA271 | Y | FLAGG (MIF) , PA271 |  |  | 7.93 | 2001-12-03 14:26 | Anjanece | 25 | 0 | N | N
FLAGG (MIF) | PA271 | Y | FLAGG (MIF) , PA271 |  |  | 8.57 | 2001-12-03 14:26 | Anjanece | 25 | 0 | N | N
POWERLINE HARDWARE CO. | DET-20 | Y | POWERLINE HARDWARE CO. , DET-20 | JEA OVERHEAD DISTRIBUTION | CSC Stores | 3.88 | 2001-12-03 14:26 | Anjanece | 25 | 0 | N | N
POWERLINE HARDWARE CO. | DET-20 | Y | POWERLINE HARDWARE CO. , DET-20 |  |  | 3.96 | 2001-12-03 14:26 | Anjanece | 25 | 0 | N | N
POWERLINE HARDWARE CO. | DET-20 | Y | POWERLINE HARDWARE CO. , DET-20 |  |  | 4.14 | 2001-12-03 14:26 | Anjanece | 25 | 0 | N | N
POWERLINE HARDWARE CO. | DET-20 | Y | POWERLINE HARDWARE CO. , DET-20 |  |  | 4.23 | 2001-12-03 14:26 | Anjanece | 25 | 0 | N | N
POWERLINE HARDWARE CO. | DET-20 | Y | POWERLINE HARDWARE CO. , DET-20 |  |  | 4.98 | 2001-12-03 14:26 | Anjanece | 25 | 0 | N | N
POWERLINE HARDWARE CO. | DET-20 | Y | POWERLINE HARDWARE CO. , DET-20 |  |  | 6.82 | 2001-12-03 14:26 | Anjanece | 25 | 0 | N | N
POWERLINE HARDWARE CO. | DET-20 | Y | POWERLINE HARDWARE CO. , DET-20 |  |  | 7.12 | 2001-12-03 14:26 | Anjanece | 25 | 0 | N | N
POWERLINE HARDWARE CO. | DET-20 | Y | POWERLINE HARDWARE CO. , DET-20 |  |  | 7.18 | 2001-12-03 14:26 | Anjanece | 25 | 0 | N | N
POWERLINE HARDWARE CO. | DET-20 | Y | POWERLINE HARDWARE CO. , DET-20 |  |  | 7.29 | 2001-12-03 14:26 | Anjanece | 25 | 0 | N | N
POWERLINE HARDWARE CO. | DET-20 | Y | POWERLINE HARDWARE CO. , DET-20 |  |  | 7.3 | 2001-12-03 14:26 | Anjanece | 25 | 0 | N | N
POWERLINE HARDWARE CO. | DET-20 | Y | POWERLINE HARDWARE CO. , DET-20 |  |  | 7.47 | 2001-12-03 14:26 | Anjanece | 25 | 0 | N | N
POWERLINE HARDWARE CO. | DET-20 | Y | POWERLINE HARDWARE CO. , DET-20 |  |  | 7.77 | 2001-12-03 14:26 | Anjanece | 25 | 0 | N | N
POWERLINE HARDWARE CO. | DET-20 | Y | POWERLINE HARDWARE CO. , DET-20 |  |  | 7.91 | 2001-12-03 14:26 | Anjanece | 25 | 0 | N | N
POWERLINE HARDWARE CO. | DET-20 | Y | POWERLINE HARDWARE CO. , DET-20 |  |  | 7.93 | 2001-12-03 14:26 | Anjanece | 25 | 0 | N | N
POWERLINE HARDWARE CO. | DET-20 | Y | POWERLINE HARDWARE CO. , DET-20 |  |  | 8.57 | 2001-12-03 14:26 | Anjanece | 25 | 0 | N | N
RELIABLE POWER PRODUCTS | FSA-88-5 | Y | RELIABLE POWER PRODUCTS , FSA-88-5 | JEA OVERHEAD DISTRIBUTION | CSC Stores | 3.88 | 2001-12-03 14:26 | Anjanece | 25 | 0 | N | N
RELIABLE POWER PRODUCTS | FSA-88-5 | Y | RELIABLE POWER PRODUCTS , FSA-88-5 |  |  | 3.96 | 2001-12-03 14:26 | Anjanece | 25 | 0 | N | N
RELIABLE POWER PRODUCTS | FSA-88-5 | Y | RELIABLE POWER PRODUCTS , FSA-88-5 |  |  | 4.14 | 2001-12-03 14:26 | Anjanece | 25 | 0 | N | N
RELIABLE POWER PRODUCTS | FSA-88-5 | Y | RELIABLE POWER PRODUCTS , FSA-88-5 |  |  | 4.23 | 2001-12-03 14:26 | Anjanece | 25 | 0 | N | N
RELIABLE POWER PRODUCTS | FSA-88-5 | Y | RELIABLE POWER PRODUCTS , FSA-88-5 |  |  | 4.98 | 2001-12-03 14:26 | Anjanece | 25 | 0 | N | N
RELIABLE POWER PRODUCTS | FSA-88-5 | Y | RELIABLE POWER PRODUCTS , FSA-88-5 |  |  | 6.82 | 2001-12-03 14:26 | Anjanece | 25 | 0 | N | N
RELIABLE POWER PRODUCTS | FSA-88-5 | Y | RELIABLE POWER PRODUCTS , FSA-88-5 |  |  | 7.12 | 2001-12-03 14:26 | Anjanece | 25 | 0 | N | N
RELIABLE POWER PRODUCTS | FSA-88-5 | Y | RELIABLE POWER PRODUCTS , FSA-88-5 |  |  | 7.18 | 2001-12-03 14:26 | Anjanece | 25 | 0 | N | N
RELIABLE POWER PRODUCTS | FSA-88-5 | Y | RELIABLE POWER PRODUCTS , FSA-88-5 |  |  | 7.29 | 2001-12-03 14:26 | Anjanece | 25 | 0 | N | N
RELIABLE POWER PRODUCTS | FSA-88-5 | Y | RELIABLE POWER PRODUCTS , FSA-88-5 |  |  | 7.3 | 2001-12-03 14:26 | Anjanece | 25 | 0 | N | N
RELIABLE POWER PRODUCTS | FSA-88-5 | Y | RELIABLE POWER PRODUCTS , FSA-88-5 |  |  | 7.47 | 2001-12-03 14:26 | Anjanece | 25 | 0 | N | N
RELIABLE POWER PRODUCTS | FSA-88-5 | Y | RELIABLE POWER PRODUCTS , FSA-88-5 |  |  | 7.77 | 2001-12-03 14:26 | Anjanece | 25 | 0 | N | N
RELIABLE POWER PRODUCTS | FSA-88-5 | Y | RELIABLE POWER PRODUCTS , FSA-88-5 |  |  | 7.91 | 2001-12-03 14:26 | Anjanece | 25 | 0 | N | N
RELIABLE POWER PRODUCTS | FSA-88-5 | Y | RELIABLE POWER PRODUCTS , FSA-88-5 |  |  | 7.93 | 2001-12-03 14:26 | Anjanece | 25 | 0 | N | N
RELIABLE POWER PRODUCTS | FSA-88-5 | Y | RELIABLE POWER PRODUCTS , FSA-88-5 |  |  | 8.57 | 2001-12-03 14:26 | Anjanece | 25 | 0 | N | N
ANDERSON | DDT-07 | Y | ANDERSON , DDT-07 | JEA OVERHEAD DISTRIBUTION | CSC Stores | 8.17 | 2001-12-03 14:27 | Anjanece | 1 | 0 | N | N
ANDERSON | DDT-07 | Y | ANDERSON , DDT-07 |  |  | 8.31 | 2001-12-03 14:27 | Anjanece | 1 | 0 | N | N
ANDERSON | DDT-07 | Y | ANDERSON , DDT-07 |  |  | 10.24 | 2001-12-03 14:27 | Anjanece | 1 | 0 | N | N
ANDERSON | DDT-07 | Y | ANDERSON , DDT-07 |  |  | 10.45 | 2001-12-03 14:27 | Anjanece | 1 | 0 | N | N
ANDERSON | DDT-07 | Y | ANDERSON , DDT-07 |  |  | 11.66 | 2001-12-03 14:27 | Anjanece | 1 | 0 | N | N
ANDERSON | DDT-07 | Y | ANDERSON , DDT-07 |  |  | 12 | 2001-12-03 14:27 | Anjanece | 1 | 0 | N | N
ANDERSON | DDT-07 | Y | ANDERSON , DDT-07 |  |  | 13.14 | 2001-12-03 14:27 | Anjanece | 1 | 0 | N | N
ANDERSON | DDT-07 | Y | ANDERSON , DDT-07 |  |  | 13.19 | 2001-12-03 14:27 | Anjanece | 1 | 0 | N | N
ANDERSON | DDT-07 | Y | ANDERSON , DDT-07 |  |  | 13.55 | 2001-12-03 14:27 | Anjanece | 1 | 0 | N | N
ANDERSON | DDT-07 | Y | ANDERSON , DDT-07 |  |  | 13.85 | 2001-12-03 14:27 | Anjanece | 1 | 0 | N | N
ANDERSON | DDT-07 | Y | ANDERSON , DDT-07 |  |  | 14.09 | 2001-12-03 14:27 | Anjanece | 1 | 0 | N | N
BARRON BETHEA | TC-2 | Y | BARRON BETHEA , TC-2 | JEA OVERHEAD DISTRIBUTION | CSC Stores | 8.17 | 2001-12-03 14:27 | Anjanece | 1 | 0 | N | N
BARRON BETHEA | TC-2 | Y | BARRON BETHEA , TC-2 |  |  | 8.31 | 2001-12-03 14:27 | Anjanece | 1 | 0 | N | N
BARRON BETHEA | TC-2 | Y | BARRON BETHEA , TC-2 |  |  | 10.24 | 2001-12-03 14:27 | Anjanece | 1 | 0 | N | N
BARRON BETHEA | TC-2 | Y | BARRON BETHEA , TC-2 |  |  | 10.45 | 2001-12-03 14:27 | Anjanece | 1 | 0 | N | N
BARRON BETHEA | TC-2 | Y | BARRON BETHEA , TC-2 |  |  | 11.66 | 2001-12-03 14:27 | Anjanece | 1 | 0 | N | N
BARRON BETHEA | TC-2 | Y | BARRON BETHEA , TC-2 |  |  | 12 | 2001-12-03 14:27 | Anjanece | 1 | 0 | N | N
BARRON BETHEA | TC-2 | Y | BARRON BETHEA , TC-2 |  |  | 13.14 | 2001-12-03 14:27 | Anjanece | 1 | 0 | N | N
BARRON BETHEA | TC-2 | Y | BARRON BETHEA , TC-2 |  |  | 13.19 | 2001-12-03 14:27 | Anjanece | 1 | 0 | N | N
BARRON BETHEA | TC-2 | Y | BARRON BETHEA , TC-2 |  |  | 13.55 | 2001-12-03 14:27 | Anjanece | 1 | 0 | N | N
BARRON BETHEA | TC-2 | Y | BARRON BETHEA , TC-2 |  |  | 13.85 | 2001-12-03 14:27 | Anjanece | 1 | 0 | N | N
BARRON BETHEA | TC-2 | Y | BARRON BETHEA , TC-2 |  |  | 14.09 | 2001-12-03 14:27 | Anjanece | 1 | 0 | N | N
CONTINENTAL ELECTRIC | CT-88H | Y | CONTINENTAL ELECTRIC , CT-88H | JEA OVERHEAD DISTRIBUTION | CSC Stores | 8.17 | 2001-12-03 14:27 | Anjanece | 1 | 0 | N | N
CONTINENTAL ELECTRIC | CT-88H | Y | CONTINENTAL ELECTRIC , CT-88H |  |  | 8.31 | 2001-12-03 14:27 | Anjanece | 1 | 0 | N | N
CONTINENTAL ELECTRIC | CT-88H | Y | CONTINENTAL ELECTRIC , CT-88H |  |  | 10.24 | 2001-12-03 14:27 | Anjanece | 1 | 0 | N | N
CONTINENTAL ELECTRIC | CT-88H | Y | CONTINENTAL ELECTRIC , CT-88H |  |  | 10.45 | 2001-12-03 14:27 | Anjanece | 1 | 0 | N | N
CONTINENTAL ELECTRIC | CT-88H | Y | CONTINENTAL ELECTRIC , CT-88H |  |  | 11.66 | 2001-12-03 14:27 | Anjanece | 1 | 0 | N | N
CONTINENTAL ELECTRIC | CT-88H | Y | CONTINENTAL ELECTRIC , CT-88H |  |  | 12 | 2001-12-03 14:27 | Anjanece | 1 | 0 | N | N
CONTINENTAL ELECTRIC | CT-88H | Y | CONTINENTAL ELECTRIC , CT-88H |  |  | 13.14 | 2001-12-03 14:27 | Anjanece | 1 | 0 | N | N
CONTINENTAL ELECTRIC | CT-88H | Y | CONTINENTAL ELECTRIC , CT-88H |  |  | 13.19 | 2001-12-03 14:27 | Anjanece | 1 | 0 | N | N
CONTINENTAL ELECTRIC | CT-88H | Y | CONTINENTAL ELECTRIC , CT-88H |  |  | 13.55 | 2001-12-03 14:27 | Anjanece | 1 | 0 | N | N
CONTINENTAL ELECTRIC | CT-88H | Y | CONTINENTAL ELECTRIC , CT-88H |  |  | 13.85 | 2001-12-03 14:27 | Anjanece | 1 | 0 | N | N
CONTINENTAL ELECTRIC | CT-88H | Y | CONTINENTAL ELECTRIC , CT-88H |  |  | 14.09 | 2001-12-03 14:27 | Anjanece | 1 | 0 | N | N
FLAGG (MIF) | PA272B | Y | FLAGG (MIF) , PA272B | JEA OVERHEAD DISTRIBUTION | CSC Stores | 8.17 | 2001-12-03 14:27 | Anjanece | 1 | 0 | N | N
FLAGG (MIF) | PA272B | Y | FLAGG (MIF) , PA272B |  |  | 8.31 | 2001-12-03 14:27 | Anjanece | 1 | 0 | N | N
FLAGG (MIF) | PA272B | Y | FLAGG (MIF) , PA272B |  |  | 10.24 | 2001-12-03 14:27 | Anjanece | 1 | 0 | N | N
FLAGG (MIF) | PA272B | Y | FLAGG (MIF) , PA272B |  |  | 10.45 | 2001-12-03 14:27 | Anjanece | 1 | 0 | N | N
FLAGG (MIF) | PA272B | Y | FLAGG (MIF) , PA272B |  |  | 11.66 | 2001-12-03 14:27 | Anjanece | 1 | 0 | N | N
FLAGG (MIF) | PA272B | Y | FLAGG (MIF) , PA272B |  |  | 12 | 2001-12-03 14:27 | Anjanece | 1 | 0 | N | N
FLAGG (MIF) | PA272B | Y | FLAGG (MIF) , PA272B |  |  | 13.14 | 2001-12-03 14:27 | Anjanece | 1 | 0 | N | N
FLAGG (MIF) | PA272B | Y | FLAGG (MIF) , PA272B |  |  | 13.19 | 2001-12-03 14:27 | Anjanece | 1 | 0 | N | N
FLAGG (MIF) | PA272B | Y | FLAGG (MIF) , PA272B |  |  | 13.55 | 2001-12-03 14:27 | Anjanece | 1 | 0 | N | N
FLAGG (MIF) | PA272B | Y | FLAGG (MIF) , PA272B |  |  | 13.85 | 2001-12-03 14:27 | Anjanece | 1 | 0 | N | N
FLAGG (MIF) | PA272B | Y | FLAGG (MIF) , PA272B |  |  | 14.09 | 2001-12-03 14:27 | Anjanece | 1 | 0 | N | N
RELIABLE POWER PRODUCTS | FSA-100-6 | Y | RELIABLE POWER PRODUCTS , FSA-100-6 | JEA OVERHEAD DISTRIBUTION | CSC Stores | 8.17 | 2001-12-03 14:27 | Anjanece | 1 | 0 | N | N
RELIABLE POWER PRODUCTS | FSA-100-6 | Y | RELIABLE POWER PRODUCTS , FSA-100-6 |  |  | 8.31 | 2001-12-03 14:27 | Anjanece | 1 | 0 | N | N
RELIABLE POWER PRODUCTS | FSA-100-6 | Y | RELIABLE POWER PRODUCTS , FSA-100-6 |  |  | 10.24 | 2001-12-03 14:27 | Anjanece | 1 | 0 | N | N
RELIABLE POWER PRODUCTS | FSA-100-6 | Y | RELIABLE POWER PRODUCTS , FSA-100-6 |  |  | 10.45 | 2001-12-03 14:27 | Anjanece | 1 | 0 | N | N
RELIABLE POWER PRODUCTS | FSA-100-6 | Y | RELIABLE POWER PRODUCTS , FSA-100-6 |  |  | 11.66 | 2001-12-03 14:27 | Anjanece | 1 | 0 | N | N
RELIABLE POWER PRODUCTS | FSA-100-6 | Y | RELIABLE POWER PRODUCTS , FSA-100-6 |  |  | 12 | 2001-12-03 14:27 | Anjanece | 1 | 0 | N | N
RELIABLE POWER PRODUCTS | FSA-100-6 | Y | RELIABLE POWER PRODUCTS , FSA-100-6 |  |  | 13.14 | 2001-12-03 14:27 | Anjanece | 1 | 0 | N | N
RELIABLE POWER PRODUCTS | FSA-100-6 | Y | RELIABLE POWER PRODUCTS , FSA-100-6 |  |  | 13.19 | 2001-12-03 14:27 | Anjanece | 1 | 0 | N | N
RELIABLE POWER PRODUCTS | FSA-100-6 | Y | RELIABLE POWER PRODUCTS , FSA-100-6 |  |  | 13.55 | 2001-12-03 14:27 | Anjanece | 1 | 0 | N | N
RELIABLE POWER PRODUCTS | FSA-100-6 | Y | RELIABLE POWER PRODUCTS , FSA-100-6 |  |  | 13.85 | 2001-12-03 14:27 | Anjanece | 1 | 0 | N | N
RELIABLE POWER PRODUCTS | FSA-100-6 | Y | RELIABLE POWER PRODUCTS , FSA-100-6 |  |  | 14.09 | 2001-12-03 14:27 | Anjanece | 1 | 0 | N | N
CONTINENTAL ELECTRIC | CT-100H | Y | CONTINENTAL ELECTRIC , CT-100H | JEA OVERHEAD DISTRIBUTION | CSC Stores | 25.12 | 2001-12-03 14:28 | Anjanece | 10 | 0 | N | N
CONTINENTAL ELECTRIC | CT-100H | Y | CONTINENTAL ELECTRIC , CT-100H |  |  | 28.58 | 2001-12-03 14:28 | Anjanece | 10 | 0 | N | N
CONTINENTAL ELECTRIC | CT-100H | Y | CONTINENTAL ELECTRIC , CT-100H |  |  | 29.97 | 2001-12-03 14:28 | Anjanece | 10 | 0 | N | N
CONTINENTAL ELECTRIC | CT-100H | Y | CONTINENTAL ELECTRIC , CT-100H |  |  | 30.12 | 2001-12-03 14:28 | Anjanece | 10 | 0 | N | N
CONTINENTAL ELECTRIC | CT-100H | Y | CONTINENTAL ELECTRIC , CT-100H |  |  | 32.47 | 2001-12-03 14:28 | Anjanece | 10 | 0 | N | N
CONTINENTAL ELECTRIC | CT-100H | Y | CONTINENTAL ELECTRIC , CT-100H |  |  | 32.95 | 2001-12-03 14:28 | Anjanece | 10 | 0 | N | N
CONTINENTAL ELECTRIC | CT-100H | Y | CONTINENTAL ELECTRIC , CT-100H |  |  | 35.54 | 2001-12-03 14:28 | Anjanece | 10 | 0 | N | N
CONTINENTAL ELECTRIC | CT-100H | Y | CONTINENTAL ELECTRIC , CT-100H |  |  | 36.04 | 2001-12-03 14:28 | Anjanece | 10 | 0 | N | N
CONTINENTAL ELECTRIC | CT-100H | Y | CONTINENTAL ELECTRIC , CT-100H |  |  | 36.75 | 2001-12-03 14:28 | Anjanece | 10 | 0 | N | N
CONTINENTAL ELECTRIC | CT-100H | Y | CONTINENTAL ELECTRIC , CT-100H |  |  | 37.02 | 2001-12-03 14:28 | Anjanece | 10 | 0 | N | N
CONTINENTAL ELECTRIC | CT-100H | Y | CONTINENTAL ELECTRIC , CT-100H |  |  | 37.99 | 2001-12-03 14:28 | Anjanece | 10 | 0 | N | N
HUBBELL POWER SYSTEMS, INC. | DDT12 | Y | HUBBELL POWER SYSTEMS, INC. , DDT12 | JEA OVERHEAD DISTRIBUTION | CSC Stores | 25.12 | 2001-12-03 14:28 | Anjanece | 10 | 0 | N | N
HUBBELL POWER SYSTEMS, INC. | DDT12 | Y | HUBBELL POWER SYSTEMS, INC. , DDT12 |  |  | 28.58 | 2001-12-03 14:28 | Anjanece | 10 | 0 | N | N
HUBBELL POWER SYSTEMS, INC. | DDT12 | Y | HUBBELL POWER SYSTEMS, INC. , DDT12 |  |  | 29.97 | 2001-12-03 14:28 | Anjanece | 10 | 0 | N | N
HUBBELL POWER SYSTEMS, INC. | DDT12 | Y | HUBBELL POWER SYSTEMS, INC. , DDT12 |  |  | 30.12 | 2001-12-03 14:28 | Anjanece | 10 | 0 | N | N
HUBBELL POWER SYSTEMS, INC. | DDT12 | Y | HUBBELL POWER SYSTEMS, INC. , DDT12 |  |  | 32.47 | 2001-12-03 14:28 | Anjanece | 10 | 0 | N | N
HUBBELL POWER SYSTEMS, INC. | DDT12 | Y | HUBBELL POWER SYSTEMS, INC. , DDT12 |  |  | 32.95 | 2001-12-03 14:28 | Anjanece | 10 | 0 | N | N
HUBBELL POWER SYSTEMS, INC. | DDT12 | Y | HUBBELL POWER SYSTEMS, INC. , DDT12 |  |  | 35.54 | 2001-12-03 14:28 | Anjanece | 10 | 0 | N | N
HUBBELL POWER SYSTEMS, INC. | DDT12 | Y | HUBBELL POWER SYSTEMS, INC. , DDT12 |  |  | 36.04 | 2001-12-03 14:28 | Anjanece | 10 | 0 | N | N
HUBBELL POWER SYSTEMS, INC. | DDT12 | Y | HUBBELL POWER SYSTEMS, INC. , DDT12 |  |  | 36.75 | 2001-12-03 14:28 | Anjanece | 10 | 0 | N | N
HUBBELL POWER SYSTEMS, INC. | DDT12 | Y | HUBBELL POWER SYSTEMS, INC. , DDT12 |  |  | 37.02 | 2001-12-03 14:28 | Anjanece | 10 | 0 | N | N
HUBBELL POWER SYSTEMS, INC. | DDT12 | Y | HUBBELL POWER SYSTEMS, INC. , DDT12 |  |  | 37.99 | 2001-12-03 14:28 | Anjanece | 10 | 0 | N | N
RELIABLE POWER PRODUCTS | FSA-125-8 | Y | RELIABLE POWER PRODUCTS , FSA-125-8 | JEA OVERHEAD DISTRIBUTION | CSC Stores | 25.12 | 2001-12-03 14:28 | Anjanece | 10 | 0 | N | N
RELIABLE POWER PRODUCTS | FSA-125-8 | Y | RELIABLE POWER PRODUCTS , FSA-125-8 |  |  | 28.58 | 2001-12-03 14:28 | Anjanece | 10 | 0 | N | N
RELIABLE POWER PRODUCTS | FSA-125-8 | Y | RELIABLE POWER PRODUCTS , FSA-125-8 |  |  | 29.97 | 2001-12-03 14:28 | Anjanece | 10 | 0 | N | N
RELIABLE POWER PRODUCTS | FSA-125-8 | Y | RELIABLE POWER PRODUCTS , FSA-125-8 |  |  | 30.12 | 2001-12-03 14:28 | Anjanece | 10 | 0 | N | N
RELIABLE POWER PRODUCTS | FSA-125-8 | Y | RELIABLE POWER PRODUCTS , FSA-125-8 |  |  | 32.47 | 2001-12-03 14:28 | Anjanece | 10 | 0 | N | N
RELIABLE POWER PRODUCTS | FSA-125-8 | Y | RELIABLE POWER PRODUCTS , FSA-125-8 |  |  | 32.95 | 2001-12-03 14:28 | Anjanece | 10 | 0 | N | N
RELIABLE POWER PRODUCTS | FSA-125-8 | Y | RELIABLE POWER PRODUCTS , FSA-125-8 |  |  | 35.54 | 2001-12-03 14:28 | Anjanece | 10 | 0 | N | N
RELIABLE POWER PRODUCTS | FSA-125-8 | Y | RELIABLE POWER PRODUCTS , FSA-125-8 |  |  | 36.04 | 2001-12-03 14:28 | Anjanece | 10 | 0 | N | N
RELIABLE POWER PRODUCTS | FSA-125-8 | Y | RELIABLE POWER PRODUCTS , FSA-125-8 |  |  | 36.75 | 2001-12-03 14:28 | Anjanece | 10 | 0 | N | N
RELIABLE POWER PRODUCTS | FSA-125-8 | Y | RELIABLE POWER PRODUCTS , FSA-125-8 |  |  | 37.02 | 2001-12-03 14:28 | Anjanece | 10 | 0 | N | N
RELIABLE POWER PRODUCTS | FSA-125-8 | Y | RELIABLE POWER PRODUCTS , FSA-125-8 |  |  | 37.99 | 2001-12-03 14:28 | Anjanece | 10 | 0 | N | N
ANDERSON | YCC-30-90 | Y | ANDERSON , YCC-30-90 | JEA OVERHEAD DISTRIBUTION | CSC Stores | 20.74 | 2001-12-03 14:29 | Anjanece | 10 | 0 | N | N
ANDERSON | YCC-30-90 | Y | ANDERSON , YCC-30-90 |  |  | 27.67 | 2001-12-03 14:29 | Anjanece | 10 | 0 | N | N
ANDERSON | YCC-30-90 | Y | ANDERSON , YCC-30-90 |  |  | 34.13 | 2001-12-03 14:29 | Anjanece | 10 | 0 | N | N
ANDERSON | YCC-30-90 | Y | ANDERSON , YCC-30-90 |  |  | 34.92 | 2001-12-03 14:29 | Anjanece | 10 | 0 | N | N
ANDERSON | YCC-30-90 | Y | ANDERSON , YCC-30-90 |  |  | 35.55 | 2001-12-03 14:29 | Anjanece | 10 | 0 | N | N
ANDERSON | YCC-30-90 | Y | ANDERSON , YCC-30-90 |  |  | 38.2 | 2001-12-03 14:29 | Anjanece | 10 | 0 | N | N
LAPP | 98661 | Y | LAPP , 98661 | JEA OVERHEAD DISTRIBUTION | CSC Stores | 20.74 | 2001-12-03 14:29 | Anjanece | 10 | 0 | N | N
LAPP | 98661 | Y | LAPP , 98661 |  |  | 27.67 | 2001-12-03 14:29 | Anjanece | 10 | 0 | N | N
LAPP | 98661 | Y | LAPP , 98661 |  |  | 34.13 | 2001-12-03 14:29 | Anjanece | 10 | 0 | N | N
LAPP | 98661 | Y | LAPP , 98661 |  |  | 34.92 | 2001-12-03 14:29 | Anjanece | 10 | 0 | N | N
LAPP | 98661 | Y | LAPP , 98661 |  |  | 35.55 | 2001-12-03 14:29 | Anjanece | 10 | 0 | N | N
LAPP | 98661 | Y | LAPP , 98661 |  |  | 38.2 | 2001-12-03 14:29 | Anjanece | 10 | 0 | N | N
LINDSEY | 3190 | Y | LINDSEY , 3190 | JEA OVERHEAD DISTRIBUTION | CSC Stores | 20.74 | 2001-12-03 14:29 | Anjanece | 10 | 0 | N | N
LINDSEY | 3190 | Y | LINDSEY , 3190 |  |  | 27.67 | 2001-12-03 14:29 | Anjanece | 10 | 0 | N | N
LINDSEY | 3190 | Y | LINDSEY , 3190 |  |  | 34.13 | 2001-12-03 14:29 | Anjanece | 10 | 0 | N | N
LINDSEY | 3190 | Y | LINDSEY , 3190 |  |  | 34.92 | 2001-12-03 14:29 | Anjanece | 10 | 0 | N | N
LINDSEY | 3190 | Y | LINDSEY , 3190 |  |  | 35.55 | 2001-12-03 14:29 | Anjanece | 10 | 0 | N | N
LINDSEY | 3190 | Y | LINDSEY , 3190 |  |  | 38.2 | 2001-12-03 14:29 | Anjanece | 10 | 0 | N | N
RELIABLE POWER PRODUCTS | YCCR-65 | Y | RELIABLE POWER PRODUCTS , YCCR-65 | JEA OVERHEAD DISTRIBUTION | CSC Stores | 20.74 | 2001-12-03 14:29 | Anjanece | 10 | 0 | N | N
RELIABLE POWER PRODUCTS | YCCR-65 | Y | RELIABLE POWER PRODUCTS , YCCR-65 |  |  | 27.67 | 2001-12-03 14:29 | Anjanece | 10 | 0 | N | N
RELIABLE POWER PRODUCTS | YCCR-65 | Y | RELIABLE POWER PRODUCTS , YCCR-65 |  |  | 34.13 | 2001-12-03 14:29 | Anjanece | 10 | 0 | N | N
RELIABLE POWER PRODUCTS | YCCR-65 | Y | RELIABLE POWER PRODUCTS , YCCR-65 |  |  | 34.92 | 2001-12-03 14:29 | Anjanece | 10 | 0 | N | N
RELIABLE POWER PRODUCTS | YCCR-65 | Y | RELIABLE POWER PRODUCTS , YCCR-65 |  |  | 35.55 | 2001-12-03 14:29 | Anjanece | 10 | 0 | N | N
RELIABLE POWER PRODUCTS | YCCR-65 | Y | RELIABLE POWER PRODUCTS , YCCR-65 |  |  | 38.2 | 2001-12-03 14:29 | Anjanece | 10 | 0 | N | N
AFL | S5124.969D | Y | AFL , S5124.969D | JEA TRANSMISSION | CSC Stores | 23.33 | 2001-12-03 14:31 | John | 1 | 0 | N | N
AFL | S5124.969D | Y | AFL , S5124.969D |  |  | 27.63 | 2001-12-03 14:31 | John | 1 | 0 | N | N
AFL | S5124.969D | Y | AFL , S5124.969D |  |  | 27.92 | 2001-12-03 14:31 | John | 1 | 0 | N | N
AFL | S5124.969D | Y | AFL , S5124.969D |  |  | 28.42 | 2001-12-03 14:31 | John | 1 | 0 | N | N
AFL | S5124.969D | Y | AFL , S5124.969D |  |  | 29.08 | 2001-12-03 14:31 | John | 1 | 0 | N | N
AFL | S5124.969D | Y | AFL , S5124.969D |  |  | 37.23 | 2001-12-03 14:31 | John | 1 | 0 | N | N
AFL | S5124.969D | Y | AFL , S5124.969D |  |  | 37.89 | 2001-12-03 14:31 | John | 1 | 0 | N | N
ANDERSON | ACF-67-5B-15 | Y | ANDERSON , ACF-67-5B-15 | JEA TRANSMISSION | CSC Stores | 23.33 | 2001-12-03 14:31 | John | 1 | 0 | N | N
ANDERSON | ACF-67-5B-15 | Y | ANDERSON , ACF-67-5B-15 |  |  | 27.63 | 2001-12-03 14:31 | John | 1 | 0 | N | N
ANDERSON | ACF-67-5B-15 | Y | ANDERSON , ACF-67-5B-15 |  |  | 27.92 | 2001-12-03 14:31 | John | 1 | 0 | N | N
ANDERSON | ACF-67-5B-15 | Y | ANDERSON , ACF-67-5B-15 |  |  | 28.42 | 2001-12-03 14:31 | John | 1 | 0 | N | N
ANDERSON | ACF-67-5B-15 | Y | ANDERSON , ACF-67-5B-15 |  |  | 29.08 | 2001-12-03 14:31 | John | 1 | 0 | N | N
ANDERSON | ACF-67-5B-15 | Y | ANDERSON , ACF-67-5B-15 |  |  | 37.23 | 2001-12-03 14:31 | John | 1 | 0 | N | N
ANDERSON | ACF-67-5B-15 | Y | ANDERSON , ACF-67-5B-15 |  |  | 37.89 | 2001-12-03 14:31 | John | 1 | 0 | N | N
BURNDY CORP. | YNA39RT4N15 | Y | BURNDY CORP. , YNA39RT4N15 | JEA TRANSMISSION | CSC Stores | 23.33 | 2001-12-03 14:31 | John | 1 | 0 | N | N
BURNDY CORP. | YNA39RT4N15 | Y | BURNDY CORP. , YNA39RT4N15 |  |  | 27.63 | 2001-12-03 14:31 | John | 1 | 0 | N | N
BURNDY CORP. | YNA39RT4N15 | Y | BURNDY CORP. , YNA39RT4N15 |  |  | 27.92 | 2001-12-03 14:31 | John | 1 | 0 | N | N
BURNDY CORP. | YNA39RT4N15 | Y | BURNDY CORP. , YNA39RT4N15 |  |  | 28.42 | 2001-12-03 14:31 | John | 1 | 0 | N | N
BURNDY CORP. | YNA39RT4N15 | Y | BURNDY CORP. , YNA39RT4N15 |  |  | 29.08 | 2001-12-03 14:31 | John | 1 | 0 | N | N
BURNDY CORP. | YNA39RT4N15 | Y | BURNDY CORP. , YNA39RT4N15 |  |  | 37.23 | 2001-12-03 14:31 | John | 1 | 0 | N | N
BURNDY CORP. | YNA39RT4N15 | Y | BURNDY CORP. , YNA39RT4N15 |  |  | 37.89 | 2001-12-03 14:31 | John | 1 | 0 | N | N
HOMAC | ALCC-636-4N15 | Y | HOMAC , ALCC-636-4N15 | JEA TRANSMISSION | CSC Stores | 23.33 | 2001-12-03 14:31 | John | 1 | 0 | N | N
HOMAC | ALCC-636-4N15 | Y | HOMAC , ALCC-636-4N15 |  |  | 27.63 | 2001-12-03 14:31 | John | 1 | 0 | N | N
HOMAC | ALCC-636-4N15 | Y | HOMAC , ALCC-636-4N15 |  |  | 27.92 | 2001-12-03 14:31 | John | 1 | 0 | N | N
HOMAC | ALCC-636-4N15 | Y | HOMAC , ALCC-636-4N15 |  |  | 28.42 | 2001-12-03 14:31 | John | 1 | 0 | N | N
HOMAC | ALCC-636-4N15 | Y | HOMAC , ALCC-636-4N15 |  |  | 29.08 | 2001-12-03 14:31 | John | 1 | 0 | N | N
HOMAC | ALCC-636-4N15 | Y | HOMAC , ALCC-636-4N15 |  |  | 37.23 | 2001-12-03 14:31 | John | 1 | 0 | N | N
HOMAC | ALCC-636-4N15 | Y | HOMAC , ALCC-636-4N15 |  |  | 37.89 | 2001-12-03 14:31 | John | 1 | 0 | N | N
SEFCOR | AL-918-4A-15 | Y | SEFCOR , AL-918-4A-15 | JEA TRANSMISSION | CSC Stores | 23.33 | 2001-12-03 14:31 | John | 1 | 0 | N | N
SEFCOR | AL-918-4A-15 | Y | SEFCOR , AL-918-4A-15 |  |  | 27.63 | 2001-12-03 14:31 | John | 1 | 0 | N | N
SEFCOR | AL-918-4A-15 | Y | SEFCOR , AL-918-4A-15 |  |  | 27.92 | 2001-12-03 14:31 | John | 1 | 0 | N | N
SEFCOR | AL-918-4A-15 | Y | SEFCOR , AL-918-4A-15 |  |  | 28.42 | 2001-12-03 14:31 | John | 1 | 0 | N | N
SEFCOR | AL-918-4A-15 | Y | SEFCOR , AL-918-4A-15 |  |  | 29.08 | 2001-12-03 14:31 | John | 1 | 0 | N | N
SEFCOR | AL-918-4A-15 | Y | SEFCOR , AL-918-4A-15 |  |  | 37.23 | 2001-12-03 14:31 | John | 1 | 0 | N | N
SEFCOR | AL-918-4A-15 | Y | SEFCOR , AL-918-4A-15 |  |  | 37.89 | 2001-12-03 14:31 | John | 1 | 0 | N | N
TRAVIS FOUNDRY - PDU | 16-148C-15 | Y | TRAVIS FOUNDRY - PDU , 16-148C-15 | JEA TRANSMISSION | CSC Stores | 23.33 | 2001-12-03 14:31 | John | 1 | 0 | N | N
TRAVIS FOUNDRY - PDU | 16-148C-15 | Y | TRAVIS FOUNDRY - PDU , 16-148C-15 |  |  | 27.63 | 2001-12-03 14:31 | John | 1 | 0 | N | N
TRAVIS FOUNDRY - PDU | 16-148C-15 | Y | TRAVIS FOUNDRY - PDU , 16-148C-15 |  |  | 27.92 | 2001-12-03 14:31 | John | 1 | 0 | N | N
TRAVIS FOUNDRY - PDU | 16-148C-15 | Y | TRAVIS FOUNDRY - PDU , 16-148C-15 |  |  | 28.42 | 2001-12-03 14:31 | John | 1 | 0 | N | N
TRAVIS FOUNDRY - PDU | 16-148C-15 | Y | TRAVIS FOUNDRY - PDU , 16-148C-15 |  |  | 29.08 | 2001-12-03 14:31 | John | 1 | 0 | N | N
TRAVIS FOUNDRY - PDU | 16-148C-15 | Y | TRAVIS FOUNDRY - PDU , 16-148C-15 |  |  | 37.23 | 2001-12-03 14:31 | John | 1 | 0 | N | N
TRAVIS FOUNDRY - PDU | 16-148C-15 | Y | TRAVIS FOUNDRY - PDU , 16-148C-15 |  |  | 37.89 | 2001-12-03 14:31 | John | 1 | 0 | N | N
AFL | S5630.122 | Y | AFL , S5630.122 | JEA TRANSMISSION | CSC Stores | 21.64 | 2001-12-03 14:32 | John | 1 | 0 | N | N
AFL | S5630.122 | Y | AFL , S5630.122 |  |  | 21.66 | 2001-12-03 14:32 | John | 1 | 0 | N | N
AFL | S5630.122 | Y | AFL , S5630.122 |  |  | 22.47 | 2001-12-03 14:32 | John | 1 | 0 | N | N
AFL | S5630.122 | Y | AFL , S5630.122 |  |  | 22.49 | 2001-12-03 14:32 | John | 1 | 0 | N | N
AFL | S5630.122 | Y | AFL , S5630.122 |  |  | 23.45 | 2001-12-03 14:32 | John | 1 | 0 | N | N
AFL | S5630.122 | Y | AFL , S5630.122 |  |  | 24.32 | 2001-12-03 14:32 | John | 1 | 0 | N | N
AFL | S5630.122 | Y | AFL , S5630.122 |  |  | 25.22 | 2001-12-03 14:32 | John | 1 | 0 | N | N
AFL | S5630.122 | Y | AFL , S5630.122 |  |  | 25.42 | 2001-12-03 14:32 | John | 1 | 0 | N | N
AFL | S5630.122 | Y | AFL , S5630.122 |  |  | 32.42 | 2001-12-03 14:32 | John | 1 | 0 | N | N
AFL | S5630.122 | Y | AFL , S5630.122 |  |  | 33.75 | 2001-12-03 14:32 | John | 1 | 0 | N | N
AFL | S5630.122 | Y | AFL , S5630.122 |  |  | 44.97 | 2001-12-03 14:32 | John | 1 | 0 | N | N
ALCOA | 5630.122 | Y | ALCOA , 5630.122 | JEA TRANSMISSION | CSC Stores | 21.64 | 2001-12-03 14:32 | John | 1 | 0 | N | N
ALCOA | 5630.122 | Y | ALCOA , 5630.122 |  |  | 21.66 | 2001-12-03 14:32 | John | 1 | 0 | N | N
ALCOA | 5630.122 | Y | ALCOA , 5630.122 |  |  | 22.47 | 2001-12-03 14:32 | John | 1 | 0 | N | N
ALCOA | 5630.122 | Y | ALCOA , 5630.122 |  |  | 22.49 | 2001-12-03 14:32 | John | 1 | 0 | N | N
ALCOA | 5630.122 | Y | ALCOA , 5630.122 |  |  | 23.45 | 2001-12-03 14:32 | John | 1 | 0 | N | N
ALCOA | 5630.122 | Y | ALCOA , 5630.122 |  |  | 24.32 | 2001-12-03 14:32 | John | 1 | 0 | N | N
ALCOA | 5630.122 | Y | ALCOA , 5630.122 |  |  | 25.22 | 2001-12-03 14:32 | John | 1 | 0 | N | N
ALCOA | 5630.122 | Y | ALCOA , 5630.122 |  |  | 25.42 | 2001-12-03 14:32 | John | 1 | 0 | N | N
ALCOA | 5630.122 | Y | ALCOA , 5630.122 |  |  | 32.42 | 2001-12-03 14:32 | John | 1 | 0 | N | N
ALCOA | 5630.122 | Y | ALCOA , 5630.122 |  |  | 33.75 | 2001-12-03 14:32 | John | 1 | 0 | N | N
ALCOA | 5630.122 | Y | ALCOA , 5630.122 |  |  | 44.97 | 2001-12-03 14:32 | John | 1 | 0 | N | N
ANDERSON | OAL-1000C | Y | ANDERSON , OAL-1000C | JEA TRANSMISSION | CSC Stores | 21.64 | 2001-12-03 14:32 | John | 1 | 0 | N | N
ANDERSON | OAL-1000C | Y | ANDERSON , OAL-1000C |  |  | 21.66 | 2001-12-03 14:32 | John | 1 | 0 | N | N
ANDERSON | OAL-1000C | Y | ANDERSON , OAL-1000C |  |  | 22.47 | 2001-12-03 14:32 | John | 1 | 0 | N | N
ANDERSON | OAL-1000C | Y | ANDERSON , OAL-1000C |  |  | 22.49 | 2001-12-03 14:32 | John | 1 | 0 | N | N
ANDERSON | OAL-1000C | Y | ANDERSON , OAL-1000C |  |  | 23.45 | 2001-12-03 14:32 | John | 1 | 0 | N | N
ANDERSON | OAL-1000C | Y | ANDERSON , OAL-1000C |  |  | 24.32 | 2001-12-03 14:32 | John | 1 | 0 | N | N
ANDERSON | OAL-1000C | Y | ANDERSON , OAL-1000C |  |  | 25.22 | 2001-12-03 14:32 | John | 1 | 0 | N | N
ANDERSON | OAL-1000C | Y | ANDERSON , OAL-1000C |  |  | 25.42 | 2001-12-03 14:32 | John | 1 | 0 | N | N
ANDERSON | OAL-1000C | Y | ANDERSON , OAL-1000C |  |  | 32.42 | 2001-12-03 14:32 | John | 1 | 0 | N | N
ANDERSON | OAL-1000C | Y | ANDERSON , OAL-1000C |  |  | 33.75 | 2001-12-03 14:32 | John | 1 | 0 | N | N
ANDERSON | OAL-1000C | Y | ANDERSON , OAL-1000C |  |  | 44.97 | 2001-12-03 14:32 | John | 1 | 0 | N | N
BURNDY CORP. | YNA451RT | Y | BURNDY CORP. , YNA451RT | JEA TRANSMISSION | CSC Stores | 21.64 | 2001-12-03 14:32 | John | 1 | 0 | N | N
BURNDY CORP. | YNA451RT | Y | BURNDY CORP. , YNA451RT |  |  | 21.66 | 2001-12-03 14:32 | John | 1 | 0 | N | N
BURNDY CORP. | YNA451RT | Y | BURNDY CORP. , YNA451RT |  |  | 22.47 | 2001-12-03 14:32 | John | 1 | 0 | N | N
BURNDY CORP. | YNA451RT | Y | BURNDY CORP. , YNA451RT |  |  | 22.49 | 2001-12-03 14:32 | John | 1 | 0 | N | N
BURNDY CORP. | YNA451RT | Y | BURNDY CORP. , YNA451RT |  |  | 23.45 | 2001-12-03 14:32 | John | 1 | 0 | N | N
BURNDY CORP. | YNA451RT | Y | BURNDY CORP. , YNA451RT |  |  | 24.32 | 2001-12-03 14:32 | John | 1 | 0 | N | N
BURNDY CORP. | YNA451RT | Y | BURNDY CORP. , YNA451RT |  |  | 25.22 | 2001-12-03 14:32 | John | 1 | 0 | N | N
BURNDY CORP. | YNA451RT | Y | BURNDY CORP. , YNA451RT |  |  | 25.42 | 2001-12-03 14:32 | John | 1 | 0 | N | N
BURNDY CORP. | YNA451RT | Y | BURNDY CORP. , YNA451RT |  |  | 32.42 | 2001-12-03 14:32 | John | 1 | 0 | N | N
BURNDY CORP. | YNA451RT | Y | BURNDY CORP. , YNA451RT |  |  | 33.75 | 2001-12-03 14:32 | John | 1 | 0 | N | N
BURNDY CORP. | YNA451RT | Y | BURNDY CORP. , YNA451RT |  |  | 44.97 | 2001-12-03 14:32 | John | 1 | 0 | N | N
HOMAC | ALCC-954-4N | Y | HOMAC , ALCC-954-4N | JEA TRANSMISSION | CSC Stores | 21.64 | 2001-12-03 14:32 | John | 1 | 0 | N | N
HOMAC | ALCC-954-4N | Y | HOMAC , ALCC-954-4N |  |  | 21.66 | 2001-12-03 14:32 | John | 1 | 0 | N | N
HOMAC | ALCC-954-4N | Y | HOMAC , ALCC-954-4N |  |  | 22.47 | 2001-12-03 14:32 | John | 1 | 0 | N | N
HOMAC | ALCC-954-4N | Y | HOMAC , ALCC-954-4N |  |  | 22.49 | 2001-12-03 14:32 | John | 1 | 0 | N | N
HOMAC | ALCC-954-4N | Y | HOMAC , ALCC-954-4N |  |  | 23.45 | 2001-12-03 14:32 | John | 1 | 0 | N | N
HOMAC | ALCC-954-4N | Y | HOMAC , ALCC-954-4N |  |  | 24.32 | 2001-12-03 14:32 | John | 1 | 0 | N | N
HOMAC | ALCC-954-4N | Y | HOMAC , ALCC-954-4N |  |  | 25.22 | 2001-12-03 14:32 | John | 1 | 0 | N | N
HOMAC | ALCC-954-4N | Y | HOMAC , ALCC-954-4N |  |  | 25.42 | 2001-12-03 14:32 | John | 1 | 0 | N | N
HOMAC | ALCC-954-4N | Y | HOMAC , ALCC-954-4N |  |  | 32.42 | 2001-12-03 14:32 | John | 1 | 0 | N | N
HOMAC | ALCC-954-4N | Y | HOMAC , ALCC-954-4N |  |  | 33.75 | 2001-12-03 14:32 | John | 1 | 0 | N | N
HOMAC | ALCC-954-4N | Y | HOMAC , ALCC-954-4N |  |  | 44.97 | 2001-12-03 14:32 | John | 1 | 0 | N | N
KEARNEY | 40603-10 | Y | KEARNEY , 40603-10 | JEA TRANSMISSION | CSC Stores | 21.64 | 2001-12-03 14:32 | John | 1 | 0 | N | N
KEARNEY | 40603-10 | Y | KEARNEY , 40603-10 |  |  | 21.66 | 2001-12-03 14:32 | John | 1 | 0 | N | N
KEARNEY | 40603-10 | Y | KEARNEY , 40603-10 |  |  | 22.47 | 2001-12-03 14:32 | John | 1 | 0 | N | N
KEARNEY | 40603-10 | Y | KEARNEY , 40603-10 |  |  | 22.49 | 2001-12-03 14:32 | John | 1 | 0 | N | N
KEARNEY | 40603-10 | Y | KEARNEY , 40603-10 |  |  | 23.45 | 2001-12-03 14:32 | John | 1 | 0 | N | N
KEARNEY | 40603-10 | Y | KEARNEY , 40603-10 |  |  | 24.32 | 2001-12-03 14:32 | John | 1 | 0 | N | N
KEARNEY | 40603-10 | Y | KEARNEY , 40603-10 |  |  | 25.22 | 2001-12-03 14:32 | John | 1 | 0 | N | N
KEARNEY | 40603-10 | Y | KEARNEY , 40603-10 |  |  | 25.42 | 2001-12-03 14:32 | John | 1 | 0 | N | N
KEARNEY | 40603-10 | Y | KEARNEY , 40603-10 |  |  | 32.42 | 2001-12-03 14:32 | John | 1 | 0 | N | N
KEARNEY | 40603-10 | Y | KEARNEY , 40603-10 |  |  | 33.75 | 2001-12-03 14:32 | John | 1 | 0 | N | N
KEARNEY | 40603-10 | Y | KEARNEY , 40603-10 |  |  | 44.97 | 2001-12-03 14:32 | John | 1 | 0 | N | N
SEFCOR | AL-1126-4A | Y | SEFCOR , AL-1126-4A | JEA TRANSMISSION | CSC Stores | 21.64 | 2001-12-03 14:32 | John | 1 | 0 | N | N
SEFCOR | AL-1126-4A | Y | SEFCOR , AL-1126-4A |  |  | 21.66 | 2001-12-03 14:32 | John | 1 | 0 | N | N
SEFCOR | AL-1126-4A | Y | SEFCOR , AL-1126-4A |  |  | 22.47 | 2001-12-03 14:32 | John | 1 | 0 | N | N
SEFCOR | AL-1126-4A | Y | SEFCOR , AL-1126-4A |  |  | 22.49 | 2001-12-03 14:32 | John | 1 | 0 | N | N
SEFCOR | AL-1126-4A | Y | SEFCOR , AL-1126-4A |  |  | 23.45 | 2001-12-03 14:32 | John | 1 | 0 | N | N
SEFCOR | AL-1126-4A | Y | SEFCOR , AL-1126-4A |  |  | 24.32 | 2001-12-03 14:32 | John | 1 | 0 | N | N
SEFCOR | AL-1126-4A | Y | SEFCOR , AL-1126-4A |  |  | 25.22 | 2001-12-03 14:32 | John | 1 | 0 | N | N
SEFCOR | AL-1126-4A | Y | SEFCOR , AL-1126-4A |  |  | 25.42 | 2001-12-03 14:32 | John | 1 | 0 | N | N
SEFCOR | AL-1126-4A | Y | SEFCOR , AL-1126-4A |  |  | 32.42 | 2001-12-03 14:32 | John | 1 | 0 | N | N
SEFCOR | AL-1126-4A | Y | SEFCOR , AL-1126-4A |  |  | 33.75 | 2001-12-03 14:32 | John | 1 | 0 | N | N
SEFCOR | AL-1126-4A | Y | SEFCOR , AL-1126-4A |  |  | 44.97 | 2001-12-03 14:32 | John | 1 | 0 | N | N
TRAVIS FOUNDRY - PDU | 16-161C | Y | TRAVIS FOUNDRY - PDU , 16-161C | JEA TRANSMISSION | CSC Stores | 21.64 | 2001-12-03 14:32 | John | 1 | 0 | N | N
TRAVIS FOUNDRY - PDU | 16-161C | Y | TRAVIS FOUNDRY - PDU , 16-161C |  |  | 21.66 | 2001-12-03 14:32 | John | 1 | 0 | N | N
TRAVIS FOUNDRY - PDU | 16-161C | Y | TRAVIS FOUNDRY - PDU , 16-161C |  |  | 22.47 | 2001-12-03 14:32 | John | 1 | 0 | N | N
TRAVIS FOUNDRY - PDU | 16-161C | Y | TRAVIS FOUNDRY - PDU , 16-161C |  |  | 22.49 | 2001-12-03 14:32 | John | 1 | 0 | N | N
TRAVIS FOUNDRY - PDU | 16-161C | Y | TRAVIS FOUNDRY - PDU , 16-161C |  |  | 23.45 | 2001-12-03 14:32 | John | 1 | 0 | N | N
TRAVIS FOUNDRY - PDU | 16-161C | Y | TRAVIS FOUNDRY - PDU , 16-161C |  |  | 24.32 | 2001-12-03 14:32 | John | 1 | 0 | N | N
TRAVIS FOUNDRY - PDU | 16-161C | Y | TRAVIS FOUNDRY - PDU , 16-161C |  |  | 25.22 | 2001-12-03 14:32 | John | 1 | 0 | N | N
TRAVIS FOUNDRY - PDU | 16-161C | Y | TRAVIS FOUNDRY - PDU , 16-161C |  |  | 25.42 | 2001-12-03 14:32 | John | 1 | 0 | N | N
TRAVIS FOUNDRY - PDU | 16-161C | Y | TRAVIS FOUNDRY - PDU , 16-161C |  |  | 32.42 | 2001-12-03 14:32 | John | 1 | 0 | N | N
TRAVIS FOUNDRY - PDU | 16-161C | Y | TRAVIS FOUNDRY - PDU , 16-161C |  |  | 33.75 | 2001-12-03 14:32 | John | 1 | 0 | N | N
TRAVIS FOUNDRY - PDU | 16-161C | Y | TRAVIS FOUNDRY - PDU , 16-161C |  |  | 44.97 | 2001-12-03 14:32 | John | 1 | 0 | N | N
AFL | S5640.162 | Y | AFL , S5640.162 | JEA TRANSMISSION | CSC Stores | 43.66 | 2001-12-03 14:34 | John | 1 | 0 | N | N
AFL | S5640.162 | Y | AFL , S5640.162 |  |  | 44.42 | 2001-12-03 14:34 | John | 1 | 0 | N | N
AFL | S5640.162 | Y | AFL , S5640.162 |  |  | 48.67 | 2001-12-03 14:34 | John | 1 | 0 | N | N
AFL | S5640.162 | Y | AFL , S5640.162 |  |  | 50.03 | 2001-12-03 14:34 | John | 1 | 0 | N | N
AFL | S5640.162 | Y | AFL , S5640.162 |  |  | 51.27 | 2001-12-03 14:34 | John | 1 | 0 | N | N
AFL | S5640.162 | Y | AFL , S5640.162 |  |  | 55.72 | 2001-12-03 14:34 | John | 1 | 0 | N | N
AFL | S5640.162 | Y | AFL , S5640.162 |  |  | 61.73 | 2001-12-03 14:34 | John | 1 | 0 | N | N
AFL | S5640.162 | Y | AFL , S5640.162 |  |  | 68.59 | 2001-12-03 14:34 | John | 1 | 0 | N | N
ALCOA | 5640.162 | Y | ALCOA , 5640.162 | JEA TRANSMISSION | CSC Stores | 43.66 | 2001-12-03 14:34 | John | 1 | 0 | N | N
ALCOA | 5640.162 | Y | ALCOA , 5640.162 |  |  | 44.42 | 2001-12-03 14:34 | John | 1 | 0 | N | N
ALCOA | 5640.162 | Y | ALCOA , 5640.162 |  |  | 48.67 | 2001-12-03 14:34 | John | 1 | 0 | N | N
ALCOA | 5640.162 | Y | ALCOA , 5640.162 |  |  | 50.03 | 2001-12-03 14:34 | John | 1 | 0 | N | N
ALCOA | 5640.162 | Y | ALCOA , 5640.162 |  |  | 51.27 | 2001-12-03 14:34 | John | 1 | 0 | N | N
ALCOA | 5640.162 | Y | ALCOA , 5640.162 |  |  | 55.72 | 2001-12-03 14:34 | John | 1 | 0 | N | N
ALCOA | 5640.162 | Y | ALCOA , 5640.162 |  |  | 61.73 | 2001-12-03 14:34 | John | 1 | 0 | N | N
ALCOA | 5640.162 | Y | ALCOA , 5640.162 |  |  | 68.59 | 2001-12-03 14:34 | John | 1 | 0 | N | N
ANDERSON | ACF-1545-N4 | Y | ANDERSON , ACF-1545-N4 | JEA TRANSMISSION | CSC Stores | 43.66 | 2001-12-03 14:34 | John | 1 | 0 | N | N
ANDERSON | ACF-1545-N4 | Y | ANDERSON , ACF-1545-N4 |  |  | 44.42 | 2001-12-03 14:34 | John | 1 | 0 | N | N
ANDERSON | ACF-1545-N4 | Y | ANDERSON , ACF-1545-N4 |  |  | 48.67 | 2001-12-03 14:34 | John | 1 | 0 | N | N
ANDERSON | ACF-1545-N4 | Y | ANDERSON , ACF-1545-N4 |  |  | 50.03 | 2001-12-03 14:34 | John | 1 | 0 | N | N
ANDERSON | ACF-1545-N4 | Y | ANDERSON , ACF-1545-N4 |  |  | 51.27 | 2001-12-03 14:34 | John | 1 | 0 | N | N
ANDERSON | ACF-1545-N4 | Y | ANDERSON , ACF-1545-N4 |  |  | 55.72 | 2001-12-03 14:34 | John | 1 | 0 | N | N
ANDERSON | ACF-1545-N4 | Y | ANDERSON , ACF-1545-N4 |  |  | 61.73 | 2001-12-03 14:34 | John | 1 | 0 | N | N
ANDERSON | ACF-1545-N4 | Y | ANDERSON , ACF-1545-N4 |  |  | 68.59 | 2001-12-03 14:34 | John | 1 | 0 | N | N
ANDERSON | CCL-1545-D | Y | ANDERSON , CCL-1545-D | JEA TRANSMISSION | CSC Stores | 43.66 | 2001-12-03 14:34 | John | 1 | 0 | N | N
ANDERSON | CCL-1545-D | Y | ANDERSON , CCL-1545-D |  |  | 44.42 | 2001-12-03 14:34 | John | 1 | 0 | N | N
ANDERSON | CCL-1545-D | Y | ANDERSON , CCL-1545-D |  |  | 48.67 | 2001-12-03 14:34 | John | 1 | 0 | N | N
ANDERSON | CCL-1545-D | Y | ANDERSON , CCL-1545-D |  |  | 50.03 | 2001-12-03 14:34 | John | 1 | 0 | N | N
ANDERSON | CCL-1545-D | Y | ANDERSON , CCL-1545-D |  |  | 51.27 | 2001-12-03 14:34 | John | 1 | 0 | N | N
ANDERSON | CCL-1545-D | Y | ANDERSON , CCL-1545-D |  |  | 55.72 | 2001-12-03 14:34 | John | 1 | 0 | N | N
ANDERSON | CCL-1545-D | Y | ANDERSON , CCL-1545-D |  |  | 61.73 | 2001-12-03 14:34 | John | 1 | 0 | N | N
ANDERSON | CCL-1545-D | Y | ANDERSON , CCL-1545-D |  |  | 68.59 | 2001-12-03 14:34 | John | 1 | 0 | N | N
BURNDY CORP. | YNA56RT | Y | BURNDY CORP. , YNA56RT | JEA TRANSMISSION | CSC Stores | 43.66 | 2001-12-03 14:34 | John | 1 | 0 | N | N
BURNDY CORP. | YNA56RT | Y | BURNDY CORP. , YNA56RT |  |  | 44.42 | 2001-12-03 14:34 | John | 1 | 0 | N | N
BURNDY CORP. | YNA56RT | Y | BURNDY CORP. , YNA56RT |  |  | 48.67 | 2001-12-03 14:34 | John | 1 | 0 | N | N
BURNDY CORP. | YNA56RT | Y | BURNDY CORP. , YNA56RT |  |  | 50.03 | 2001-12-03 14:34 | John | 1 | 0 | N | N
BURNDY CORP. | YNA56RT | Y | BURNDY CORP. , YNA56RT |  |  | 51.27 | 2001-12-03 14:34 | John | 1 | 0 | N | N
BURNDY CORP. | YNA56RT | Y | BURNDY CORP. , YNA56RT |  |  | 55.72 | 2001-12-03 14:34 | John | 1 | 0 | N | N
BURNDY CORP. | YNA56RT | Y | BURNDY CORP. , YNA56RT |  |  | 61.73 | 2001-12-03 14:34 | John | 1 | 0 | N | N
BURNDY CORP. | YNA56RT | Y | BURNDY CORP. , YNA56RT |  |  | 68.59 | 2001-12-03 14:34 | John | 1 | 0 | N | N
HOMAC | ALCC-1590-4NN | Y | HOMAC , ALCC-1590-4NN | JEA TRANSMISSION | CSC Stores | 43.66 | 2001-12-03 14:34 | John | 1 | 0 | N | N
HOMAC | ALCC-1590-4NN | Y | HOMAC , ALCC-1590-4NN |  |  | 44.42 | 2001-12-03 14:34 | John | 1 | 0 | N | N
HOMAC | ALCC-1590-4NN | Y | HOMAC , ALCC-1590-4NN |  |  | 48.67 | 2001-12-03 14:34 | John | 1 | 0 | N | N
HOMAC | ALCC-1590-4NN | Y | HOMAC , ALCC-1590-4NN |  |  | 50.03 | 2001-12-03 14:34 | John | 1 | 0 | N | N
HOMAC | ALCC-1590-4NN | Y | HOMAC , ALCC-1590-4NN |  |  | 51.27 | 2001-12-03 14:34 | John | 1 | 0 | N | N
HOMAC | ALCC-1590-4NN | Y | HOMAC , ALCC-1590-4NN |  |  | 55.72 | 2001-12-03 14:34 | John | 1 | 0 | N | N
HOMAC | ALCC-1590-4NN | Y | HOMAC , ALCC-1590-4NN |  |  | 61.73 | 2001-12-03 14:34 | John | 1 | 0 | N | N
HOMAC | ALCC-1590-4NN | Y | HOMAC , ALCC-1590-4NN |  |  | 68.59 | 2001-12-03 14:34 | John | 1 | 0 | N | N
SEFCOR | AL-1548-4A | Y | SEFCOR , AL-1548-4A | JEA TRANSMISSION | CSC Stores | 43.66 | 2001-12-03 14:34 | John | 1 | 0 | N | N
SEFCOR | AL-1548-4A | Y | SEFCOR , AL-1548-4A |  |  | 44.42 | 2001-12-03 14:34 | John | 1 | 0 | N | N
SEFCOR | AL-1548-4A | Y | SEFCOR , AL-1548-4A |  |  | 48.67 | 2001-12-03 14:34 | John | 1 | 0 | N | N
SEFCOR | AL-1548-4A | Y | SEFCOR , AL-1548-4A |  |  | 50.03 | 2001-12-03 14:34 | John | 1 | 0 | N | N
SEFCOR | AL-1548-4A | Y | SEFCOR , AL-1548-4A |  |  | 51.27 | 2001-12-03 14:34 | John | 1 | 0 | N | N
SEFCOR | AL-1548-4A | Y | SEFCOR , AL-1548-4A |  |  | 55.72 | 2001-12-03 14:34 | John | 1 | 0 | N | N
SEFCOR | AL-1548-4A | Y | SEFCOR , AL-1548-4A |  |  | 61.73 | 2001-12-03 14:34 | John | 1 | 0 | N | N
SEFCOR | AL-1548-4A | Y | SEFCOR , AL-1548-4A |  |  | 68.59 | 2001-12-03 14:34 | John | 1 | 0 | N | N
TRAVIS FOUNDRY - PDU | 16-169D | Y | TRAVIS FOUNDRY - PDU , 16-169D | JEA TRANSMISSION | CSC Stores | 43.66 | 2001-12-03 14:34 | John | 1 | 0 | N | N
TRAVIS FOUNDRY - PDU | 16-169D | Y | TRAVIS FOUNDRY - PDU , 16-169D |  |  | 44.42 | 2001-12-03 14:34 | John | 1 | 0 | N | N
TRAVIS FOUNDRY - PDU | 16-169D | Y | TRAVIS FOUNDRY - PDU , 16-169D |  |  | 48.67 | 2001-12-03 14:34 | John | 1 | 0 | N | N
TRAVIS FOUNDRY - PDU | 16-169D | Y | TRAVIS FOUNDRY - PDU , 16-169D |  |  | 50.03 | 2001-12-03 14:34 | John | 1 | 0 | N | N
TRAVIS FOUNDRY - PDU | 16-169D | Y | TRAVIS FOUNDRY - PDU , 16-169D |  |  | 51.27 | 2001-12-03 14:34 | John | 1 | 0 | N | N
TRAVIS FOUNDRY - PDU | 16-169D | Y | TRAVIS FOUNDRY - PDU , 16-169D |  |  | 55.72 | 2001-12-03 14:34 | John | 1 | 0 | N | N
TRAVIS FOUNDRY - PDU | 16-169D | Y | TRAVIS FOUNDRY - PDU , 16-169D |  |  | 61.73 | 2001-12-03 14:34 | John | 1 | 0 | N | N
TRAVIS FOUNDRY - PDU | 16-169D | Y | TRAVIS FOUNDRY - PDU , 16-169D |  |  | 68.59 | 2001-12-03 14:34 | John | 1 | 0 | N | N
AFL | S5644.188 | Y | AFL , S5644.188 | JEA TRANSMISSION | CSC Stores | 85.42 | 2008-01-24 11:39 | John | 1 | 0 | N | N
AFL | S5644.188 | Y | AFL , S5644.188 |  |  | 88.87 | 2008-01-24 11:39 | John | 1 | 0 | N | N
AFL | S5644.188 | Y | AFL , S5644.188 |  |  | 93.42 | 2008-01-24 11:39 | John | 1 | 0 | N | N
ALCOA | TS20 | Y | ALCOA , TS20 | JEA TRANSMISSION | CSC Stores | 85.42 | 2008-01-24 11:39 | John | 1 | 0 | N | N
ALCOA | TS20 | Y | ALCOA , TS20 |  |  | 88.87 | 2008-01-24 11:39 | John | 1 | 0 | N | N
ALCOA | TS20 | Y | ALCOA , TS20 |  |  | 93.42 | 2008-01-24 11:39 | John | 1 | 0 | N | N
ANDERSON | ACF-1824-N4 | Y | ANDERSON , ACF-1824-N4 | JEA TRANSMISSION | CSC Stores | 85.42 | 2008-01-24 11:39 | John | 1 | 0 | N | N
ANDERSON | ACF-1824-N4 | Y | ANDERSON , ACF-1824-N4 |  |  | 88.87 | 2008-01-24 11:39 | John | 1 | 0 | N | N
ANDERSON | ACF-1824-N4 | Y | ANDERSON , ACF-1824-N4 |  |  | 93.42 | 2008-01-24 11:39 | John | 1 | 0 | N | N
HOMAC | ALCC-2500-4NN | Y | HOMAC , ALCC-2500-4NN | JEA TRANSMISSION | CSC Stores | 85.42 | 2008-01-24 11:39 | John | 1 | 0 | N | N
HOMAC | ALCC-2500-4NN | Y | HOMAC , ALCC-2500-4NN |  |  | 88.87 | 2008-01-24 11:39 | John | 1 | 0 | N | N
HOMAC | ALCC-2500-4NN | Y | HOMAC , ALCC-2500-4NN |  |  | 93.42 | 2008-01-24 11:39 | John | 1 | 0 | N | N
SEFCOR | AL-1824-4B | Y | SEFCOR , AL-1824-4B | JEA TRANSMISSION | CSC Stores | 85.42 | 2008-01-24 11:39 | John | 1 | 0 | N | N
SEFCOR | AL-1824-4B | Y | SEFCOR , AL-1824-4B |  |  | 88.87 | 2008-01-24 11:39 | John | 1 | 0 | N | N
SEFCOR | AL-1824-4B | Y | SEFCOR , AL-1824-4B |  |  | 93.42 | 2008-01-24 11:39 | John | 1 | 0 | N | N
TRAVIS FOUNDRY - PDU | 16-172D | Y | TRAVIS FOUNDRY - PDU , 16-172D | JEA TRANSMISSION | CSC Stores | 85.42 | 2008-01-24 11:39 | John | 1 | 0 | N | N
TRAVIS FOUNDRY - PDU | 16-172D | Y | TRAVIS FOUNDRY - PDU , 16-172D |  |  | 88.87 | 2008-01-24 11:39 | John | 1 | 0 | N | N
TRAVIS FOUNDRY - PDU | 16-172D | Y | TRAVIS FOUNDRY - PDU , 16-172D |  |  | 93.42 | 2008-01-24 11:39 | John | 1 | 0 | N | N
AFL | PSG131-3-SN | Y | AFL , PSG131-3-SN | JEA SUBSTATION | CSC Stores | 45.55 | 2005-07-27 10:55 | John | 1 | 0 | N | N
AFL | PSG131-3-SN | Y | AFL , PSG131-3-SN |  |  | 92.65 | 2005-07-27 10:55 | John | 1 | 0 | N | N
AFL | PSG131-3-SN | Y | AFL , PSG131-3-SN |  |  | 103.9 | 2005-07-27 10:55 | John | 1 | 0 | N | N
ANDERSON | ICA-100-3-TP | Y | ANDERSON , ICA-100-3-TP | JEA SUBSTATION | CSC Stores | 45.55 | 2005-07-27 10:55 | John | 1 | 0 | N | N
ANDERSON | ICA-100-3-TP | Y | ANDERSON , ICA-100-3-TP |  |  | 92.65 | 2005-07-27 10:55 | John | 1 | 0 | N | N
ANDERSON | ICA-100-3-TP | Y | ANDERSON , ICA-100-3-TP |  |  | 103.9 | 2005-07-27 10:55 | John | 1 | 0 | N | N
DOSSERT | PSG-131-3-SN | Y | DOSSERT , PSG-131-3-SN | JEA SUBSTATION | CSC Stores | 45.55 | 2005-07-27 10:55 | John | 1 | 0 | N | N
DOSSERT | PSG-131-3-SN | Y | DOSSERT , PSG-131-3-SN |  |  | 92.65 | 2005-07-27 10:55 | John | 1 | 0 | N | N
DOSSERT | PSG-131-3-SN | Y | DOSSERT , PSG-131-3-SN |  |  | 103.9 | 2005-07-27 10:55 | John | 1 | 0 | N | N
HOMAC | KSBD-100-3-R | Y | HOMAC , KSBD-100-3-R | JEA SUBSTATION | CSC Stores | 45.55 | 2005-07-27 10:55 | John | 1 | 0 | N | N
HOMAC | KSBD-100-3-R | Y | HOMAC , KSBD-100-3-R |  |  | 92.65 | 2005-07-27 10:55 | John | 1 | 0 | N | N
HOMAC | KSBD-100-3-R | Y | HOMAC , KSBD-100-3-R |  |  | 103.9 | 2005-07-27 10:55 | John | 1 | 0 | N | N
PLP | TBD PER CABLE REQS | Y | PLP , TBD PER CABLE REQS | JEA SUBSTATION | CSC Stores | 45.55 | 2005-07-27 10:55 | John | 1 | 0 | N | N
PLP | TBD PER CABLE REQS | Y | PLP , TBD PER CABLE REQS |  |  | 92.65 | 2005-07-27 10:55 | John | 1 | 0 | N | N
PLP | TBD PER CABLE REQS | Y | PLP , TBD PER CABLE REQS |  |  | 103.9 | 2005-07-27 10:55 | John | 1 | 0 | N | N
SEFCOR | ACRI-34-3-SND | Y | SEFCOR , ACRI-34-3-SND | JEA SUBSTATION | CSC Stores | 45.55 | 2005-07-27 10:55 | John | 1 | 0 | N | N
SEFCOR | ACRI-34-3-SND | Y | SEFCOR , ACRI-34-3-SND |  |  | 92.65 | 2005-07-27 10:55 | John | 1 | 0 | N | N
SEFCOR | ACRI-34-3-SND | Y | SEFCOR , ACRI-34-3-SND |  |  | 103.9 | 2005-07-27 10:55 | John | 1 | 0 | N | N
TRAVIS FOUNDRY - PDU | 19-389-TPA | Y | TRAVIS FOUNDRY - PDU , 19-389-TPA | JEA SUBSTATION | CSC Stores | 45.55 | 2005-07-27 10:55 | John | 1 | 0 | N | N
TRAVIS FOUNDRY - PDU | 19-389-TPA | Y | TRAVIS FOUNDRY - PDU , 19-389-TPA |  |  | 92.65 | 2005-07-27 10:55 | John | 1 | 0 | N | N
TRAVIS FOUNDRY - PDU | 19-389-TPA | Y | TRAVIS FOUNDRY - PDU , 19-389-TPA |  |  | 103.9 | 2005-07-27 10:55 | John | 1 | 0 | N | N
AFL | C2SP50-3-SN | Y | AFL , C2SP50-3-SN | JEA SUBSTATION | CSC Stores | 77 | 2007-11-09 10:12 | John | 1 | 0 | N | N
AFL | C2SP50-3-SN | Y | AFL , C2SP50-3-SN |  |  | 100.74 | 2007-11-09 10:12 | John | 1 | 0 | N | N
AFL | C2SP50-3-SN | Y | AFL , C2SP50-3-SN |  |  | 109.37 | 2007-11-09 10:12 | John | 1 | 0 | N | N
AFL | C2SP50-3-SN | Y | AFL , C2SP50-3-SN |  |  | 112.24 | 2007-11-09 10:12 | John | 1 | 0 | N | N
AFL | C2SP50-3-SN | Y | AFL , C2SP50-3-SN |  |  | 112.25 | 2007-11-09 10:12 | John | 1 | 0 | N | N
AFL | C2SP50-3-SN | Y | AFL , C2SP50-3-SN |  |  | 118.21 | 2007-11-09 10:12 | John | 1 | 0 | N | N
ANDERSON | CDSB-50-3-TP | Y | ANDERSON , CDSB-50-3-TP | JEA SUBSTATION | CSC Stores | 77 | 2007-11-09 10:12 | John | 1 | 0 | N | N
ANDERSON | CDSB-50-3-TP | Y | ANDERSON , CDSB-50-3-TP |  |  | 100.74 | 2007-11-09 10:12 | John | 1 | 0 | N | N
ANDERSON | CDSB-50-3-TP | Y | ANDERSON , CDSB-50-3-TP |  |  | 109.37 | 2007-11-09 10:12 | John | 1 | 0 | N | N
ANDERSON | CDSB-50-3-TP | Y | ANDERSON , CDSB-50-3-TP |  |  | 112.24 | 2007-11-09 10:12 | John | 1 | 0 | N | N
ANDERSON | CDSB-50-3-TP | Y | ANDERSON , CDSB-50-3-TP |  |  | 112.25 | 2007-11-09 10:12 | John | 1 | 0 | N | N
ANDERSON | CDSB-50-3-TP | Y | ANDERSON , CDSB-50-3-TP |  |  | 118.21 | 2007-11-09 10:12 | John | 1 | 0 | N | N
DOSSERT | C2SP 50-3-SN | Y | DOSSERT , C2SP 50-3-SN | JEA SUBSTATION | CSC Stores | 77 | 2007-11-09 10:12 | John | 1 | 0 | N | N
DOSSERT | C2SP 50-3-SN | Y | DOSSERT , C2SP 50-3-SN |  |  | 100.74 | 2007-11-09 10:12 | John | 1 | 0 | N | N
DOSSERT | C2SP 50-3-SN | Y | DOSSERT , C2SP 50-3-SN |  |  | 109.37 | 2007-11-09 10:12 | John | 1 | 0 | N | N
DOSSERT | C2SP 50-3-SN | Y | DOSSERT , C2SP 50-3-SN |  |  | 112.24 | 2007-11-09 10:12 | John | 1 | 0 | N | N
DOSSERT | C2SP 50-3-SN | Y | DOSSERT , C2SP 50-3-SN |  |  | 112.25 | 2007-11-09 10:12 | John | 1 | 0 | N | N
DOSSERT | C2SP 50-3-SN | Y | DOSSERT , C2SP 50-3-SN |  |  | 118.21 | 2007-11-09 10:12 | John | 1 | 0 | N | N
HOMAC | KSBP-50-3R | Y | HOMAC , KSBP-50-3R | JEA SUBSTATION | CSC Stores | 77 | 2007-11-09 10:12 | John | 1 | 0 | N | N
HOMAC | KSBP-50-3R | Y | HOMAC , KSBP-50-3R |  |  | 100.74 | 2007-11-09 10:12 | John | 1 | 0 | N | N
HOMAC | KSBP-50-3R | Y | HOMAC , KSBP-50-3R |  |  | 109.37 | 2007-11-09 10:12 | John | 1 | 0 | N | N
HOMAC | KSBP-50-3R | Y | HOMAC , KSBP-50-3R |  |  | 112.24 | 2007-11-09 10:12 | John | 1 | 0 | N | N
HOMAC | KSBP-50-3R | Y | HOMAC , KSBP-50-3R |  |  | 112.25 | 2007-11-09 10:12 | John | 1 | 0 | N | N
HOMAC | KSBP-50-3R | Y | HOMAC , KSBP-50-3R |  |  | 118.21 | 2007-11-09 10:12 | John | 1 | 0 | N | N
PLP | SH2G21-3-E | Y | PLP , SH2G21-3-E | JEA SUBSTATION | CSC Stores | 77 | 2007-11-09 10:12 | John | 1 | 0 | N | N
PLP | SH2G21-3-E | Y | PLP , SH2G21-3-E |  |  | 100.74 | 2007-11-09 10:12 | John | 1 | 0 | N | N
PLP | SH2G21-3-E | Y | PLP , SH2G21-3-E |  |  | 109.37 | 2007-11-09 10:12 | John | 1 | 0 | N | N
PLP | SH2G21-3-E | Y | PLP , SH2G21-3-E |  |  | 112.24 | 2007-11-09 10:12 | John | 1 | 0 | N | N
PLP | SH2G21-3-E | Y | PLP , SH2G21-3-E |  |  | 112.25 | 2007-11-09 10:12 | John | 1 | 0 | N | N
PLP | SH2G21-3-E | Y | PLP , SH2G21-3-E |  |  | 118.21 | 2007-11-09 10:12 | John | 1 | 0 | N | N
SEFCOR | SCR12-20-3-SND | Y | SEFCOR , SCR12-20-3-SND | JEA SUBSTATION | CSC Stores | 77 | 2007-11-09 10:12 | John | 1 | 0 | N | N
SEFCOR | SCR12-20-3-SND | Y | SEFCOR , SCR12-20-3-SND |  |  | 100.74 | 2007-11-09 10:12 | John | 1 | 0 | N | N
SEFCOR | SCR12-20-3-SND | Y | SEFCOR , SCR12-20-3-SND |  |  | 109.37 | 2007-11-09 10:12 | John | 1 | 0 | N | N
SEFCOR | SCR12-20-3-SND | Y | SEFCOR , SCR12-20-3-SND |  |  | 112.24 | 2007-11-09 10:12 | John | 1 | 0 | N | N
SEFCOR | SCR12-20-3-SND | Y | SEFCOR , SCR12-20-3-SND |  |  | 112.25 | 2007-11-09 10:12 | John | 1 | 0 | N | N
SEFCOR | SCR12-20-3-SND | Y | SEFCOR , SCR12-20-3-SND |  |  | 118.21 | 2007-11-09 10:12 | John | 1 | 0 | N | N
TRAVIS FOUNDRY - PDU | 19-387-2COND-TPA | Y | TRAVIS FOUNDRY - PDU , 19-387-2COND-TPA | JEA SUBSTATION | CSC Stores | 77 | 2007-11-09 10:12 | John | 1 | 0 | N | N
TRAVIS FOUNDRY - PDU | 19-387-2COND-TPA | Y | TRAVIS FOUNDRY - PDU , 19-387-2COND-TPA |  |  | 100.74 | 2007-11-09 10:12 | John | 1 | 0 | N | N
TRAVIS FOUNDRY - PDU | 19-387-2COND-TPA | Y | TRAVIS FOUNDRY - PDU , 19-387-2COND-TPA |  |  | 109.37 | 2007-11-09 10:12 | John | 1 | 0 | N | N
TRAVIS FOUNDRY - PDU | 19-387-2COND-TPA | Y | TRAVIS FOUNDRY - PDU , 19-387-2COND-TPA |  |  | 112.24 | 2007-11-09 10:12 | John | 1 | 0 | N | N
TRAVIS FOUNDRY - PDU | 19-387-2COND-TPA | Y | TRAVIS FOUNDRY - PDU , 19-387-2COND-TPA |  |  | 112.25 | 2007-11-09 10:12 | John | 1 | 0 | N | N
TRAVIS FOUNDRY - PDU | 19-387-2COND-TPA | Y | TRAVIS FOUNDRY - PDU , 19-387-2COND-TPA |  |  | 118.21 | 2007-11-09 10:12 | John | 1 | 0 | N | N
AFL | PSG199-5 | Y | AFL , PSG199-5 | JEA SUBSTATION | CSC Stores | 51.13 | 1992-04-28 | John | 1 | 0 | N | N
AFL | PSG199-5 | Y | AFL , PSG199-5 |  |  | 169.9 | 1992-04-28 | John | 1 | 0 | N | N
ANDERSON | CSSB-200-5 | Y | ANDERSON , CSSB-200-5 | JEA SUBSTATION | CSC Stores | 51.13 | 1992-04-28 | John | 1 | 0 | N | N
ANDERSON | CSSB-200-5 | Y | ANDERSON , CSSB-200-5 |  |  | 169.9 | 1992-04-28 | John | 1 | 0 | N | N
HOMAC | KSBD-175-5 | Y | HOMAC , KSBD-175-5 | JEA SUBSTATION | CSC Stores | 51.13 | 1992-04-28 | John | 1 | 0 | N | N
HOMAC | KSBD-175-5 | Y | HOMAC , KSBD-175-5 |  |  | 169.9 | 1992-04-28 | John | 1 | 0 | N | N
PLP | TBD PER CABLE REQS | Y | PLP , TBD PER CABLE REQS | JEA SUBSTATION | CSC Stores | 51.13 | 1992-04-28 | John | 1 | 0 | N | N
PLP | TBD PER CABLE REQS | Y | PLP , TBD PER CABLE REQS |  |  | 169.9 | 1992-04-28 | John | 1 | 0 | N | N
SEFCOR | SCRI-48-5 | Y | SEFCOR , SCRI-48-5 | JEA SUBSTATION | CSC Stores | 51.13 | 1992-04-28 | John | 1 | 0 | N | N
SEFCOR | SCRI-48-5 | Y | SEFCOR , SCRI-48-5 |  |  | 169.9 | 1992-04-28 | John | 1 | 0 | N | N
AFL | CP400-AA | Y | AFL , CP400-AA | JEA SUBSTATION | CSC Stores | 58.78 | 1992-03-09 | John | 1 | 0 | N | N
AFL | CP400-AA | Y | AFL , CP400-AA |  |  | 157.59 | 1992-03-09 | John | 1 | 0 | N | N
ANDERSON | ASTT-4040 | Y | ANDERSON , ASTT-4040 | JEA SUBSTATION | CSC Stores | 58.78 | 1992-03-09 | John | 1 | 0 | N | N
ANDERSON | ASTT-4040 | Y | ANDERSON , ASTT-4040 |  |  | 157.59 | 1992-03-09 | John | 1 | 0 | N | N
HOMAC | ABC-P | Y | HOMAC , ABC-P | JEA SUBSTATION | CSC Stores | 58.78 | 1992-03-09 | John | 1 | 0 | N | N
HOMAC | ABC-P | Y | HOMAC , ABC-P |  |  | 157.59 | 1992-03-09 | John | 1 | 0 | N | N
PLP | HE45A45A | Y | PLP , HE45A45A | JEA SUBSTATION | CSC Stores | 58.78 | 1992-03-09 | John | 1 | 0 | N | N
PLP | HE45A45A | Y | PLP , HE45A45A |  |  | 157.59 | 1992-03-09 | John | 1 | 0 | N | N
SEFCOR | ASCT-6464 | Y | SEFCOR , ASCT-6464 | JEA SUBSTATION | CSC Stores | 58.78 | 1992-03-09 | John | 1 | 0 | N | N
SEFCOR | ASCT-6464 | Y | SEFCOR , ASCT-6464 |  |  | 157.59 | 1992-03-09 | John | 1 | 0 | N | N
TRAVIS FOUNDRY - PDU | 13-209 | Y | TRAVIS FOUNDRY - PDU , 13-209 | JEA SUBSTATION | CSC Stores | 58.78 | 1992-03-09 | John | 1 | 0 | N | N
TRAVIS FOUNDRY - PDU | 13-209 | Y | TRAVIS FOUNDRY - PDU , 13-209 |  |  | 157.59 | 1992-03-09 | John | 1 | 0 | N | N
SEFCOR | ADP90L-4B-75-CU-SND | Y | SEFCOR , ADP90L-4B-75-CU-SND | JEA SUBSTATION | CSC Stores | 163.65 | 1995-03-29 | Anjanece | 1 | 0 | N | N
TRAVIS FOUNDRY - PDU | BR-4X4X90(3/4" THICK)-TPA | Y | TRAVIS FOUNDRY - PDU , BR-4X4X90(3/4" THICK)-TPA | JEA SUBSTATION | CSC Stores | 163.65 | 1995-03-29 | Anjanece | 1 | 0 | N | N
ANDERSON | AC 506-82 | Y | ANDERSON , AC 506-82 | JEA OVERHEAD DISTRIBUTION | CSC Stores | 0.3 | 2001-12-03 14:35 | Anjanece | 25 | 0 | N | N
ANDERSON | AC 506-82 | Y | ANDERSON , AC 506-82 |  |  | 0.31 | 2001-12-03 14:35 | Anjanece | 25 | 0 | N | N
ANDERSON | AC 506-82 | Y | ANDERSON , AC 506-82 |  |  | 0.33 | 2001-12-03 14:35 | Anjanece | 25 | 0 | N | N
ANDERSON | AC 506-82 | Y | ANDERSON , AC 506-82 |  |  | 0.35 | 2001-12-03 14:35 | Anjanece | 25 | 0 | N | N
ANDERSON | AC 506-82 | Y | ANDERSON , AC 506-82 |  |  | 0.37 | 2001-12-03 14:35 | Anjanece | 25 | 0 | N | N
ANDERSON | AC 506-82 | Y | ANDERSON , AC 506-82 |  |  | 0.38 | 2001-12-03 14:35 | Anjanece | 25 | 0 | N | N
ANDERSON | AC 506-82 | Y | ANDERSON , AC 506-82 |  |  | 0.39 | 2001-12-03 14:35 | Anjanece | 25 | 0 | N | N
ANDERSON | AC 506-82 | Y | ANDERSON , AC 506-82 |  |  | 0.4 | 2001-12-03 14:35 | Anjanece | 25 | 0 | N | N
ANDERSON | AC 506-82 | Y | ANDERSON , AC 506-82 |  |  | 0.42 | 2001-12-03 14:35 | Anjanece | 25 | 0 | N | N
ANDERSON | AC 506-82 | Y | ANDERSON , AC 506-82 |  |  | 0.54 | 2001-12-03 14:35 | Anjanece | 25 | 0 | N | N
ANDERSON | AC 506-82 | Y | ANDERSON , AC 506-82 |  |  | 0.55 | 2001-12-03 14:35 | Anjanece | 25 | 0 | N | N
ANDERSON | AC 506-82 | Y | ANDERSON , AC 506-82 |  |  | 0.58 | 2001-12-03 14:35 | Anjanece | 25 | 0 | N | N
ANDERSON | AC 506-82 | Y | ANDERSON , AC 506-82 |  |  | 0.62 | 2001-12-03 14:35 | Anjanece | 25 | 0 | N | N
ANDERSON | AC 506-82 | Y | ANDERSON , AC 506-82 |  |  | 0.64 | 2001-12-03 14:35 | Anjanece | 25 | 0 | N | N
ANDERSON | AC 506-82 | Y | ANDERSON , AC 506-82 |  |  | 0.68 | 2001-12-03 14:35 | Anjanece | 25 | 0 | N | N
ANDERSON | AC 506-82 | Y | ANDERSON , AC 506-82 |  | Storm Stores | 0 | 2018-04-16 10:14 | Anjanece | 25 | 0 | N | N
ANDERSON | AC 506-82 | Y | ANDERSON , AC 506-82 |  |  | 0.35 | 2018-04-16 10:14 | Anjanece | 25 | 0 | N | N
ANDERSON | AC 506-82 | Y | ANDERSON , AC 506-82 |  |  | 0.37 | 2018-04-16 10:14 | Anjanece | 25 | 0 | N | N
ANDERSON | AC 506-82 | Y | ANDERSON , AC 506-82 |  |  | 0.39 | 2018-04-16 10:14 | Anjanece | 25 | 0 | N | N
ANDERSON | AC 506-82 | Y | ANDERSON , AC 506-82 |  |  | 0.44 | 2018-04-16 10:14 | Anjanece | 25 | 0 | N | N
ANDERSON | AC 506-82 | Y | ANDERSON , AC 506-82 |  |  | 0.52 | 2018-04-16 10:14 | Anjanece | 25 | 0 | N | N
BURNDY CORP. | YHO1 | Y | BURNDY CORP. , YHO1 | JEA OVERHEAD DISTRIBUTION | CSC Stores | 0.3 | 2001-12-03 14:35 | Anjanece | 25 | 0 | N | N
BURNDY CORP. | YHO1 | Y | BURNDY CORP. , YHO1 |  |  | 0.31 | 2001-12-03 14:35 | Anjanece | 25 | 0 | N | N
BURNDY CORP. | YHO1 | Y | BURNDY CORP. , YHO1 |  |  | 0.33 | 2001-12-03 14:35 | Anjanece | 25 | 0 | N | N
BURNDY CORP. | YHO1 | Y | BURNDY CORP. , YHO1 |  |  | 0.35 | 2001-12-03 14:35 | Anjanece | 25 | 0 | N | N
BURNDY CORP. | YHO1 | Y | BURNDY CORP. , YHO1 |  |  | 0.37 | 2001-12-03 14:35 | Anjanece | 25 | 0 | N | N
BURNDY CORP. | YHO1 | Y | BURNDY CORP. , YHO1 |  |  | 0.38 | 2001-12-03 14:35 | Anjanece | 25 | 0 | N | N
BURNDY CORP. | YHO1 | Y | BURNDY CORP. , YHO1 |  |  | 0.39 | 2001-12-03 14:35 | Anjanece | 25 | 0 | N | N
BURNDY CORP. | YHO1 | Y | BURNDY CORP. , YHO1 |  |  | 0.4 | 2001-12-03 14:35 | Anjanece | 25 | 0 | N | N
BURNDY CORP. | YHO1 | Y | BURNDY CORP. , YHO1 |  |  | 0.42 | 2001-12-03 14:35 | Anjanece | 25 | 0 | N | N
BURNDY CORP. | YHO1 | Y | BURNDY CORP. , YHO1 |  |  | 0.54 | 2001-12-03 14:35 | Anjanece | 25 | 0 | N | N
BURNDY CORP. | YHO1 | Y | BURNDY CORP. , YHO1 |  |  | 0.55 | 2001-12-03 14:35 | Anjanece | 25 | 0 | N | N
BURNDY CORP. | YHO1 | Y | BURNDY CORP. , YHO1 |  |  | 0.58 | 2001-12-03 14:35 | Anjanece | 25 | 0 | N | N
BURNDY CORP. | YHO1 | Y | BURNDY CORP. , YHO1 |  |  | 0.62 | 2001-12-03 14:35 | Anjanece | 25 | 0 | N | N
BURNDY CORP. | YHO1 | Y | BURNDY CORP. , YHO1 |  |  | 0.64 | 2001-12-03 14:35 | Anjanece | 25 | 0 | N | N
BURNDY CORP. | YHO1 | Y | BURNDY CORP. , YHO1 |  |  | 0.68 | 2001-12-03 14:35 | Anjanece | 25 | 0 | N | N
BURNDY CORP. | YHO1 | Y | BURNDY CORP. , YHO1 |  | Storm Stores | 0 | 2018-04-16 10:14 | Anjanece | 25 | 0 | N | N
BURNDY CORP. | YHO1 | Y | BURNDY CORP. , YHO1 |  |  | 0.35 | 2018-04-16 10:14 | Anjanece | 25 | 0 | N | N
BURNDY CORP. | YHO1 | Y | BURNDY CORP. , YHO1 |  |  | 0.37 | 2018-04-16 10:14 | Anjanece | 25 | 0 | N | N
BURNDY CORP. | YHO1 | Y | BURNDY CORP. , YHO1 |  |  | 0.39 | 2018-04-16 10:14 | Anjanece | 25 | 0 | N | N
BURNDY CORP. | YHO1 | Y | BURNDY CORP. , YHO1 |  |  | 0.44 | 2018-04-16 10:14 | Anjanece | 25 | 0 | N | N
BURNDY CORP. | YHO1 | Y | BURNDY CORP. , YHO1 |  |  | 0.52 | 2018-04-16 10:14 | Anjanece | 25 | 0 | N | N
HOMAC | OB44 | Y | HOMAC , OB44 | JEA OVERHEAD DISTRIBUTION | CSC Stores | 0.3 | 2001-12-03 14:35 | Anjanece | 25 | 0 | N | N
HOMAC | OB44 | Y | HOMAC , OB44 |  |  | 0.31 | 2001-12-03 14:35 | Anjanece | 25 | 0 | N | N
HOMAC | OB44 | Y | HOMAC , OB44 |  |  | 0.33 | 2001-12-03 14:35 | Anjanece | 25 | 0 | N | N
HOMAC | OB44 | Y | HOMAC , OB44 |  |  | 0.35 | 2001-12-03 14:35 | Anjanece | 25 | 0 | N | N
HOMAC | OB44 | Y | HOMAC , OB44 |  |  | 0.37 | 2001-12-03 14:35 | Anjanece | 25 | 0 | N | N
HOMAC | OB44 | Y | HOMAC , OB44 |  |  | 0.38 | 2001-12-03 14:35 | Anjanece | 25 | 0 | N | N
HOMAC | OB44 | Y | HOMAC , OB44 |  |  | 0.39 | 2001-12-03 14:35 | Anjanece | 25 | 0 | N | N
HOMAC | OB44 | Y | HOMAC , OB44 |  |  | 0.4 | 2001-12-03 14:35 | Anjanece | 25 | 0 | N | N
HOMAC | OB44 | Y | HOMAC , OB44 |  |  | 0.42 | 2001-12-03 14:35 | Anjanece | 25 | 0 | N | N
HOMAC | OB44 | Y | HOMAC , OB44 |  |  | 0.54 | 2001-12-03 14:35 | Anjanece | 25 | 0 | N | N
HOMAC | OB44 | Y | HOMAC , OB44 |  |  | 0.55 | 2001-12-03 14:35 | Anjanece | 25 | 0 | N | N
HOMAC | OB44 | Y | HOMAC , OB44 |  |  | 0.58 | 2001-12-03 14:35 | Anjanece | 25 | 0 | N | N
HOMAC | OB44 | Y | HOMAC , OB44 |  |  | 0.62 | 2001-12-03 14:35 | Anjanece | 25 | 0 | N | N
HOMAC | OB44 | Y | HOMAC , OB44 |  |  | 0.64 | 2001-12-03 14:35 | Anjanece | 25 | 0 | N | N
HOMAC | OB44 | Y | HOMAC , OB44 |  |  | 0.68 | 2001-12-03 14:35 | Anjanece | 25 | 0 | N | N
HOMAC | OB44 | Y | HOMAC , OB44 |  | Storm Stores | 0 | 2018-04-16 10:14 | Anjanece | 25 | 0 | N | N
HOMAC | OB44 | Y | HOMAC , OB44 |  |  | 0.35 | 2018-04-16 10:14 | Anjanece | 25 | 0 | N | N
HOMAC | OB44 | Y | HOMAC , OB44 |  |  | 0.37 | 2018-04-16 10:14 | Anjanece | 25 | 0 | N | N
HOMAC | OB44 | Y | HOMAC , OB44 |  |  | 0.39 | 2018-04-16 10:14 | Anjanece | 25 | 0 | N | N
HOMAC | OB44 | Y | HOMAC , OB44 |  |  | 0.44 | 2018-04-16 10:14 | Anjanece | 25 | 0 | N | N
HOMAC | OB44 | Y | HOMAC , OB44 |  |  | 0.52 | 2018-04-16 10:14 | Anjanece | 25 | 0 | N | N
ITT BLACKBURN | WR159 | Y | ITT BLACKBURN , WR159 | JEA OVERHEAD DISTRIBUTION | CSC Stores | 0.3 | 2001-12-03 14:35 | Anjanece | 25 | 0 | N | N
ITT BLACKBURN | WR159 | Y | ITT BLACKBURN , WR159 |  |  | 0.31 | 2001-12-03 14:35 | Anjanece | 25 | 0 | N | N
ITT BLACKBURN | WR159 | Y | ITT BLACKBURN , WR159 |  |  | 0.33 | 2001-12-03 14:35 | Anjanece | 25 | 0 | N | N
ITT BLACKBURN | WR159 | Y | ITT BLACKBURN , WR159 |  |  | 0.35 | 2001-12-03 14:35 | Anjanece | 25 | 0 | N | N
ITT BLACKBURN | WR159 | Y | ITT BLACKBURN , WR159 |  |  | 0.37 | 2001-12-03 14:35 | Anjanece | 25 | 0 | N | N
ITT BLACKBURN | WR159 | Y | ITT BLACKBURN , WR159 |  |  | 0.38 | 2001-12-03 14:35 | Anjanece | 25 | 0 | N | N
ITT BLACKBURN | WR159 | Y | ITT BLACKBURN , WR159 |  |  | 0.39 | 2001-12-03 14:35 | Anjanece | 25 | 0 | N | N
ITT BLACKBURN | WR159 | Y | ITT BLACKBURN , WR159 |  |  | 0.4 | 2001-12-03 14:35 | Anjanece | 25 | 0 | N | N
ITT BLACKBURN | WR159 | Y | ITT BLACKBURN , WR159 |  |  | 0.42 | 2001-12-03 14:35 | Anjanece | 25 | 0 | N | N
ITT BLACKBURN | WR159 | Y | ITT BLACKBURN , WR159 |  |  | 0.54 | 2001-12-03 14:35 | Anjanece | 25 | 0 | N | N
ITT BLACKBURN | WR159 | Y | ITT BLACKBURN , WR159 |  |  | 0.55 | 2001-12-03 14:35 | Anjanece | 25 | 0 | N | N
ITT BLACKBURN | WR159 | Y | ITT BLACKBURN , WR159 |  |  | 0.58 | 2001-12-03 14:35 | Anjanece | 25 | 0 | N | N
ITT BLACKBURN | WR159 | Y | ITT BLACKBURN , WR159 |  |  | 0.62 | 2001-12-03 14:35 | Anjanece | 25 | 0 | N | N
ITT BLACKBURN | WR159 | Y | ITT BLACKBURN , WR159 |  |  | 0.64 | 2001-12-03 14:35 | Anjanece | 25 | 0 | N | N
ITT BLACKBURN | WR159 | Y | ITT BLACKBURN , WR159 |  |  | 0.68 | 2001-12-03 14:35 | Anjanece | 25 | 0 | N | N
ITT BLACKBURN | WR159 | Y | ITT BLACKBURN , WR159 |  | Storm Stores | 0 | 2018-04-16 10:14 | Anjanece | 25 | 0 | N | N
ITT BLACKBURN | WR159 | Y | ITT BLACKBURN , WR159 |  |  | 0.35 | 2018-04-16 10:14 | Anjanece | 25 | 0 | N | N
ITT BLACKBURN | WR159 | Y | ITT BLACKBURN , WR159 |  |  | 0.37 | 2018-04-16 10:14 | Anjanece | 25 | 0 | N | N
ITT BLACKBURN | WR159 | Y | ITT BLACKBURN , WR159 |  |  | 0.39 | 2018-04-16 10:14 | Anjanece | 25 | 0 | N | N
ITT BLACKBURN | WR159 | Y | ITT BLACKBURN , WR159 |  |  | 0.44 | 2018-04-16 10:14 | Anjanece | 25 | 0 | N | N
ITT BLACKBURN | WR159 | Y | ITT BLACKBURN , WR159 |  |  | 0.52 | 2018-04-16 10:14 | Anjanece | 25 | 0 | N | N
KEARNEY | 506-82 | Y | KEARNEY , 506-82 | JEA OVERHEAD DISTRIBUTION | CSC Stores | 0.3 | 2001-12-03 14:35 | Anjanece | 25 | 0 | N | N
KEARNEY | 506-82 | Y | KEARNEY , 506-82 |  |  | 0.31 | 2001-12-03 14:35 | Anjanece | 25 | 0 | N | N
KEARNEY | 506-82 | Y | KEARNEY , 506-82 |  |  | 0.33 | 2001-12-03 14:35 | Anjanece | 25 | 0 | N | N
KEARNEY | 506-82 | Y | KEARNEY , 506-82 |  |  | 0.35 | 2001-12-03 14:35 | Anjanece | 25 | 0 | N | N
KEARNEY | 506-82 | Y | KEARNEY , 506-82 |  |  | 0.37 | 2001-12-03 14:35 | Anjanece | 25 | 0 | N | N
KEARNEY | 506-82 | Y | KEARNEY , 506-82 |  |  | 0.38 | 2001-12-03 14:35 | Anjanece | 25 | 0 | N | N
KEARNEY | 506-82 | Y | KEARNEY , 506-82 |  |  | 0.39 | 2001-12-03 14:35 | Anjanece | 25 | 0 | N | N
KEARNEY | 506-82 | Y | KEARNEY , 506-82 |  |  | 0.4 | 2001-12-03 14:35 | Anjanece | 25 | 0 | N | N
KEARNEY | 506-82 | Y | KEARNEY , 506-82 |  |  | 0.42 | 2001-12-03 14:35 | Anjanece | 25 | 0 | N | N
KEARNEY | 506-82 | Y | KEARNEY , 506-82 |  |  | 0.54 | 2001-12-03 14:35 | Anjanece | 25 | 0 | N | N
KEARNEY | 506-82 | Y | KEARNEY , 506-82 |  |  | 0.55 | 2001-12-03 14:35 | Anjanece | 25 | 0 | N | N
KEARNEY | 506-82 | Y | KEARNEY , 506-82 |  |  | 0.58 | 2001-12-03 14:35 | Anjanece | 25 | 0 | N | N
KEARNEY | 506-82 | Y | KEARNEY , 506-82 |  |  | 0.62 | 2001-12-03 14:35 | Anjanece | 25 | 0 | N | N
KEARNEY | 506-82 | Y | KEARNEY , 506-82 |  |  | 0.64 | 2001-12-03 14:35 | Anjanece | 25 | 0 | N | N
KEARNEY | 506-82 | Y | KEARNEY , 506-82 |  |  | 0.68 | 2001-12-03 14:35 | Anjanece | 25 | 0 | N | N
KEARNEY | 506-82 | Y | KEARNEY , 506-82 |  | Storm Stores | 0 | 2018-04-16 10:14 | Anjanece | 25 | 0 | N | N
KEARNEY | 506-82 | Y | KEARNEY , 506-82 |  |  | 0.35 | 2018-04-16 10:14 | Anjanece | 25 | 0 | N | N
KEARNEY | 506-82 | Y | KEARNEY , 506-82 |  |  | 0.37 | 2018-04-16 10:14 | Anjanece | 25 | 0 | N | N
KEARNEY | 506-82 | Y | KEARNEY , 506-82 |  |  | 0.39 | 2018-04-16 10:14 | Anjanece | 25 | 0 | N | N
KEARNEY | 506-82 | Y | KEARNEY , 506-82 |  |  | 0.44 | 2018-04-16 10:14 | Anjanece | 25 | 0 | N | N
KEARNEY | 506-82 | Y | KEARNEY , 506-82 |  |  | 0.52 | 2018-04-16 10:14 | Anjanece | 25 | 0 | N | N
PENN-UNION | KO-R06 | Y | PENN-UNION , KO-R06 | JEA OVERHEAD DISTRIBUTION | CSC Stores | 0.3 | 2001-12-03 14:35 | Anjanece | 25 | 0 | N | N
PENN-UNION | KO-R06 | Y | PENN-UNION , KO-R06 |  |  | 0.31 | 2001-12-03 14:35 | Anjanece | 25 | 0 | N | N
PENN-UNION | KO-R06 | Y | PENN-UNION , KO-R06 |  |  | 0.33 | 2001-12-03 14:35 | Anjanece | 25 | 0 | N | N
PENN-UNION | KO-R06 | Y | PENN-UNION , KO-R06 |  |  | 0.35 | 2001-12-03 14:35 | Anjanece | 25 | 0 | N | N
PENN-UNION | KO-R06 | Y | PENN-UNION , KO-R06 |  |  | 0.37 | 2001-12-03 14:35 | Anjanece | 25 | 0 | N | N
PENN-UNION | KO-R06 | Y | PENN-UNION , KO-R06 |  |  | 0.38 | 2001-12-03 14:35 | Anjanece | 25 | 0 | N | N
PENN-UNION | KO-R06 | Y | PENN-UNION , KO-R06 |  |  | 0.39 | 2001-12-03 14:35 | Anjanece | 25 | 0 | N | N
PENN-UNION | KO-R06 | Y | PENN-UNION , KO-R06 |  |  | 0.4 | 2001-12-03 14:35 | Anjanece | 25 | 0 | N | N
PENN-UNION | KO-R06 | Y | PENN-UNION , KO-R06 |  |  | 0.42 | 2001-12-03 14:35 | Anjanece | 25 | 0 | N | N
PENN-UNION | KO-R06 | Y | PENN-UNION , KO-R06 |  |  | 0.54 | 2001-12-03 14:35 | Anjanece | 25 | 0 | N | N
PENN-UNION | KO-R06 | Y | PENN-UNION , KO-R06 |  |  | 0.55 | 2001-12-03 14:35 | Anjanece | 25 | 0 | N | N
PENN-UNION | KO-R06 | Y | PENN-UNION , KO-R06 |  |  | 0.58 | 2001-12-03 14:35 | Anjanece | 25 | 0 | N | N
PENN-UNION | KO-R06 | Y | PENN-UNION , KO-R06 |  |  | 0.62 | 2001-12-03 14:35 | Anjanece | 25 | 0 | N | N
PENN-UNION | KO-R06 | Y | PENN-UNION , KO-R06 |  |  | 0.64 | 2001-12-03 14:35 | Anjanece | 25 | 0 | N | N
PENN-UNION | KO-R06 | Y | PENN-UNION , KO-R06 |  |  | 0.68 | 2001-12-03 14:35 | Anjanece | 25 | 0 | N | N
PENN-UNION | KO-R06 | Y | PENN-UNION , KO-R06 |  | Storm Stores | 0 | 2018-04-16 10:14 | Anjanece | 25 | 0 | N | N
PENN-UNION | KO-R06 | Y | PENN-UNION , KO-R06 |  |  | 0.35 | 2018-04-16 10:14 | Anjanece | 25 | 0 | N | N
PENN-UNION | KO-R06 | Y | PENN-UNION , KO-R06 |  |  | 0.37 | 2018-04-16 10:14 | Anjanece | 25 | 0 | N | N
PENN-UNION | KO-R06 | Y | PENN-UNION , KO-R06 |  |  | 0.39 | 2018-04-16 10:14 | Anjanece | 25 | 0 | N | N
PENN-UNION | KO-R06 | Y | PENN-UNION , KO-R06 |  |  | 0.44 | 2018-04-16 10:14 | Anjanece | 25 | 0 | N | N
PENN-UNION | KO-R06 | Y | PENN-UNION , KO-R06 |  |  | 0.52 | 2018-04-16 10:14 | Anjanece | 25 | 0 | N | N
ANDERSON | AC-508-82 | Y | ANDERSON , AC-508-82 | JEA OVERHEAD DISTRIBUTION | CSC Stores | 0.31 | 2001-12-03 14:36 | Anjanece | 25 | 13500 | N | N
ANDERSON | AC-508-82 | Y | ANDERSON , AC-508-82 |  |  | 0.32 | 2001-12-03 14:36 | Anjanece | 25 | 13500 | N | N
ANDERSON | AC-508-82 | Y | ANDERSON , AC-508-82 |  |  | 0.33 | 2001-12-03 14:36 | Anjanece | 25 | 13500 | N | N
ANDERSON | AC-508-82 | Y | ANDERSON , AC-508-82 |  |  | 0.34 | 2001-12-03 14:36 | Anjanece | 25 | 13500 | N | N
ANDERSON | AC-508-82 | Y | ANDERSON , AC-508-82 |  |  | 0.35 | 2001-12-03 14:36 | Anjanece | 25 | 13500 | N | N
ANDERSON | AC-508-82 | Y | ANDERSON , AC-508-82 |  |  | 0.36 | 2001-12-03 14:36 | Anjanece | 25 | 13500 | N | N
ANDERSON | AC-508-82 | Y | ANDERSON , AC-508-82 |  |  | 0.37 | 2001-12-03 14:36 | Anjanece | 25 | 13500 | N | N
ANDERSON | AC-508-82 | Y | ANDERSON , AC-508-82 |  |  | 0.38 | 2001-12-03 14:36 | Anjanece | 25 | 13500 | N | N
ANDERSON | AC-508-82 | Y | ANDERSON , AC-508-82 |  |  | 0.39 | 2001-12-03 14:36 | Anjanece | 25 | 13500 | N | N
ANDERSON | AC-508-82 | Y | ANDERSON , AC-508-82 |  |  | 0.4 | 2001-12-03 14:36 | Anjanece | 25 | 13500 | N | N
ANDERSON | AC-508-82 | Y | ANDERSON , AC-508-82 |  |  | 0.41 | 2001-12-03 14:36 | Anjanece | 25 | 13500 | N | N
ANDERSON | AC-508-82 | Y | ANDERSON , AC-508-82 |  |  | 0.42 | 2001-12-03 14:36 | Anjanece | 25 | 13500 | N | N
ANDERSON | AC-508-82 | Y | ANDERSON , AC-508-82 |  |  | 0.44 | 2001-12-03 14:36 | Anjanece | 25 | 13500 | N | N
ANDERSON | AC-508-82 | Y | ANDERSON , AC-508-82 |  |  | 0.49 | 2001-12-03 14:36 | Anjanece | 25 | 13500 | N | N
ANDERSON | AC-508-82 | Y | ANDERSON , AC-508-82 |  |  | 0.53 | 2001-12-03 14:36 | Anjanece | 25 | 13500 | N | N
ANDERSON | AC-508-82 | Y | ANDERSON , AC-508-82 |  |  | 0.57 | 2001-12-03 14:36 | Anjanece | 25 | 13500 | N | N
ANDERSON | AC-508-82 | Y | ANDERSON , AC-508-82 |  |  | 0.58 | 2001-12-03 14:36 | Anjanece | 25 | 13500 | N | N
ANDERSON | AC-508-82 | Y | ANDERSON , AC-508-82 |  |  | 0.59 | 2001-12-03 14:36 | Anjanece | 25 | 13500 | N | N
ANDERSON | AC-508-82 | Y | ANDERSON , AC-508-82 |  |  | 0.6 | 2001-12-03 14:36 | Anjanece | 25 | 13500 | N | N
ANDERSON | AC-508-82 | Y | ANDERSON , AC-508-82 |  |  | 0.61 | 2001-12-03 14:36 | Anjanece | 25 | 13500 | N | N
ANDERSON | AC-508-82 | Y | ANDERSON , AC-508-82 |  |  | 0.62 | 2001-12-03 14:36 | Anjanece | 25 | 13500 | N | N
ANDERSON | AC-508-82 | Y | ANDERSON , AC-508-82 |  |  | 0.63 | 2001-12-03 14:36 | Anjanece | 25 | 13500 | N | N
ANDERSON | AC-508-82 | Y | ANDERSON , AC-508-82 |  |  | 0.64 | 2001-12-03 14:36 | Anjanece | 25 | 13500 | N | N
ANDERSON | AC-508-82 | Y | ANDERSON , AC-508-82 |  |  | 0.65 | 2001-12-03 14:36 | Anjanece | 25 | 13500 | N | N
ANDERSON | AC-508-82 | Y | ANDERSON , AC-508-82 |  |  | 0.66 | 2001-12-03 14:36 | Anjanece | 25 | 13500 | N | N
ANDERSON | AC-508-82 | Y | ANDERSON , AC-508-82 |  | Storm Stores | 0 | 2018-04-16 10:14 | Anjanece | 25 | 13500 | N | N
ANDERSON | AC-508-82 | Y | ANDERSON , AC-508-82 |  |  | 0.38 | 2018-04-16 10:14 | Anjanece | 25 | 13500 | N | N
ANDERSON | AC-508-82 | Y | ANDERSON , AC-508-82 |  |  | 0.4 | 2018-04-16 10:14 | Anjanece | 25 | 13500 | N | N
ANDERSON | AC-508-82 | Y | ANDERSON , AC-508-82 |  |  | 0.41 | 2018-04-16 10:14 | Anjanece | 25 | 13500 | N | N
ANDERSON | AC-508-82 | Y | ANDERSON , AC-508-82 |  |  | 0.42 | 2018-04-16 10:14 | Anjanece | 25 | 13500 | N | N
ANDERSON | AC-508-82 | Y | ANDERSON , AC-508-82 |  |  | 0.5 | 2018-04-16 10:14 | Anjanece | 25 | 13500 | N | N
BURNDY CORP. | YHO2 | Y | BURNDY CORP. , YHO2 | JEA OVERHEAD DISTRIBUTION | CSC Stores | 0.31 | 2001-12-03 14:36 | Anjanece | 25 | 13500 | N | N
BURNDY CORP. | YHO2 | Y | BURNDY CORP. , YHO2 |  |  | 0.32 | 2001-12-03 14:36 | Anjanece | 25 | 13500 | N | N
BURNDY CORP. | YHO2 | Y | BURNDY CORP. , YHO2 |  |  | 0.33 | 2001-12-03 14:36 | Anjanece | 25 | 13500 | N | N
BURNDY CORP. | YHO2 | Y | BURNDY CORP. , YHO2 |  |  | 0.34 | 2001-12-03 14:36 | Anjanece | 25 | 13500 | N | N
BURNDY CORP. | YHO2 | Y | BURNDY CORP. , YHO2 |  |  | 0.35 | 2001-12-03 14:36 | Anjanece | 25 | 13500 | N | N
BURNDY CORP. | YHO2 | Y | BURNDY CORP. , YHO2 |  |  | 0.36 | 2001-12-03 14:36 | Anjanece | 25 | 13500 | N | N
BURNDY CORP. | YHO2 | Y | BURNDY CORP. , YHO2 |  |  | 0.37 | 2001-12-03 14:36 | Anjanece | 25 | 13500 | N | N
BURNDY CORP. | YHO2 | Y | BURNDY CORP. , YHO2 |  |  | 0.38 | 2001-12-03 14:36 | Anjanece | 25 | 13500 | N | N
BURNDY CORP. | YHO2 | Y | BURNDY CORP. , YHO2 |  |  | 0.39 | 2001-12-03 14:36 | Anjanece | 25 | 13500 | N | N
BURNDY CORP. | YHO2 | Y | BURNDY CORP. , YHO2 |  |  | 0.4 | 2001-12-03 14:36 | Anjanece | 25 | 13500 | N | N
BURNDY CORP. | YHO2 | Y | BURNDY CORP. , YHO2 |  |  | 0.41 | 2001-12-03 14:36 | Anjanece | 25 | 13500 | N | N
BURNDY CORP. | YHO2 | Y | BURNDY CORP. , YHO2 |  |  | 0.42 | 2001-12-03 14:36 | Anjanece | 25 | 13500 | N | N
BURNDY CORP. | YHO2 | Y | BURNDY CORP. , YHO2 |  |  | 0.44 | 2001-12-03 14:36 | Anjanece | 25 | 13500 | N | N
BURNDY CORP. | YHO2 | Y | BURNDY CORP. , YHO2 |  |  | 0.49 | 2001-12-03 14:36 | Anjanece | 25 | 13500 | N | N
BURNDY CORP. | YHO2 | Y | BURNDY CORP. , YHO2 |  |  | 0.53 | 2001-12-03 14:36 | Anjanece | 25 | 13500 | N | N
BURNDY CORP. | YHO2 | Y | BURNDY CORP. , YHO2 |  |  | 0.57 | 2001-12-03 14:36 | Anjanece | 25 | 13500 | N | N
BURNDY CORP. | YHO2 | Y | BURNDY CORP. , YHO2 |  |  | 0.58 | 2001-12-03 14:36 | Anjanece | 25 | 13500 | N | N
BURNDY CORP. | YHO2 | Y | BURNDY CORP. , YHO2 |  |  | 0.59 | 2001-12-03 14:36 | Anjanece | 25 | 13500 | N | N
BURNDY CORP. | YHO2 | Y | BURNDY CORP. , YHO2 |  |  | 0.6 | 2001-12-03 14:36 | Anjanece | 25 | 13500 | N | N
BURNDY CORP. | YHO2 | Y | BURNDY CORP. , YHO2 |  |  | 0.61 | 2001-12-03 14:36 | Anjanece | 25 | 13500 | N | N
BURNDY CORP. | YHO2 | Y | BURNDY CORP. , YHO2 |  |  | 0.62 | 2001-12-03 14:36 | Anjanece | 25 | 13500 | N | N
BURNDY CORP. | YHO2 | Y | BURNDY CORP. , YHO2 |  |  | 0.63 | 2001-12-03 14:36 | Anjanece | 25 | 13500 | N | N
BURNDY CORP. | YHO2 | Y | BURNDY CORP. , YHO2 |  |  | 0.64 | 2001-12-03 14:36 | Anjanece | 25 | 13500 | N | N
BURNDY CORP. | YHO2 | Y | BURNDY CORP. , YHO2 |  |  | 0.65 | 2001-12-03 14:36 | Anjanece | 25 | 13500 | N | N
BURNDY CORP. | YHO2 | Y | BURNDY CORP. , YHO2 |  |  | 0.66 | 2001-12-03 14:36 | Anjanece | 25 | 13500 | N | N
BURNDY CORP. | YHO2 | Y | BURNDY CORP. , YHO2 |  | Storm Stores | 0 | 2018-04-16 10:14 | Anjanece | 25 | 13500 | N | N
BURNDY CORP. | YHO2 | Y | BURNDY CORP. , YHO2 |  |  | 0.38 | 2018-04-16 10:14 | Anjanece | 25 | 13500 | N | N
BURNDY CORP. | YHO2 | Y | BURNDY CORP. , YHO2 |  |  | 0.4 | 2018-04-16 10:14 | Anjanece | 25 | 13500 | N | N
BURNDY CORP. | YHO2 | Y | BURNDY CORP. , YHO2 |  |  | 0.41 | 2018-04-16 10:14 | Anjanece | 25 | 13500 | N | N
BURNDY CORP. | YHO2 | Y | BURNDY CORP. , YHO2 |  |  | 0.42 | 2018-04-16 10:14 | Anjanece | 25 | 13500 | N | N
BURNDY CORP. | YHO2 | Y | BURNDY CORP. , YHO2 |  |  | 0.5 | 2018-04-16 10:14 | Anjanece | 25 | 13500 | N | N
HOMAC | OB101 | Y | HOMAC , OB101 | JEA OVERHEAD DISTRIBUTION | CSC Stores | 0.31 | 2001-12-03 14:36 | Anjanece | 25 | 13500 | N | N
HOMAC | OB101 | Y | HOMAC , OB101 |  |  | 0.32 | 2001-12-03 14:36 | Anjanece | 25 | 13500 | N | N
HOMAC | OB101 | Y | HOMAC , OB101 |  |  | 0.33 | 2001-12-03 14:36 | Anjanece | 25 | 13500 | N | N
HOMAC | OB101 | Y | HOMAC , OB101 |  |  | 0.34 | 2001-12-03 14:36 | Anjanece | 25 | 13500 | N | N
HOMAC | OB101 | Y | HOMAC , OB101 |  |  | 0.35 | 2001-12-03 14:36 | Anjanece | 25 | 13500 | N | N
HOMAC | OB101 | Y | HOMAC , OB101 |  |  | 0.36 | 2001-12-03 14:36 | Anjanece | 25 | 13500 | N | N
HOMAC | OB101 | Y | HOMAC , OB101 |  |  | 0.37 | 2001-12-03 14:36 | Anjanece | 25 | 13500 | N | N
HOMAC | OB101 | Y | HOMAC , OB101 |  |  | 0.38 | 2001-12-03 14:36 | Anjanece | 25 | 13500 | N | N
HOMAC | OB101 | Y | HOMAC , OB101 |  |  | 0.39 | 2001-12-03 14:36 | Anjanece | 25 | 13500 | N | N
HOMAC | OB101 | Y | HOMAC , OB101 |  |  | 0.4 | 2001-12-03 14:36 | Anjanece | 25 | 13500 | N | N
HOMAC | OB101 | Y | HOMAC , OB101 |  |  | 0.41 | 2001-12-03 14:36 | Anjanece | 25 | 13500 | N | N
HOMAC | OB101 | Y | HOMAC , OB101 |  |  | 0.42 | 2001-12-03 14:36 | Anjanece | 25 | 13500 | N | N
HOMAC | OB101 | Y | HOMAC , OB101 |  |  | 0.44 | 2001-12-03 14:36 | Anjanece | 25 | 13500 | N | N
HOMAC | OB101 | Y | HOMAC , OB101 |  |  | 0.49 | 2001-12-03 14:36 | Anjanece | 25 | 13500 | N | N
HOMAC | OB101 | Y | HOMAC , OB101 |  |  | 0.53 | 2001-12-03 14:36 | Anjanece | 25 | 13500 | N | N
HOMAC | OB101 | Y | HOMAC , OB101 |  |  | 0.57 | 2001-12-03 14:36 | Anjanece | 25 | 13500 | N | N
HOMAC | OB101 | Y | HOMAC , OB101 |  |  | 0.58 | 2001-12-03 14:36 | Anjanece | 25 | 13500 | N | N
HOMAC | OB101 | Y | HOMAC , OB101 |  |  | 0.59 | 2001-12-03 14:36 | Anjanece | 25 | 13500 | N | N
HOMAC | OB101 | Y | HOMAC , OB101 |  |  | 0.6 | 2001-12-03 14:36 | Anjanece | 25 | 13500 | N | N
HOMAC | OB101 | Y | HOMAC , OB101 |  |  | 0.61 | 2001-12-03 14:36 | Anjanece | 25 | 13500 | N | N
HOMAC | OB101 | Y | HOMAC , OB101 |  |  | 0.62 | 2001-12-03 14:36 | Anjanece | 25 | 13500 | N | N
HOMAC | OB101 | Y | HOMAC , OB101 |  |  | 0.63 | 2001-12-03 14:36 | Anjanece | 25 | 13500 | N | N
HOMAC | OB101 | Y | HOMAC , OB101 |  |  | 0.64 | 2001-12-03 14:36 | Anjanece | 25 | 13500 | N | N
HOMAC | OB101 | Y | HOMAC , OB101 |  |  | 0.65 | 2001-12-03 14:36 | Anjanece | 25 | 13500 | N | N
HOMAC | OB101 | Y | HOMAC , OB101 |  |  | 0.66 | 2001-12-03 14:36 | Anjanece | 25 | 13500 | N | N
HOMAC | OB101 | Y | HOMAC , OB101 |  | Storm Stores | 0 | 2018-04-16 10:14 | Anjanece | 25 | 13500 | N | N
HOMAC | OB101 | Y | HOMAC , OB101 |  |  | 0.38 | 2018-04-16 10:14 | Anjanece | 25 | 13500 | N | N
HOMAC | OB101 | Y | HOMAC , OB101 |  |  | 0.4 | 2018-04-16 10:14 | Anjanece | 25 | 13500 | N | N
HOMAC | OB101 | Y | HOMAC , OB101 |  |  | 0.41 | 2018-04-16 10:14 | Anjanece | 25 | 13500 | N | N
HOMAC | OB101 | Y | HOMAC , OB101 |  |  | 0.42 | 2018-04-16 10:14 | Anjanece | 25 | 13500 | N | N
HOMAC | OB101 | Y | HOMAC , OB101 |  |  | 0.5 | 2018-04-16 10:14 | Anjanece | 25 | 13500 | N | N
ITT BLACKBURN | WR189 | Y | ITT BLACKBURN , WR189 | JEA OVERHEAD DISTRIBUTION | CSC Stores | 0.31 | 2001-12-03 14:36 | Anjanece | 25 | 13500 | N | N
ITT BLACKBURN | WR189 | Y | ITT BLACKBURN , WR189 |  |  | 0.32 | 2001-12-03 14:36 | Anjanece | 25 | 13500 | N | N
ITT BLACKBURN | WR189 | Y | ITT BLACKBURN , WR189 |  |  | 0.33 | 2001-12-03 14:36 | Anjanece | 25 | 13500 | N | N
ITT BLACKBURN | WR189 | Y | ITT BLACKBURN , WR189 |  |  | 0.34 | 2001-12-03 14:36 | Anjanece | 25 | 13500 | N | N
ITT BLACKBURN | WR189 | Y | ITT BLACKBURN , WR189 |  |  | 0.35 | 2001-12-03 14:36 | Anjanece | 25 | 13500 | N | N
ITT BLACKBURN | WR189 | Y | ITT BLACKBURN , WR189 |  |  | 0.36 | 2001-12-03 14:36 | Anjanece | 25 | 13500 | N | N
ITT BLACKBURN | WR189 | Y | ITT BLACKBURN , WR189 |  |  | 0.37 | 2001-12-03 14:36 | Anjanece | 25 | 13500 | N | N
ITT BLACKBURN | WR189 | Y | ITT BLACKBURN , WR189 |  |  | 0.38 | 2001-12-03 14:36 | Anjanece | 25 | 13500 | N | N
ITT BLACKBURN | WR189 | Y | ITT BLACKBURN , WR189 |  |  | 0.39 | 2001-12-03 14:36 | Anjanece | 25 | 13500 | N | N
ITT BLACKBURN | WR189 | Y | ITT BLACKBURN , WR189 |  |  | 0.4 | 2001-12-03 14:36 | Anjanece | 25 | 13500 | N | N
ITT BLACKBURN | WR189 | Y | ITT BLACKBURN , WR189 |  |  | 0.41 | 2001-12-03 14:36 | Anjanece | 25 | 13500 | N | N
ITT BLACKBURN | WR189 | Y | ITT BLACKBURN , WR189 |  |  | 0.42 | 2001-12-03 14:36 | Anjanece | 25 | 13500 | N | N
ITT BLACKBURN | WR189 | Y | ITT BLACKBURN , WR189 |  |  | 0.44 | 2001-12-03 14:36 | Anjanece | 25 | 13500 | N | N
ITT BLACKBURN | WR189 | Y | ITT BLACKBURN , WR189 |  |  | 0.49 | 2001-12-03 14:36 | Anjanece | 25 | 13500 | N | N
ITT BLACKBURN | WR189 | Y | ITT BLACKBURN , WR189 |  |  | 0.53 | 2001-12-03 14:36 | Anjanece | 25 | 13500 | N | N
ITT BLACKBURN | WR189 | Y | ITT BLACKBURN , WR189 |  |  | 0.57 | 2001-12-03 14:36 | Anjanece | 25 | 13500 | N | N
ITT BLACKBURN | WR189 | Y | ITT BLACKBURN , WR189 |  |  | 0.58 | 2001-12-03 14:36 | Anjanece | 25 | 13500 | N | N
ITT BLACKBURN | WR189 | Y | ITT BLACKBURN , WR189 |  |  | 0.59 | 2001-12-03 14:36 | Anjanece | 25 | 13500 | N | N
ITT BLACKBURN | WR189 | Y | ITT BLACKBURN , WR189 |  |  | 0.6 | 2001-12-03 14:36 | Anjanece | 25 | 13500 | N | N
ITT BLACKBURN | WR189 | Y | ITT BLACKBURN , WR189 |  |  | 0.61 | 2001-12-03 14:36 | Anjanece | 25 | 13500 | N | N
ITT BLACKBURN | WR189 | Y | ITT BLACKBURN , WR189 |  |  | 0.62 | 2001-12-03 14:36 | Anjanece | 25 | 13500 | N | N
ITT BLACKBURN | WR189 | Y | ITT BLACKBURN , WR189 |  |  | 0.63 | 2001-12-03 14:36 | Anjanece | 25 | 13500 | N | N
ITT BLACKBURN | WR189 | Y | ITT BLACKBURN , WR189 |  |  | 0.64 | 2001-12-03 14:36 | Anjanece | 25 | 13500 | N | N
ITT BLACKBURN | WR189 | Y | ITT BLACKBURN , WR189 |  |  | 0.65 | 2001-12-03 14:36 | Anjanece | 25 | 13500 | N | N
ITT BLACKBURN | WR189 | Y | ITT BLACKBURN , WR189 |  |  | 0.66 | 2001-12-03 14:36 | Anjanece | 25 | 13500 | N | N
ITT BLACKBURN | WR189 | Y | ITT BLACKBURN , WR189 |  | Storm Stores | 0 | 2018-04-16 10:14 | Anjanece | 25 | 13500 | N | N
ITT BLACKBURN | WR189 | Y | ITT BLACKBURN , WR189 |  |  | 0.38 | 2018-04-16 10:14 | Anjanece | 25 | 13500 | N | N
ITT BLACKBURN | WR189 | Y | ITT BLACKBURN , WR189 |  |  | 0.4 | 2018-04-16 10:14 | Anjanece | 25 | 13500 | N | N
ITT BLACKBURN | WR189 | Y | ITT BLACKBURN , WR189 |  |  | 0.41 | 2018-04-16 10:14 | Anjanece | 25 | 13500 | N | N
ITT BLACKBURN | WR189 | Y | ITT BLACKBURN , WR189 |  |  | 0.42 | 2018-04-16 10:14 | Anjanece | 25 | 13500 | N | N
ITT BLACKBURN | WR189 | Y | ITT BLACKBURN , WR189 |  |  | 0.5 | 2018-04-16 10:14 | Anjanece | 25 | 13500 | N | N
KEARNEY | 50882 | Y | KEARNEY , 50882 | JEA OVERHEAD DISTRIBUTION | CSC Stores | 0.31 | 2001-12-03 14:36 | Anjanece | 25 | 13500 | N | N
KEARNEY | 50882 | Y | KEARNEY , 50882 |  |  | 0.32 | 2001-12-03 14:36 | Anjanece | 25 | 13500 | N | N
KEARNEY | 50882 | Y | KEARNEY , 50882 |  |  | 0.33 | 2001-12-03 14:36 | Anjanece | 25 | 13500 | N | N
KEARNEY | 50882 | Y | KEARNEY , 50882 |  |  | 0.34 | 2001-12-03 14:36 | Anjanece | 25 | 13500 | N | N
KEARNEY | 50882 | Y | KEARNEY , 50882 |  |  | 0.35 | 2001-12-03 14:36 | Anjanece | 25 | 13500 | N | N
KEARNEY | 50882 | Y | KEARNEY , 50882 |  |  | 0.36 | 2001-12-03 14:36 | Anjanece | 25 | 13500 | N | N
KEARNEY | 50882 | Y | KEARNEY , 50882 |  |  | 0.37 | 2001-12-03 14:36 | Anjanece | 25 | 13500 | N | N
KEARNEY | 50882 | Y | KEARNEY , 50882 |  |  | 0.38 | 2001-12-03 14:36 | Anjanece | 25 | 13500 | N | N
KEARNEY | 50882 | Y | KEARNEY , 50882 |  |  | 0.39 | 2001-12-03 14:36 | Anjanece | 25 | 13500 | N | N
KEARNEY | 50882 | Y | KEARNEY , 50882 |  |  | 0.4 | 2001-12-03 14:36 | Anjanece | 25 | 13500 | N | N
KEARNEY | 50882 | Y | KEARNEY , 50882 |  |  | 0.41 | 2001-12-03 14:36 | Anjanece | 25 | 13500 | N | N
KEARNEY | 50882 | Y | KEARNEY , 50882 |  |  | 0.42 | 2001-12-03 14:36 | Anjanece | 25 | 13500 | N | N
KEARNEY | 50882 | Y | KEARNEY , 50882 |  |  | 0.44 | 2001-12-03 14:36 | Anjanece | 25 | 13500 | N | N
KEARNEY | 50882 | Y | KEARNEY , 50882 |  |  | 0.49 | 2001-12-03 14:36 | Anjanece | 25 | 13500 | N | N
KEARNEY | 50882 | Y | KEARNEY , 50882 |  |  | 0.53 | 2001-12-03 14:36 | Anjanece | 25 | 13500 | N | N
KEARNEY | 50882 | Y | KEARNEY , 50882 |  |  | 0.57 | 2001-12-03 14:36 | Anjanece | 25 | 13500 | N | N
KEARNEY | 50882 | Y | KEARNEY , 50882 |  |  | 0.58 | 2001-12-03 14:36 | Anjanece | 25 | 13500 | N | N
KEARNEY | 50882 | Y | KEARNEY , 50882 |  |  | 0.59 | 2001-12-03 14:36 | Anjanece | 25 | 13500 | N | N
KEARNEY | 50882 | Y | KEARNEY , 50882 |  |  | 0.6 | 2001-12-03 14:36 | Anjanece | 25 | 13500 | N | N
KEARNEY | 50882 | Y | KEARNEY , 50882 |  |  | 0.61 | 2001-12-03 14:36 | Anjanece | 25 | 13500 | N | N
KEARNEY | 50882 | Y | KEARNEY , 50882 |  |  | 0.62 | 2001-12-03 14:36 | Anjanece | 25 | 13500 | N | N
KEARNEY | 50882 | Y | KEARNEY , 50882 |  |  | 0.63 | 2001-12-03 14:36 | Anjanece | 25 | 13500 | N | N
KEARNEY | 50882 | Y | KEARNEY , 50882 |  |  | 0.64 | 2001-12-03 14:36 | Anjanece | 25 | 13500 | N | N
KEARNEY | 50882 | Y | KEARNEY , 50882 |  |  | 0.65 | 2001-12-03 14:36 | Anjanece | 25 | 13500 | N | N
KEARNEY | 50882 | Y | KEARNEY , 50882 |  |  | 0.66 | 2001-12-03 14:36 | Anjanece | 25 | 13500 | N | N
KEARNEY | 50882 | Y | KEARNEY , 50882 |  | Storm Stores | 0 | 2018-04-16 10:14 | Anjanece | 25 | 13500 | N | N
KEARNEY | 50882 | Y | KEARNEY , 50882 |  |  | 0.38 | 2018-04-16 10:14 | Anjanece | 25 | 13500 | N | N
KEARNEY | 50882 | Y | KEARNEY , 50882 |  |  | 0.4 | 2018-04-16 10:14 | Anjanece | 25 | 13500 | N | N
KEARNEY | 50882 | Y | KEARNEY , 50882 |  |  | 0.41 | 2018-04-16 10:14 | Anjanece | 25 | 13500 | N | N
KEARNEY | 50882 | Y | KEARNEY , 50882 |  |  | 0.42 | 2018-04-16 10:14 | Anjanece | 25 | 13500 | N | N
KEARNEY | 50882 | Y | KEARNEY , 50882 |  |  | 0.5 | 2018-04-16 10:14 | Anjanece | 25 | 13500 | N | N
PENN-UNION | KO-R08 | Y | PENN-UNION , KO-R08 | JEA OVERHEAD DISTRIBUTION | CSC Stores | 0.31 | 2001-12-03 14:36 | Anjanece | 25 | 13500 | N | N
PENN-UNION | KO-R08 | Y | PENN-UNION , KO-R08 |  |  | 0.32 | 2001-12-03 14:36 | Anjanece | 25 | 13500 | N | N
PENN-UNION | KO-R08 | Y | PENN-UNION , KO-R08 |  |  | 0.33 | 2001-12-03 14:36 | Anjanece | 25 | 13500 | N | N
PENN-UNION | KO-R08 | Y | PENN-UNION , KO-R08 |  |  | 0.34 | 2001-12-03 14:36 | Anjanece | 25 | 13500 | N | N
PENN-UNION | KO-R08 | Y | PENN-UNION , KO-R08 |  |  | 0.35 | 2001-12-03 14:36 | Anjanece | 25 | 13500 | N | N
PENN-UNION | KO-R08 | Y | PENN-UNION , KO-R08 |  |  | 0.36 | 2001-12-03 14:36 | Anjanece | 25 | 13500 | N | N
PENN-UNION | KO-R08 | Y | PENN-UNION , KO-R08 |  |  | 0.37 | 2001-12-03 14:36 | Anjanece | 25 | 13500 | N | N
PENN-UNION | KO-R08 | Y | PENN-UNION , KO-R08 |  |  | 0.38 | 2001-12-03 14:36 | Anjanece | 25 | 13500 | N | N
PENN-UNION | KO-R08 | Y | PENN-UNION , KO-R08 |  |  | 0.39 | 2001-12-03 14:36 | Anjanece | 25 | 13500 | N | N
PENN-UNION | KO-R08 | Y | PENN-UNION , KO-R08 |  |  | 0.4 | 2001-12-03 14:36 | Anjanece | 25 | 13500 | N | N
PENN-UNION | KO-R08 | Y | PENN-UNION , KO-R08 |  |  | 0.41 | 2001-12-03 14:36 | Anjanece | 25 | 13500 | N | N
PENN-UNION | KO-R08 | Y | PENN-UNION , KO-R08 |  |  | 0.42 | 2001-12-03 14:36 | Anjanece | 25 | 13500 | N | N
PENN-UNION | KO-R08 | Y | PENN-UNION , KO-R08 |  |  | 0.44 | 2001-12-03 14:36 | Anjanece | 25 | 13500 | N | N
PENN-UNION | KO-R08 | Y | PENN-UNION , KO-R08 |  |  | 0.49 | 2001-12-03 14:36 | Anjanece | 25 | 13500 | N | N
PENN-UNION | KO-R08 | Y | PENN-UNION , KO-R08 |  |  | 0.53 | 2001-12-03 14:36 | Anjanece | 25 | 13500 | N | N
PENN-UNION | KO-R08 | Y | PENN-UNION , KO-R08 |  |  | 0.57 | 2001-12-03 14:36 | Anjanece | 25 | 13500 | N | N
PENN-UNION | KO-R08 | Y | PENN-UNION , KO-R08 |  |  | 0.58 | 2001-12-03 14:36 | Anjanece | 25 | 13500 | N | N
PENN-UNION | KO-R08 | Y | PENN-UNION , KO-R08 |  |  | 0.59 | 2001-12-03 14:36 | Anjanece | 25 | 13500 | N | N
PENN-UNION | KO-R08 | Y | PENN-UNION , KO-R08 |  |  | 0.6 | 2001-12-03 14:36 | Anjanece | 25 | 13500 | N | N
PENN-UNION | KO-R08 | Y | PENN-UNION , KO-R08 |  |  | 0.61 | 2001-12-03 14:36 | Anjanece | 25 | 13500 | N | N
PENN-UNION | KO-R08 | Y | PENN-UNION , KO-R08 |  |  | 0.62 | 2001-12-03 14:36 | Anjanece | 25 | 13500 | N | N
PENN-UNION | KO-R08 | Y | PENN-UNION , KO-R08 |  |  | 0.63 | 2001-12-03 14:36 | Anjanece | 25 | 13500 | N | N
PENN-UNION | KO-R08 | Y | PENN-UNION , KO-R08 |  |  | 0.64 | 2001-12-03 14:36 | Anjanece | 25 | 13500 | N | N
PENN-UNION | KO-R08 | Y | PENN-UNION , KO-R08 |  |  | 0.65 | 2001-12-03 14:36 | Anjanece | 25 | 13500 | N | N
PENN-UNION | KO-R08 | Y | PENN-UNION , KO-R08 |  |  | 0.66 | 2001-12-03 14:36 | Anjanece | 25 | 13500 | N | N
PENN-UNION | KO-R08 | Y | PENN-UNION , KO-R08 |  | Storm Stores | 0 | 2018-04-16 10:14 | Anjanece | 25 | 13500 | N | N
PENN-UNION | KO-R08 | Y | PENN-UNION , KO-R08 |  |  | 0.38 | 2018-04-16 10:14 | Anjanece | 25 | 13500 | N | N
PENN-UNION | KO-R08 | Y | PENN-UNION , KO-R08 |  |  | 0.4 | 2018-04-16 10:14 | Anjanece | 25 | 13500 | N | N
PENN-UNION | KO-R08 | Y | PENN-UNION , KO-R08 |  |  | 0.41 | 2018-04-16 10:14 | Anjanece | 25 | 13500 | N | N
PENN-UNION | KO-R08 | Y | PENN-UNION , KO-R08 |  |  | 0.42 | 2018-04-16 10:14 | Anjanece | 25 | 13500 | N | N
PENN-UNION | KO-R08 | Y | PENN-UNION , KO-R08 |  |  | 0.5 | 2018-04-16 10:14 | Anjanece | 25 | 13500 | N | N
HOMAC | OB1010 | Y | HOMAC , OB1010 | JEA TRANSMISSION | CSC Stores | 0.37 | 2001-12-03 14:36 | John | 25 | 0 | N | Y
HOMAC | OB1010 | Y | HOMAC , OB1010 |  |  | 0.38 | 2001-12-03 14:36 | John | 25 | 0 | N | Y
HOMAC | OB1010 | Y | HOMAC , OB1010 |  |  | 0.39 | 2001-12-03 14:36 | John | 25 | 0 | N | Y
HOMAC | OB1010 | Y | HOMAC , OB1010 |  |  | 0.4 | 2001-12-03 14:36 | John | 25 | 0 | N | Y
HOMAC | OB1010 | Y | HOMAC , OB1010 |  |  | 0.43 | 2001-12-03 14:36 | John | 25 | 0 | N | Y
HOMAC | OB1010 | Y | HOMAC , OB1010 |  |  | 0.44 | 2001-12-03 14:36 | John | 25 | 0 | N | Y
HOMAC | OB1010 | Y | HOMAC , OB1010 |  |  | 0.58 | 2001-12-03 14:36 | John | 25 | 0 | N | Y
HOMAC | OB1010 | Y | HOMAC , OB1010 |  |  | 0.81 | 2001-12-03 14:36 | John | 25 | 0 | N | Y
HOMAC | OB1010 | Y | HOMAC , OB1010 |  |  | 0.83 | 2001-12-03 14:36 | John | 25 | 0 | N | Y
HOMAC | OB1010 | Y | HOMAC , OB1010 |  |  | 0.85 | 2001-12-03 14:36 | John | 25 | 0 | N | Y
HOMAC | OB1010 | Y | HOMAC , OB1010 |  |  | 0.89 | 2001-12-03 14:36 | John | 25 | 0 | N | Y
HOMAC | OB1010 | Y | HOMAC , OB1010 |  | Storm Stores | 0.81 | 2022-09-23 10:43 | John |  | 0 | N | Y
HOMAC | OB1010 | Y | HOMAC , OB1010 |  |  | 0.82 | 2022-09-23 10:43 | John |  | 0 | N | Y
HOMAC | OB1010 | Y | HOMAC , OB1010 |  |  | 0.83 | 2022-09-23 10:43 | John |  | 0 | N | Y
KEARNEY | 504-82 | Y | KEARNEY , 504-82 | JEA TRANSMISSION | CSC Stores | 0.37 | 2001-12-03 14:36 | John | 25 | 0 | N | Y
KEARNEY | 504-82 | Y | KEARNEY , 504-82 |  |  | 0.38 | 2001-12-03 14:36 | John | 25 | 0 | N | Y
KEARNEY | 504-82 | Y | KEARNEY , 504-82 |  |  | 0.39 | 2001-12-03 14:36 | John | 25 | 0 | N | Y
KEARNEY | 504-82 | Y | KEARNEY , 504-82 |  |  | 0.4 | 2001-12-03 14:36 | John | 25 | 0 | N | Y
KEARNEY | 504-82 | Y | KEARNEY , 504-82 |  |  | 0.43 | 2001-12-03 14:36 | John | 25 | 0 | N | Y
KEARNEY | 504-82 | Y | KEARNEY , 504-82 |  |  | 0.44 | 2001-12-03 14:36 | John | 25 | 0 | N | Y
KEARNEY | 504-82 | Y | KEARNEY , 504-82 |  |  | 0.58 | 2001-12-03 14:36 | John | 25 | 0 | N | Y
KEARNEY | 504-82 | Y | KEARNEY , 504-82 |  |  | 0.81 | 2001-12-03 14:36 | John | 25 | 0 | N | Y
KEARNEY | 504-82 | Y | KEARNEY , 504-82 |  |  | 0.83 | 2001-12-03 14:36 | John | 25 | 0 | N | Y
KEARNEY | 504-82 | Y | KEARNEY , 504-82 |  |  | 0.85 | 2001-12-03 14:36 | John | 25 | 0 | N | Y
KEARNEY | 504-82 | Y | KEARNEY , 504-82 |  |  | 0.89 | 2001-12-03 14:36 | John | 25 | 0 | N | Y
KEARNEY | 504-82 | Y | KEARNEY , 504-82 |  | Storm Stores | 0.81 | 2022-09-23 10:43 | John |  | 0 | N | Y
KEARNEY | 504-82 | Y | KEARNEY , 504-82 |  |  | 0.82 | 2022-09-23 10:43 | John |  | 0 | N | Y
KEARNEY | 504-82 | Y | KEARNEY , 504-82 |  |  | 0.83 | 2022-09-23 10:43 | John |  | 0 | N | Y
PENN-UNION | KO-R10 | Y | PENN-UNION , KO-R10 | JEA TRANSMISSION | CSC Stores | 0.37 | 2001-12-03 14:36 | John | 25 | 0 | N | Y
PENN-UNION | KO-R10 | Y | PENN-UNION , KO-R10 |  |  | 0.38 | 2001-12-03 14:36 | John | 25 | 0 | N | Y
PENN-UNION | KO-R10 | Y | PENN-UNION , KO-R10 |  |  | 0.39 | 2001-12-03 14:36 | John | 25 | 0 | N | Y
PENN-UNION | KO-R10 | Y | PENN-UNION , KO-R10 |  |  | 0.4 | 2001-12-03 14:36 | John | 25 | 0 | N | Y
PENN-UNION | KO-R10 | Y | PENN-UNION , KO-R10 |  |  | 0.43 | 2001-12-03 14:36 | John | 25 | 0 | N | Y
PENN-UNION | KO-R10 | Y | PENN-UNION , KO-R10 |  |  | 0.44 | 2001-12-03 14:36 | John | 25 | 0 | N | Y
PENN-UNION | KO-R10 | Y | PENN-UNION , KO-R10 |  |  | 0.58 | 2001-12-03 14:36 | John | 25 | 0 | N | Y
PENN-UNION | KO-R10 | Y | PENN-UNION , KO-R10 |  |  | 0.81 | 2001-12-03 14:36 | John | 25 | 0 | N | Y
PENN-UNION | KO-R10 | Y | PENN-UNION , KO-R10 |  |  | 0.83 | 2001-12-03 14:36 | John | 25 | 0 | N | Y
PENN-UNION | KO-R10 | Y | PENN-UNION , KO-R10 |  |  | 0.85 | 2001-12-03 14:36 | John | 25 | 0 | N | Y
PENN-UNION | KO-R10 | Y | PENN-UNION , KO-R10 |  |  | 0.89 | 2001-12-03 14:36 | John | 25 | 0 | N | Y
PENN-UNION | KO-R10 | Y | PENN-UNION , KO-R10 |  | Storm Stores | 0.81 | 2022-09-23 10:43 | John |  | 0 | N | Y
PENN-UNION | KO-R10 | Y | PENN-UNION , KO-R10 |  |  | 0.82 | 2022-09-23 10:43 | John |  | 0 | N | Y
PENN-UNION | KO-R10 | Y | PENN-UNION , KO-R10 |  |  | 0.83 | 2022-09-23 10:43 | John |  | 0 | N | Y
ANDERSON | AC-504-82 | Y | ANDERSON , AC-504-82 | JEA OVERHEAD DISTRIBUTION | CSC Stores | 0.44 | 2001-12-03 14:37 | Anjanece | 250 | 11000 | N | N
ANDERSON | AC-504-82 | Y | ANDERSON , AC-504-82 |  |  | 0.45 | 2001-12-03 14:37 | Anjanece | 250 | 11000 | N | N
ANDERSON | AC-504-82 | Y | ANDERSON , AC-504-82 |  |  | 0.46 | 2001-12-03 14:37 | Anjanece | 250 | 11000 | N | N
ANDERSON | AC-504-82 | Y | ANDERSON , AC-504-82 |  |  | 0.53 | 2001-12-03 14:37 | Anjanece | 250 | 11000 | N | N
ANDERSON | AC-504-82 | Y | ANDERSON , AC-504-82 |  |  | 0.54 | 2001-12-03 14:37 | Anjanece | 250 | 11000 | N | N
ANDERSON | AC-504-82 | Y | ANDERSON , AC-504-82 |  |  | 0.55 | 2001-12-03 14:37 | Anjanece | 250 | 11000 | N | N
ANDERSON | AC-504-82 | Y | ANDERSON , AC-504-82 |  |  | 0.56 | 2001-12-03 14:37 | Anjanece | 250 | 11000 | N | N
ANDERSON | AC-504-82 | Y | ANDERSON , AC-504-82 |  |  | 0.57 | 2001-12-03 14:37 | Anjanece | 250 | 11000 | N | N
ANDERSON | AC-504-82 | Y | ANDERSON , AC-504-82 |  |  | 0.58 | 2001-12-03 14:37 | Anjanece | 250 | 11000 | N | N
ANDERSON | AC-504-82 | Y | ANDERSON , AC-504-82 |  |  | 0.59 | 2001-12-03 14:37 | Anjanece | 250 | 11000 | N | N
ANDERSON | AC-504-82 | Y | ANDERSON , AC-504-82 |  |  | 0.61 | 2001-12-03 14:37 | Anjanece | 250 | 11000 | N | N
ANDERSON | AC-504-82 | Y | ANDERSON , AC-504-82 |  |  | 0.62 | 2001-12-03 14:37 | Anjanece | 250 | 11000 | N | N
ANDERSON | AC-504-82 | Y | ANDERSON , AC-504-82 |  |  | 0.64 | 2001-12-03 14:37 | Anjanece | 250 | 11000 | N | N
ANDERSON | AC-504-82 | Y | ANDERSON , AC-504-82 |  |  | 0.66 | 2001-12-03 14:37 | Anjanece | 250 | 11000 | N | N
ANDERSON | AC-504-82 | Y | ANDERSON , AC-504-82 |  |  | 0.67 | 2001-12-03 14:37 | Anjanece | 250 | 11000 | N | N
ANDERSON | AC-504-82 | Y | ANDERSON , AC-504-82 |  |  | 0.68 | 2001-12-03 14:37 | Anjanece | 250 | 11000 | N | N
ANDERSON | AC-504-82 | Y | ANDERSON , AC-504-82 |  |  | 0.7 | 2001-12-03 14:37 | Anjanece | 250 | 11000 | N | N
ANDERSON | AC-504-82 | Y | ANDERSON , AC-504-82 |  |  | 0.78 | 2001-12-03 14:37 | Anjanece | 250 | 11000 | N | N
ANDERSON | AC-504-82 | Y | ANDERSON , AC-504-82 |  |  | 0.82 | 2001-12-03 14:37 | Anjanece | 250 | 11000 | N | N
ANDERSON | AC-504-82 | Y | ANDERSON , AC-504-82 |  |  | 0.83 | 2001-12-03 14:37 | Anjanece | 250 | 11000 | N | N
ANDERSON | AC-504-82 | Y | ANDERSON , AC-504-82 |  |  | 0.84 | 2001-12-03 14:37 | Anjanece | 250 | 11000 | N | N
ANDERSON | AC-504-82 | Y | ANDERSON , AC-504-82 |  |  | 0.85 | 2001-12-03 14:37 | Anjanece | 250 | 11000 | N | N
ANDERSON | AC-504-82 | Y | ANDERSON , AC-504-82 |  |  | 0.86 | 2001-12-03 14:37 | Anjanece | 250 | 11000 | N | N
ANDERSON | AC-504-82 | Y | ANDERSON , AC-504-82 |  |  | 0.93 | 2001-12-03 14:37 | Anjanece | 250 | 11000 | N | N
ANDERSON | AC-504-82 | Y | ANDERSON , AC-504-82 |  |  | 0.96 | 2001-12-03 14:37 | Anjanece | 250 | 11000 | N | N
ANDERSON | AC-504-82 | Y | ANDERSON , AC-504-82 |  |  | 0.98 | 2001-12-03 14:37 | Anjanece | 250 | 11000 | N | N
ANDERSON | AC-504-82 | Y | ANDERSON , AC-504-82 |  |  | 1.02 | 2001-12-03 14:37 | Anjanece | 250 | 11000 | N | N
ANDERSON | AC-504-82 | Y | ANDERSON , AC-504-82 |  |  | 1.04 | 2001-12-03 14:37 | Anjanece | 250 | 11000 | N | N
ANDERSON | AC-504-82 | Y | ANDERSON , AC-504-82 |  |  | 1.1 | 2001-12-03 14:37 | Anjanece | 250 | 11000 | N | N
ANDERSON | AC-504-82 | Y | ANDERSON , AC-504-82 |  |  | 1.12 | 2001-12-03 14:37 | Anjanece | 250 | 11000 | N | N
ANDERSON | AC-504-82 | Y | ANDERSON , AC-504-82 |  |  | 1.14 | 2001-12-03 14:37 | Anjanece | 250 | 11000 | N | N
ANDERSON | AC-504-82 | Y | ANDERSON , AC-504-82 |  |  | 1.15 | 2001-12-03 14:37 | Anjanece | 250 | 11000 | N | N
ANDERSON | AC-504-82 | Y | ANDERSON , AC-504-82 |  |  | 1.17 | 2001-12-03 14:37 | Anjanece | 250 | 11000 | N | N
ANDERSON | AC-504-82 | Y | ANDERSON , AC-504-82 |  |  | 1.2 | 2001-12-03 14:37 | Anjanece | 250 | 11000 | N | N
ANDERSON | AC-504-82 | Y | ANDERSON , AC-504-82 |  |  | 1.21 | 2001-12-03 14:37 | Anjanece | 250 | 11000 | N | N
ANDERSON | AC-504-82 | Y | ANDERSON , AC-504-82 |  |  | 1.23 | 2001-12-03 14:37 | Anjanece | 250 | 11000 | N | N
ANDERSON | AC-504-82 | Y | ANDERSON , AC-504-82 |  |  | 1.24 | 2001-12-03 14:37 | Anjanece | 250 | 11000 | N | N
ANDERSON | AC-504-82 | Y | ANDERSON , AC-504-82 |  | Storm Stores | 0 | 2018-04-16 10:14 | Anjanece | 250 | 11000 | N | N
ANDERSON | AC-504-82 | Y | ANDERSON , AC-504-82 |  |  | 0.52 | 2018-04-16 10:14 | Anjanece | 250 | 11000 | N | N
ANDERSON | AC-504-82 | Y | ANDERSON , AC-504-82 |  |  | 0.55 | 2018-04-16 10:14 | Anjanece | 250 | 11000 | N | N
ANDERSON | AC-504-82 | Y | ANDERSON , AC-504-82 |  |  | 0.67 | 2018-04-16 10:14 | Anjanece | 250 | 11000 | N | N
ANDERSON | AC-504-82 | Y | ANDERSON , AC-504-82 |  |  | 0.68 | 2018-04-16 10:14 | Anjanece | 250 | 11000 | N | N
ANDERSON | AC-504-82 | Y | ANDERSON , AC-504-82 |  |  | 0.84 | 2018-04-16 10:14 | Anjanece | 250 | 11000 | N | N
ANDERSON | AC-504-82 | Y | ANDERSON , AC-504-82 |  |  | 0.86 | 2018-04-16 10:14 | Anjanece | 250 | 11000 | N | N
BURNDY CORP. | YHD4 | Y | BURNDY CORP. , YHD4 | JEA OVERHEAD DISTRIBUTION | CSC Stores | 0.44 | 2001-12-03 14:37 | Anjanece | 250 | 11000 | N | N
BURNDY CORP. | YHD4 | Y | BURNDY CORP. , YHD4 |  |  | 0.45 | 2001-12-03 14:37 | Anjanece | 250 | 11000 | N | N
BURNDY CORP. | YHD4 | Y | BURNDY CORP. , YHD4 |  |  | 0.46 | 2001-12-03 14:37 | Anjanece | 250 | 11000 | N | N
BURNDY CORP. | YHD4 | Y | BURNDY CORP. , YHD4 |  |  | 0.53 | 2001-12-03 14:37 | Anjanece | 250 | 11000 | N | N
BURNDY CORP. | YHD4 | Y | BURNDY CORP. , YHD4 |  |  | 0.54 | 2001-12-03 14:37 | Anjanece | 250 | 11000 | N | N
BURNDY CORP. | YHD4 | Y | BURNDY CORP. , YHD4 |  |  | 0.55 | 2001-12-03 14:37 | Anjanece | 250 | 11000 | N | N
BURNDY CORP. | YHD4 | Y | BURNDY CORP. , YHD4 |  |  | 0.56 | 2001-12-03 14:37 | Anjanece | 250 | 11000 | N | N
BURNDY CORP. | YHD4 | Y | BURNDY CORP. , YHD4 |  |  | 0.57 | 2001-12-03 14:37 | Anjanece | 250 | 11000 | N | N
BURNDY CORP. | YHD4 | Y | BURNDY CORP. , YHD4 |  |  | 0.58 | 2001-12-03 14:37 | Anjanece | 250 | 11000 | N | N
BURNDY CORP. | YHD4 | Y | BURNDY CORP. , YHD4 |  |  | 0.59 | 2001-12-03 14:37 | Anjanece | 250 | 11000 | N | N
BURNDY CORP. | YHD4 | Y | BURNDY CORP. , YHD4 |  |  | 0.61 | 2001-12-03 14:37 | Anjanece | 250 | 11000 | N | N
BURNDY CORP. | YHD4 | Y | BURNDY CORP. , YHD4 |  |  | 0.62 | 2001-12-03 14:37 | Anjanece | 250 | 11000 | N | N
BURNDY CORP. | YHD4 | Y | BURNDY CORP. , YHD4 |  |  | 0.64 | 2001-12-03 14:37 | Anjanece | 250 | 11000 | N | N
BURNDY CORP. | YHD4 | Y | BURNDY CORP. , YHD4 |  |  | 0.66 | 2001-12-03 14:37 | Anjanece | 250 | 11000 | N | N
BURNDY CORP. | YHD4 | Y | BURNDY CORP. , YHD4 |  |  | 0.67 | 2001-12-03 14:37 | Anjanece | 250 | 11000 | N | N
BURNDY CORP. | YHD4 | Y | BURNDY CORP. , YHD4 |  |  | 0.68 | 2001-12-03 14:37 | Anjanece | 250 | 11000 | N | N
BURNDY CORP. | YHD4 | Y | BURNDY CORP. , YHD4 |  |  | 0.7 | 2001-12-03 14:37 | Anjanece | 250 | 11000 | N | N
BURNDY CORP. | YHD4 | Y | BURNDY CORP. , YHD4 |  |  | 0.78 | 2001-12-03 14:37 | Anjanece | 250 | 11000 | N | N
BURNDY CORP. | YHD4 | Y | BURNDY CORP. , YHD4 |  |  | 0.82 | 2001-12-03 14:37 | Anjanece | 250 | 11000 | N | N
BURNDY CORP. | YHD4 | Y | BURNDY CORP. , YHD4 |  |  | 0.83 | 2001-12-03 14:37 | Anjanece | 250 | 11000 | N | N
BURNDY CORP. | YHD4 | Y | BURNDY CORP. , YHD4 |  |  | 0.84 | 2001-12-03 14:37 | Anjanece | 250 | 11000 | N | N
BURNDY CORP. | YHD4 | Y | BURNDY CORP. , YHD4 |  |  | 0.85 | 2001-12-03 14:37 | Anjanece | 250 | 11000 | N | N
BURNDY CORP. | YHD4 | Y | BURNDY CORP. , YHD4 |  |  | 0.86 | 2001-12-03 14:37 | Anjanece | 250 | 11000 | N | N
BURNDY CORP. | YHD4 | Y | BURNDY CORP. , YHD4 |  |  | 0.93 | 2001-12-03 14:37 | Anjanece | 250 | 11000 | N | N
BURNDY CORP. | YHD4 | Y | BURNDY CORP. , YHD4 |  |  | 0.96 | 2001-12-03 14:37 | Anjanece | 250 | 11000 | N | N
BURNDY CORP. | YHD4 | Y | BURNDY CORP. , YHD4 |  |  | 0.98 | 2001-12-03 14:37 | Anjanece | 250 | 11000 | N | N
BURNDY CORP. | YHD4 | Y | BURNDY CORP. , YHD4 |  |  | 1.02 | 2001-12-03 14:37 | Anjanece | 250 | 11000 | N | N
BURNDY CORP. | YHD4 | Y | BURNDY CORP. , YHD4 |  |  | 1.04 | 2001-12-03 14:37 | Anjanece | 250 | 11000 | N | N
BURNDY CORP. | YHD4 | Y | BURNDY CORP. , YHD4 |  |  | 1.1 | 2001-12-03 14:37 | Anjanece | 250 | 11000 | N | N
BURNDY CORP. | YHD4 | Y | BURNDY CORP. , YHD4 |  |  | 1.12 | 2001-12-03 14:37 | Anjanece | 250 | 11000 | N | N
BURNDY CORP. | YHD4 | Y | BURNDY CORP. , YHD4 |  |  | 1.14 | 2001-12-03 14:37 | Anjanece | 250 | 11000 | N | N
BURNDY CORP. | YHD4 | Y | BURNDY CORP. , YHD4 |  |  | 1.15 | 2001-12-03 14:37 | Anjanece | 250 | 11000 | N | N
BURNDY CORP. | YHD4 | Y | BURNDY CORP. , YHD4 |  |  | 1.17 | 2001-12-03 14:37 | Anjanece | 250 | 11000 | N | N
BURNDY CORP. | YHD4 | Y | BURNDY CORP. , YHD4 |  |  | 1.2 | 2001-12-03 14:37 | Anjanece | 250 | 11000 | N | N
BURNDY CORP. | YHD4 | Y | BURNDY CORP. , YHD4 |  |  | 1.21 | 2001-12-03 14:37 | Anjanece | 250 | 11000 | N | N
BURNDY CORP. | YHD4 | Y | BURNDY CORP. , YHD4 |  |  | 1.23 | 2001-12-03 14:37 | Anjanece | 250 | 11000 | N | N
BURNDY CORP. | YHD4 | Y | BURNDY CORP. , YHD4 |  |  | 1.24 | 2001-12-03 14:37 | Anjanece | 250 | 11000 | N | N
BURNDY CORP. | YHD4 | Y | BURNDY CORP. , YHD4 |  | Storm Stores | 0 | 2018-04-16 10:14 | Anjanece | 250 | 11000 | N | N
BURNDY CORP. | YHD4 | Y | BURNDY CORP. , YHD4 |  |  | 0.52 | 2018-04-16 10:14 | Anjanece | 250 | 11000 | N | N
BURNDY CORP. | YHD4 | Y | BURNDY CORP. , YHD4 |  |  | 0.55 | 2018-04-16 10:14 | Anjanece | 250 | 11000 | N | N
BURNDY CORP. | YHD4 | Y | BURNDY CORP. , YHD4 |  |  | 0.67 | 2018-04-16 10:14 | Anjanece | 250 | 11000 | N | N
BURNDY CORP. | YHD4 | Y | BURNDY CORP. , YHD4 |  |  | 0.68 | 2018-04-16 10:14 | Anjanece | 250 | 11000 | N | N
BURNDY CORP. | YHD4 | Y | BURNDY CORP. , YHD4 |  |  | 0.84 | 2018-04-16 10:14 | Anjanece | 250 | 11000 | N | N
BURNDY CORP. | YHD4 | Y | BURNDY CORP. , YHD4 |  |  | 0.86 | 2018-04-16 10:14 | Anjanece | 250 | 11000 | N | N
HOMAC | DB2020 | Y | HOMAC , DB2020 | JEA OVERHEAD DISTRIBUTION | CSC Stores | 0.44 | 2001-12-03 14:37 | Anjanece | 250 | 11000 | N | N
HOMAC | DB2020 | Y | HOMAC , DB2020 |  |  | 0.45 | 2001-12-03 14:37 | Anjanece | 250 | 11000 | N | N
HOMAC | DB2020 | Y | HOMAC , DB2020 |  |  | 0.46 | 2001-12-03 14:37 | Anjanece | 250 | 11000 | N | N
HOMAC | DB2020 | Y | HOMAC , DB2020 |  |  | 0.53 | 2001-12-03 14:37 | Anjanece | 250 | 11000 | N | N
HOMAC | DB2020 | Y | HOMAC , DB2020 |  |  | 0.54 | 2001-12-03 14:37 | Anjanece | 250 | 11000 | N | N
HOMAC | DB2020 | Y | HOMAC , DB2020 |  |  | 0.55 | 2001-12-03 14:37 | Anjanece | 250 | 11000 | N | N
HOMAC | DB2020 | Y | HOMAC , DB2020 |  |  | 0.56 | 2001-12-03 14:37 | Anjanece | 250 | 11000 | N | N
HOMAC | DB2020 | Y | HOMAC , DB2020 |  |  | 0.57 | 2001-12-03 14:37 | Anjanece | 250 | 11000 | N | N
HOMAC | DB2020 | Y | HOMAC , DB2020 |  |  | 0.58 | 2001-12-03 14:37 | Anjanece | 250 | 11000 | N | N
HOMAC | DB2020 | Y | HOMAC , DB2020 |  |  | 0.59 | 2001-12-03 14:37 | Anjanece | 250 | 11000 | N | N
HOMAC | DB2020 | Y | HOMAC , DB2020 |  |  | 0.61 | 2001-12-03 14:37 | Anjanece | 250 | 11000 | N | N
HOMAC | DB2020 | Y | HOMAC , DB2020 |  |  | 0.62 | 2001-12-03 14:37 | Anjanece | 250 | 11000 | N | N
HOMAC | DB2020 | Y | HOMAC , DB2020 |  |  | 0.64 | 2001-12-03 14:37 | Anjanece | 250 | 11000 | N | N
HOMAC | DB2020 | Y | HOMAC , DB2020 |  |  | 0.66 | 2001-12-03 14:37 | Anjanece | 250 | 11000 | N | N
HOMAC | DB2020 | Y | HOMAC , DB2020 |  |  | 0.67 | 2001-12-03 14:37 | Anjanece | 250 | 11000 | N | N
HOMAC | DB2020 | Y | HOMAC , DB2020 |  |  | 0.68 | 2001-12-03 14:37 | Anjanece | 250 | 11000 | N | N
HOMAC | DB2020 | Y | HOMAC , DB2020 |  |  | 0.7 | 2001-12-03 14:37 | Anjanece | 250 | 11000 | N | N
HOMAC | DB2020 | Y | HOMAC , DB2020 |  |  | 0.78 | 2001-12-03 14:37 | Anjanece | 250 | 11000 | N | N
HOMAC | DB2020 | Y | HOMAC , DB2020 |  |  | 0.82 | 2001-12-03 14:37 | Anjanece | 250 | 11000 | N | N
HOMAC | DB2020 | Y | HOMAC , DB2020 |  |  | 0.83 | 2001-12-03 14:37 | Anjanece | 250 | 11000 | N | N
HOMAC | DB2020 | Y | HOMAC , DB2020 |  |  | 0.84 | 2001-12-03 14:37 | Anjanece | 250 | 11000 | N | N
HOMAC | DB2020 | Y | HOMAC , DB2020 |  |  | 0.85 | 2001-12-03 14:37 | Anjanece | 250 | 11000 | N | N
HOMAC | DB2020 | Y | HOMAC , DB2020 |  |  | 0.86 | 2001-12-03 14:37 | Anjanece | 250 | 11000 | N | N
HOMAC | DB2020 | Y | HOMAC , DB2020 |  |  | 0.93 | 2001-12-03 14:37 | Anjanece | 250 | 11000 | N | N
HOMAC | DB2020 | Y | HOMAC , DB2020 |  |  | 0.96 | 2001-12-03 14:37 | Anjanece | 250 | 11000 | N | N
HOMAC | DB2020 | Y | HOMAC , DB2020 |  |  | 0.98 | 2001-12-03 14:37 | Anjanece | 250 | 11000 | N | N
HOMAC | DB2020 | Y | HOMAC , DB2020 |  |  | 1.02 | 2001-12-03 14:37 | Anjanece | 250 | 11000 | N | N
HOMAC | DB2020 | Y | HOMAC , DB2020 |  |  | 1.04 | 2001-12-03 14:37 | Anjanece | 250 | 11000 | N | N
HOMAC | DB2020 | Y | HOMAC , DB2020 |  |  | 1.1 | 2001-12-03 14:37 | Anjanece | 250 | 11000 | N | N
HOMAC | DB2020 | Y | HOMAC , DB2020 |  |  | 1.12 | 2001-12-03 14:37 | Anjanece | 250 | 11000 | N | N
HOMAC | DB2020 | Y | HOMAC , DB2020 |  |  | 1.14 | 2001-12-03 14:37 | Anjanece | 250 | 11000 | N | N
HOMAC | DB2020 | Y | HOMAC , DB2020 |  |  | 1.15 | 2001-12-03 14:37 | Anjanece | 250 | 11000 | N | N
HOMAC | DB2020 | Y | HOMAC , DB2020 |  |  | 1.17 | 2001-12-03 14:37 | Anjanece | 250 | 11000 | N | N
HOMAC | DB2020 | Y | HOMAC , DB2020 |  |  | 1.2 | 2001-12-03 14:37 | Anjanece | 250 | 11000 | N | N
HOMAC | DB2020 | Y | HOMAC , DB2020 |  |  | 1.21 | 2001-12-03 14:37 | Anjanece | 250 | 11000 | N | N
HOMAC | DB2020 | Y | HOMAC , DB2020 |  |  | 1.23 | 2001-12-03 14:37 | Anjanece | 250 | 11000 | N | N
HOMAC | DB2020 | Y | HOMAC , DB2020 |  |  | 1.24 | 2001-12-03 14:37 | Anjanece | 250 | 11000 | N | N
HOMAC | DB2020 | Y | HOMAC , DB2020 |  | Storm Stores | 0 | 2018-04-16 10:14 | Anjanece | 250 | 11000 | N | N
HOMAC | DB2020 | Y | HOMAC , DB2020 |  |  | 0.52 | 2018-04-16 10:14 | Anjanece | 250 | 11000 | N | N
HOMAC | DB2020 | Y | HOMAC , DB2020 |  |  | 0.55 | 2018-04-16 10:14 | Anjanece | 250 | 11000 | N | N
HOMAC | DB2020 | Y | HOMAC , DB2020 |  |  | 0.67 | 2018-04-16 10:14 | Anjanece | 250 | 11000 | N | N
HOMAC | DB2020 | Y | HOMAC , DB2020 |  |  | 0.68 | 2018-04-16 10:14 | Anjanece | 250 | 11000 | N | N
HOMAC | DB2020 | Y | HOMAC , DB2020 |  |  | 0.84 | 2018-04-16 10:14 | Anjanece | 250 | 11000 | N | N
HOMAC | DB2020 | Y | HOMAC , DB2020 |  |  | 0.86 | 2018-04-16 10:14 | Anjanece | 250 | 11000 | N | N
ITT BLACKBURN | WR279 | Y | ITT BLACKBURN , WR279 | JEA OVERHEAD DISTRIBUTION | CSC Stores | 0.44 | 2001-12-03 14:37 | Anjanece | 250 | 11000 | N | N
ITT BLACKBURN | WR279 | Y | ITT BLACKBURN , WR279 |  |  | 0.45 | 2001-12-03 14:37 | Anjanece | 250 | 11000 | N | N
ITT BLACKBURN | WR279 | Y | ITT BLACKBURN , WR279 |  |  | 0.46 | 2001-12-03 14:37 | Anjanece | 250 | 11000 | N | N
ITT BLACKBURN | WR279 | Y | ITT BLACKBURN , WR279 |  |  | 0.53 | 2001-12-03 14:37 | Anjanece | 250 | 11000 | N | N
ITT BLACKBURN | WR279 | Y | ITT BLACKBURN , WR279 |  |  | 0.54 | 2001-12-03 14:37 | Anjanece | 250 | 11000 | N | N
ITT BLACKBURN | WR279 | Y | ITT BLACKBURN , WR279 |  |  | 0.55 | 2001-12-03 14:37 | Anjanece | 250 | 11000 | N | N
ITT BLACKBURN | WR279 | Y | ITT BLACKBURN , WR279 |  |  | 0.56 | 2001-12-03 14:37 | Anjanece | 250 | 11000 | N | N
ITT BLACKBURN | WR279 | Y | ITT BLACKBURN , WR279 |  |  | 0.57 | 2001-12-03 14:37 | Anjanece | 250 | 11000 | N | N
ITT BLACKBURN | WR279 | Y | ITT BLACKBURN , WR279 |  |  | 0.58 | 2001-12-03 14:37 | Anjanece | 250 | 11000 | N | N
ITT BLACKBURN | WR279 | Y | ITT BLACKBURN , WR279 |  |  | 0.59 | 2001-12-03 14:37 | Anjanece | 250 | 11000 | N | N
ITT BLACKBURN | WR279 | Y | ITT BLACKBURN , WR279 |  |  | 0.61 | 2001-12-03 14:37 | Anjanece | 250 | 11000 | N | N
ITT BLACKBURN | WR279 | Y | ITT BLACKBURN , WR279 |  |  | 0.62 | 2001-12-03 14:37 | Anjanece | 250 | 11000 | N | N
ITT BLACKBURN | WR279 | Y | ITT BLACKBURN , WR279 |  |  | 0.64 | 2001-12-03 14:37 | Anjanece | 250 | 11000 | N | N
ITT BLACKBURN | WR279 | Y | ITT BLACKBURN , WR279 |  |  | 0.66 | 2001-12-03 14:37 | Anjanece | 250 | 11000 | N | N
ITT BLACKBURN | WR279 | Y | ITT BLACKBURN , WR279 |  |  | 0.67 | 2001-12-03 14:37 | Anjanece | 250 | 11000 | N | N
ITT BLACKBURN | WR279 | Y | ITT BLACKBURN , WR279 |  |  | 0.68 | 2001-12-03 14:37 | Anjanece | 250 | 11000 | N | N
ITT BLACKBURN | WR279 | Y | ITT BLACKBURN , WR279 |  |  | 0.7 | 2001-12-03 14:37 | Anjanece | 250 | 11000 | N | N
ITT BLACKBURN | WR279 | Y | ITT BLACKBURN , WR279 |  |  | 0.78 | 2001-12-03 14:37 | Anjanece | 250 | 11000 | N | N
ITT BLACKBURN | WR279 | Y | ITT BLACKBURN , WR279 |  |  | 0.82 | 2001-12-03 14:37 | Anjanece | 250 | 11000 | N | N
ITT BLACKBURN | WR279 | Y | ITT BLACKBURN , WR279 |  |  | 0.83 | 2001-12-03 14:37 | Anjanece | 250 | 11000 | N | N
ITT BLACKBURN | WR279 | Y | ITT BLACKBURN , WR279 |  |  | 0.84 | 2001-12-03 14:37 | Anjanece | 250 | 11000 | N | N
ITT BLACKBURN | WR279 | Y | ITT BLACKBURN , WR279 |  |  | 0.85 | 2001-12-03 14:37 | Anjanece | 250 | 11000 | N | N
ITT BLACKBURN | WR279 | Y | ITT BLACKBURN , WR279 |  |  | 0.86 | 2001-12-03 14:37 | Anjanece | 250 | 11000 | N | N
ITT BLACKBURN | WR279 | Y | ITT BLACKBURN , WR279 |  |  | 0.93 | 2001-12-03 14:37 | Anjanece | 250 | 11000 | N | N
ITT BLACKBURN | WR279 | Y | ITT BLACKBURN , WR279 |  |  | 0.96 | 2001-12-03 14:37 | Anjanece | 250 | 11000 | N | N
ITT BLACKBURN | WR279 | Y | ITT BLACKBURN , WR279 |  |  | 0.98 | 2001-12-03 14:37 | Anjanece | 250 | 11000 | N | N
ITT BLACKBURN | WR279 | Y | ITT BLACKBURN , WR279 |  |  | 1.02 | 2001-12-03 14:37 | Anjanece | 250 | 11000 | N | N
ITT BLACKBURN | WR279 | Y | ITT BLACKBURN , WR279 |  |  | 1.04 | 2001-12-03 14:37 | Anjanece | 250 | 11000 | N | N
ITT BLACKBURN | WR279 | Y | ITT BLACKBURN , WR279 |  |  | 1.1 | 2001-12-03 14:37 | Anjanece | 250 | 11000 | N | N
ITT BLACKBURN | WR279 | Y | ITT BLACKBURN , WR279 |  |  | 1.12 | 2001-12-03 14:37 | Anjanece | 250 | 11000 | N | N
ITT BLACKBURN | WR279 | Y | ITT BLACKBURN , WR279 |  |  | 1.14 | 2001-12-03 14:37 | Anjanece | 250 | 11000 | N | N
ITT BLACKBURN | WR279 | Y | ITT BLACKBURN , WR279 |  |  | 1.15 | 2001-12-03 14:37 | Anjanece | 250 | 11000 | N | N
ITT BLACKBURN | WR279 | Y | ITT BLACKBURN , WR279 |  |  | 1.17 | 2001-12-03 14:37 | Anjanece | 250 | 11000 | N | N
ITT BLACKBURN | WR279 | Y | ITT BLACKBURN , WR279 |  |  | 1.2 | 2001-12-03 14:37 | Anjanece | 250 | 11000 | N | N
ITT BLACKBURN | WR279 | Y | ITT BLACKBURN , WR279 |  |  | 1.21 | 2001-12-03 14:37 | Anjanece | 250 | 11000 | N | N
ITT BLACKBURN | WR279 | Y | ITT BLACKBURN , WR279 |  |  | 1.23 | 2001-12-03 14:37 | Anjanece | 250 | 11000 | N | N
ITT BLACKBURN | WR279 | Y | ITT BLACKBURN , WR279 |  |  | 1.24 | 2001-12-03 14:37 | Anjanece | 250 | 11000 | N | N
ITT BLACKBURN | WR279 | Y | ITT BLACKBURN , WR279 |  | Storm Stores | 0 | 2018-04-16 10:14 | Anjanece | 250 | 11000 | N | N
ITT BLACKBURN | WR279 | Y | ITT BLACKBURN , WR279 |  |  | 0.52 | 2018-04-16 10:14 | Anjanece | 250 | 11000 | N | N
ITT BLACKBURN | WR279 | Y | ITT BLACKBURN , WR279 |  |  | 0.55 | 2018-04-16 10:14 | Anjanece | 250 | 11000 | N | N
ITT BLACKBURN | WR279 | Y | ITT BLACKBURN , WR279 |  |  | 0.67 | 2018-04-16 10:14 | Anjanece | 250 | 11000 | N | N
ITT BLACKBURN | WR279 | Y | ITT BLACKBURN , WR279 |  |  | 0.68 | 2018-04-16 10:14 | Anjanece | 250 | 11000 | N | N
ITT BLACKBURN | WR279 | Y | ITT BLACKBURN , WR279 |  |  | 0.84 | 2018-04-16 10:14 | Anjanece | 250 | 11000 | N | N
ITT BLACKBURN | WR279 | Y | ITT BLACKBURN , WR279 |  |  | 0.86 | 2018-04-16 10:14 | Anjanece | 250 | 11000 | N | N
PENN-UNION | KD-R04 | Y | PENN-UNION , KD-R04 | JEA OVERHEAD DISTRIBUTION | CSC Stores | 0.44 | 2001-12-03 14:37 | Anjanece | 250 | 11000 | N | N
PENN-UNION | KD-R04 | Y | PENN-UNION , KD-R04 |  |  | 0.45 | 2001-12-03 14:37 | Anjanece | 250 | 11000 | N | N
PENN-UNION | KD-R04 | Y | PENN-UNION , KD-R04 |  |  | 0.46 | 2001-12-03 14:37 | Anjanece | 250 | 11000 | N | N
PENN-UNION | KD-R04 | Y | PENN-UNION , KD-R04 |  |  | 0.53 | 2001-12-03 14:37 | Anjanece | 250 | 11000 | N | N
PENN-UNION | KD-R04 | Y | PENN-UNION , KD-R04 |  |  | 0.54 | 2001-12-03 14:37 | Anjanece | 250 | 11000 | N | N
PENN-UNION | KD-R04 | Y | PENN-UNION , KD-R04 |  |  | 0.55 | 2001-12-03 14:37 | Anjanece | 250 | 11000 | N | N
PENN-UNION | KD-R04 | Y | PENN-UNION , KD-R04 |  |  | 0.56 | 2001-12-03 14:37 | Anjanece | 250 | 11000 | N | N
PENN-UNION | KD-R04 | Y | PENN-UNION , KD-R04 |  |  | 0.57 | 2001-12-03 14:37 | Anjanece | 250 | 11000 | N | N
PENN-UNION | KD-R04 | Y | PENN-UNION , KD-R04 |  |  | 0.58 | 2001-12-03 14:37 | Anjanece | 250 | 11000 | N | N
PENN-UNION | KD-R04 | Y | PENN-UNION , KD-R04 |  |  | 0.59 | 2001-12-03 14:37 | Anjanece | 250 | 11000 | N | N
PENN-UNION | KD-R04 | Y | PENN-UNION , KD-R04 |  |  | 0.61 | 2001-12-03 14:37 | Anjanece | 250 | 11000 | N | N
PENN-UNION | KD-R04 | Y | PENN-UNION , KD-R04 |  |  | 0.62 | 2001-12-03 14:37 | Anjanece | 250 | 11000 | N | N
PENN-UNION | KD-R04 | Y | PENN-UNION , KD-R04 |  |  | 0.64 | 2001-12-03 14:37 | Anjanece | 250 | 11000 | N | N
PENN-UNION | KD-R04 | Y | PENN-UNION , KD-R04 |  |  | 0.66 | 2001-12-03 14:37 | Anjanece | 250 | 11000 | N | N
PENN-UNION | KD-R04 | Y | PENN-UNION , KD-R04 |  |  | 0.67 | 2001-12-03 14:37 | Anjanece | 250 | 11000 | N | N
PENN-UNION | KD-R04 | Y | PENN-UNION , KD-R04 |  |  | 0.68 | 2001-12-03 14:37 | Anjanece | 250 | 11000 | N | N
PENN-UNION | KD-R04 | Y | PENN-UNION , KD-R04 |  |  | 0.7 | 2001-12-03 14:37 | Anjanece | 250 | 11000 | N | N
PENN-UNION | KD-R04 | Y | PENN-UNION , KD-R04 |  |  | 0.78 | 2001-12-03 14:37 | Anjanece | 250 | 11000 | N | N
PENN-UNION | KD-R04 | Y | PENN-UNION , KD-R04 |  |  | 0.82 | 2001-12-03 14:37 | Anjanece | 250 | 11000 | N | N
PENN-UNION | KD-R04 | Y | PENN-UNION , KD-R04 |  |  | 0.83 | 2001-12-03 14:37 | Anjanece | 250 | 11000 | N | N
PENN-UNION | KD-R04 | Y | PENN-UNION , KD-R04 |  |  | 0.84 | 2001-12-03 14:37 | Anjanece | 250 | 11000 | N | N
PENN-UNION | KD-R04 | Y | PENN-UNION , KD-R04 |  |  | 0.85 | 2001-12-03 14:37 | Anjanece | 250 | 11000 | N | N
PENN-UNION | KD-R04 | Y | PENN-UNION , KD-R04 |  |  | 0.86 | 2001-12-03 14:37 | Anjanece | 250 | 11000 | N | N
PENN-UNION | KD-R04 | Y | PENN-UNION , KD-R04 |  |  | 0.93 | 2001-12-03 14:37 | Anjanece | 250 | 11000 | N | N
PENN-UNION | KD-R04 | Y | PENN-UNION , KD-R04 |  |  | 0.96 | 2001-12-03 14:37 | Anjanece | 250 | 11000 | N | N
PENN-UNION | KD-R04 | Y | PENN-UNION , KD-R04 |  |  | 0.98 | 2001-12-03 14:37 | Anjanece | 250 | 11000 | N | N
PENN-UNION | KD-R04 | Y | PENN-UNION , KD-R04 |  |  | 1.02 | 2001-12-03 14:37 | Anjanece | 250 | 11000 | N | N
PENN-UNION | KD-R04 | Y | PENN-UNION , KD-R04 |  |  | 1.04 | 2001-12-03 14:37 | Anjanece | 250 | 11000 | N | N
PENN-UNION | KD-R04 | Y | PENN-UNION , KD-R04 |  |  | 1.1 | 2001-12-03 14:37 | Anjanece | 250 | 11000 | N | N
PENN-UNION | KD-R04 | Y | PENN-UNION , KD-R04 |  |  | 1.12 | 2001-12-03 14:37 | Anjanece | 250 | 11000 | N | N
PENN-UNION | KD-R04 | Y | PENN-UNION , KD-R04 |  |  | 1.14 | 2001-12-03 14:37 | Anjanece | 250 | 11000 | N | N
PENN-UNION | KD-R04 | Y | PENN-UNION , KD-R04 |  |  | 1.15 | 2001-12-03 14:37 | Anjanece | 250 | 11000 | N | N
PENN-UNION | KD-R04 | Y | PENN-UNION , KD-R04 |  |  | 1.17 | 2001-12-03 14:37 | Anjanece | 250 | 11000 | N | N
PENN-UNION | KD-R04 | Y | PENN-UNION , KD-R04 |  |  | 1.2 | 2001-12-03 14:37 | Anjanece | 250 | 11000 | N | N
PENN-UNION | KD-R04 | Y | PENN-UNION , KD-R04 |  |  | 1.21 | 2001-12-03 14:37 | Anjanece | 250 | 11000 | N | N
PENN-UNION | KD-R04 | Y | PENN-UNION , KD-R04 |  |  | 1.23 | 2001-12-03 14:37 | Anjanece | 250 | 11000 | N | N
PENN-UNION | KD-R04 | Y | PENN-UNION , KD-R04 |  |  | 1.24 | 2001-12-03 14:37 | Anjanece | 250 | 11000 | N | N
PENN-UNION | KD-R04 | Y | PENN-UNION , KD-R04 |  | Storm Stores | 0 | 2018-04-16 10:14 | Anjanece | 250 | 11000 | N | N
PENN-UNION | KD-R04 | Y | PENN-UNION , KD-R04 |  |  | 0.52 | 2018-04-16 10:14 | Anjanece | 250 | 11000 | N | N
PENN-UNION | KD-R04 | Y | PENN-UNION , KD-R04 |  |  | 0.55 | 2018-04-16 10:14 | Anjanece | 250 | 11000 | N | N
PENN-UNION | KD-R04 | Y | PENN-UNION , KD-R04 |  |  | 0.67 | 2018-04-16 10:14 | Anjanece | 250 | 11000 | N | N
PENN-UNION | KD-R04 | Y | PENN-UNION , KD-R04 |  |  | 0.68 | 2018-04-16 10:14 | Anjanece | 250 | 11000 | N | N
PENN-UNION | KD-R04 | Y | PENN-UNION , KD-R04 |  |  | 0.84 | 2018-04-16 10:14 | Anjanece | 250 | 11000 | N | N
PENN-UNION | KD-R04 | Y | PENN-UNION , KD-R04 |  |  | 0.86 | 2018-04-16 10:14 | Anjanece | 250 | 11000 | N | N
ANDERSON | AC-502-82 | Y | ANDERSON , AC-502-82 | JEA OVERHEAD DISTRIBUTION | CSC Stores | 0.54 | 2001-12-03 14:38 | Anjanece | 250 | 4000 | N | N
ANDERSON | AC-502-82 | Y | ANDERSON , AC-502-82 |  |  | 0.55 | 2001-12-03 14:38 | Anjanece | 250 | 4000 | N | N
ANDERSON | AC-502-82 | Y | ANDERSON , AC-502-82 |  |  | 0.56 | 2001-12-03 14:38 | Anjanece | 250 | 4000 | N | N
ANDERSON | AC-502-82 | Y | ANDERSON , AC-502-82 |  |  | 0.57 | 2001-12-03 14:38 | Anjanece | 250 | 4000 | N | N
ANDERSON | AC-502-82 | Y | ANDERSON , AC-502-82 |  |  | 0.58 | 2001-12-03 14:38 | Anjanece | 250 | 4000 | N | N
ANDERSON | AC-502-82 | Y | ANDERSON , AC-502-82 |  |  | 0.59 | 2001-12-03 14:38 | Anjanece | 250 | 4000 | N | N
ANDERSON | AC-502-82 | Y | ANDERSON , AC-502-82 |  |  | 0.61 | 2001-12-03 14:38 | Anjanece | 250 | 4000 | N | N
ANDERSON | AC-502-82 | Y | ANDERSON , AC-502-82 |  |  | 0.62 | 2001-12-03 14:38 | Anjanece | 250 | 4000 | N | N
ANDERSON | AC-502-82 | Y | ANDERSON , AC-502-82 |  |  | 0.63 | 2001-12-03 14:38 | Anjanece | 250 | 4000 | N | N
ANDERSON | AC-502-82 | Y | ANDERSON , AC-502-82 |  |  | 0.65 | 2001-12-03 14:38 | Anjanece | 250 | 4000 | N | N
ANDERSON | AC-502-82 | Y | ANDERSON , AC-502-82 |  |  | 0.68 | 2001-12-03 14:38 | Anjanece | 250 | 4000 | N | N
ANDERSON | AC-502-82 | Y | ANDERSON , AC-502-82 |  |  | 0.71 | 2001-12-03 14:38 | Anjanece | 250 | 4000 | N | N
ANDERSON | AC-502-82 | Y | ANDERSON , AC-502-82 |  |  | 0.72 | 2001-12-03 14:38 | Anjanece | 250 | 4000 | N | N
ANDERSON | AC-502-82 | Y | ANDERSON , AC-502-82 |  |  | 0.74 | 2001-12-03 14:38 | Anjanece | 250 | 4000 | N | N
ANDERSON | AC-502-82 | Y | ANDERSON , AC-502-82 |  |  | 0.76 | 2001-12-03 14:38 | Anjanece | 250 | 4000 | N | N
ANDERSON | AC-502-82 | Y | ANDERSON , AC-502-82 |  |  | 0.77 | 2001-12-03 14:38 | Anjanece | 250 | 4000 | N | N
ANDERSON | AC-502-82 | Y | ANDERSON , AC-502-82 |  |  | 0.78 | 2001-12-03 14:38 | Anjanece | 250 | 4000 | N | N
ANDERSON | AC-502-82 | Y | ANDERSON , AC-502-82 |  |  | 0.79 | 2001-12-03 14:38 | Anjanece | 250 | 4000 | N | N
ANDERSON | AC-502-82 | Y | ANDERSON , AC-502-82 |  |  | 0.8 | 2001-12-03 14:38 | Anjanece | 250 | 4000 | N | N
ANDERSON | AC-502-82 | Y | ANDERSON , AC-502-82 |  |  | 0.81 | 2001-12-03 14:38 | Anjanece | 250 | 4000 | N | N
ANDERSON | AC-502-82 | Y | ANDERSON , AC-502-82 |  |  | 0.91 | 2001-12-03 14:38 | Anjanece | 250 | 4000 | N | N
ANDERSON | AC-502-82 | Y | ANDERSON , AC-502-82 |  |  | 1 | 2001-12-03 14:38 | Anjanece | 250 | 4000 | N | N
ANDERSON | AC-502-82 | Y | ANDERSON , AC-502-82 |  |  | 1.06 | 2001-12-03 14:38 | Anjanece | 250 | 4000 | N | N
ANDERSON | AC-502-82 | Y | ANDERSON , AC-502-82 |  |  | 1.07 | 2001-12-03 14:38 | Anjanece | 250 | 4000 | N | N
ANDERSON | AC-502-82 | Y | ANDERSON , AC-502-82 |  |  | 1.08 | 2001-12-03 14:38 | Anjanece | 250 | 4000 | N | N
ANDERSON | AC-502-82 | Y | ANDERSON , AC-502-82 |  |  | 1.09 | 2001-12-03 14:38 | Anjanece | 250 | 4000 | N | N
ANDERSON | AC-502-82 | Y | ANDERSON , AC-502-82 |  |  | 1.1 | 2001-12-03 14:38 | Anjanece | 250 | 4000 | N | N
ANDERSON | AC-502-82 | Y | ANDERSON , AC-502-82 |  |  | 1.39 | 2001-12-03 14:38 | Anjanece | 250 | 4000 | N | N
ANDERSON | AC-502-82 | Y | ANDERSON , AC-502-82 |  |  | 1.47 | 2001-12-03 14:38 | Anjanece | 250 | 4000 | N | N
ANDERSON | AC-502-82 | Y | ANDERSON , AC-502-82 |  |  | 1.51 | 2001-12-03 14:38 | Anjanece | 250 | 4000 | N | N
ANDERSON | AC-502-82 | Y | ANDERSON , AC-502-82 |  |  | 1.54 | 2001-12-03 14:38 | Anjanece | 250 | 4000 | N | N
ANDERSON | AC-502-82 | Y | ANDERSON , AC-502-82 |  |  | 1.56 | 2001-12-03 14:38 | Anjanece | 250 | 4000 | N | N
ANDERSON | AC-502-82 | Y | ANDERSON , AC-502-82 |  | Storm Stores | 0 | 2018-04-16 10:14 | Anjanece | 250 | 4000 | N | N
ANDERSON | AC-502-82 | Y | ANDERSON , AC-502-82 |  |  | 0.56 | 2018-04-16 10:14 | Anjanece | 250 | 4000 | N | N
ANDERSON | AC-502-82 | Y | ANDERSON , AC-502-82 |  |  | 0.57 | 2018-04-16 10:14 | Anjanece | 250 | 4000 | N | N
ANDERSON | AC-502-82 | Y | ANDERSON , AC-502-82 |  |  | 0.68 | 2018-04-16 10:14 | Anjanece | 250 | 4000 | N | N
ANDERSON | AC-502-82 | Y | ANDERSON , AC-502-82 |  |  | 0.69 | 2018-04-16 10:14 | Anjanece | 250 | 4000 | N | N
ANDERSON | AC-502-82 | Y | ANDERSON , AC-502-82 |  |  | 0.94 | 2018-04-16 10:14 | Anjanece | 250 | 4000 | N | N
ANDERSON | AC-502-82 | Y | ANDERSON , AC-502-82 |  |  | 0.98 | 2018-04-16 10:14 | Anjanece | 250 | 4000 | N | N
ANDERSON | AC-502-82 | Y | ANDERSON , AC-502-82 |  |  | 1.01 | 2018-04-16 10:14 | Anjanece | 250 | 4000 | N | N
BURNDY CORP. | YHD3 | Y | BURNDY CORP. , YHD3 | JEA OVERHEAD DISTRIBUTION | CSC Stores | 0.54 | 2001-12-03 14:38 | Anjanece | 250 | 4000 | N | N
BURNDY CORP. | YHD3 | Y | BURNDY CORP. , YHD3 |  |  | 0.55 | 2001-12-03 14:38 | Anjanece | 250 | 4000 | N | N
BURNDY CORP. | YHD3 | Y | BURNDY CORP. , YHD3 |  |  | 0.56 | 2001-12-03 14:38 | Anjanece | 250 | 4000 | N | N
BURNDY CORP. | YHD3 | Y | BURNDY CORP. , YHD3 |  |  | 0.57 | 2001-12-03 14:38 | Anjanece | 250 | 4000 | N | N
BURNDY CORP. | YHD3 | Y | BURNDY CORP. , YHD3 |  |  | 0.58 | 2001-12-03 14:38 | Anjanece | 250 | 4000 | N | N
BURNDY CORP. | YHD3 | Y | BURNDY CORP. , YHD3 |  |  | 0.59 | 2001-12-03 14:38 | Anjanece | 250 | 4000 | N | N
BURNDY CORP. | YHD3 | Y | BURNDY CORP. , YHD3 |  |  | 0.61 | 2001-12-03 14:38 | Anjanece | 250 | 4000 | N | N
BURNDY CORP. | YHD3 | Y | BURNDY CORP. , YHD3 |  |  | 0.62 | 2001-12-03 14:38 | Anjanece | 250 | 4000 | N | N
BURNDY CORP. | YHD3 | Y | BURNDY CORP. , YHD3 |  |  | 0.63 | 2001-12-03 14:38 | Anjanece | 250 | 4000 | N | N
BURNDY CORP. | YHD3 | Y | BURNDY CORP. , YHD3 |  |  | 0.65 | 2001-12-03 14:38 | Anjanece | 250 | 4000 | N | N
BURNDY CORP. | YHD3 | Y | BURNDY CORP. , YHD3 |  |  | 0.68 | 2001-12-03 14:38 | Anjanece | 250 | 4000 | N | N
BURNDY CORP. | YHD3 | Y | BURNDY CORP. , YHD3 |  |  | 0.71 | 2001-12-03 14:38 | Anjanece | 250 | 4000 | N | N
BURNDY CORP. | YHD3 | Y | BURNDY CORP. , YHD3 |  |  | 0.72 | 2001-12-03 14:38 | Anjanece | 250 | 4000 | N | N
BURNDY CORP. | YHD3 | Y | BURNDY CORP. , YHD3 |  |  | 0.74 | 2001-12-03 14:38 | Anjanece | 250 | 4000 | N | N
BURNDY CORP. | YHD3 | Y | BURNDY CORP. , YHD3 |  |  | 0.76 | 2001-12-03 14:38 | Anjanece | 250 | 4000 | N | N
BURNDY CORP. | YHD3 | Y | BURNDY CORP. , YHD3 |  |  | 0.77 | 2001-12-03 14:38 | Anjanece | 250 | 4000 | N | N
BURNDY CORP. | YHD3 | Y | BURNDY CORP. , YHD3 |  |  | 0.78 | 2001-12-03 14:38 | Anjanece | 250 | 4000 | N | N
BURNDY CORP. | YHD3 | Y | BURNDY CORP. , YHD3 |  |  | 0.79 | 2001-12-03 14:38 | Anjanece | 250 | 4000 | N | N
BURNDY CORP. | YHD3 | Y | BURNDY CORP. , YHD3 |  |  | 0.8 | 2001-12-03 14:38 | Anjanece | 250 | 4000 | N | N
BURNDY CORP. | YHD3 | Y | BURNDY CORP. , YHD3 |  |  | 0.81 | 2001-12-03 14:38 | Anjanece | 250 | 4000 | N | N
BURNDY CORP. | YHD3 | Y | BURNDY CORP. , YHD3 |  |  | 0.91 | 2001-12-03 14:38 | Anjanece | 250 | 4000 | N | N
BURNDY CORP. | YHD3 | Y | BURNDY CORP. , YHD3 |  |  | 1 | 2001-12-03 14:38 | Anjanece | 250 | 4000 | N | N
BURNDY CORP. | YHD3 | Y | BURNDY CORP. , YHD3 |  |  | 1.06 | 2001-12-03 14:38 | Anjanece | 250 | 4000 | N | N
BURNDY CORP. | YHD3 | Y | BURNDY CORP. , YHD3 |  |  | 1.07 | 2001-12-03 14:38 | Anjanece | 250 | 4000 | N | N
BURNDY CORP. | YHD3 | Y | BURNDY CORP. , YHD3 |  |  | 1.08 | 2001-12-03 14:38 | Anjanece | 250 | 4000 | N | N
BURNDY CORP. | YHD3 | Y | BURNDY CORP. , YHD3 |  |  | 1.09 | 2001-12-03 14:38 | Anjanece | 250 | 4000 | N | N
BURNDY CORP. | YHD3 | Y | BURNDY CORP. , YHD3 |  |  | 1.1 | 2001-12-03 14:38 | Anjanece | 250 | 4000 | N | N
BURNDY CORP. | YHD3 | Y | BURNDY CORP. , YHD3 |  |  | 1.39 | 2001-12-03 14:38 | Anjanece | 250 | 4000 | N | N
BURNDY CORP. | YHD3 | Y | BURNDY CORP. , YHD3 |  |  | 1.47 | 2001-12-03 14:38 | Anjanece | 250 | 4000 | N | N
BURNDY CORP. | YHD3 | Y | BURNDY CORP. , YHD3 |  |  | 1.51 | 2001-12-03 14:38 | Anjanece | 250 | 4000 | N | N
BURNDY CORP. | YHD3 | Y | BURNDY CORP. , YHD3 |  |  | 1.54 | 2001-12-03 14:38 | Anjanece | 250 | 4000 | N | N
BURNDY CORP. | YHD3 | Y | BURNDY CORP. , YHD3 |  |  | 1.56 | 2001-12-03 14:38 | Anjanece | 250 | 4000 | N | N
BURNDY CORP. | YHD3 | Y | BURNDY CORP. , YHD3 |  | Storm Stores | 0 | 2018-04-16 10:14 | Anjanece | 250 | 4000 | N | N
BURNDY CORP. | YHD3 | Y | BURNDY CORP. , YHD3 |  |  | 0.56 | 2018-04-16 10:14 | Anjanece | 250 | 4000 | N | N
BURNDY CORP. | YHD3 | Y | BURNDY CORP. , YHD3 |  |  | 0.57 | 2018-04-16 10:14 | Anjanece | 250 | 4000 | N | N
BURNDY CORP. | YHD3 | Y | BURNDY CORP. , YHD3 |  |  | 0.68 | 2018-04-16 10:14 | Anjanece | 250 | 4000 | N | N
BURNDY CORP. | YHD3 | Y | BURNDY CORP. , YHD3 |  |  | 0.69 | 2018-04-16 10:14 | Anjanece | 250 | 4000 | N | N
BURNDY CORP. | YHD3 | Y | BURNDY CORP. , YHD3 |  |  | 0.94 | 2018-04-16 10:14 | Anjanece | 250 | 4000 | N | N
BURNDY CORP. | YHD3 | Y | BURNDY CORP. , YHD3 |  |  | 0.98 | 2018-04-16 10:14 | Anjanece | 250 | 4000 | N | N
BURNDY CORP. | YHD3 | Y | BURNDY CORP. , YHD3 |  |  | 1.01 | 2018-04-16 10:14 | Anjanece | 250 | 4000 | N | N
HOMAC | DB202 | Y | HOMAC , DB202 | JEA OVERHEAD DISTRIBUTION | CSC Stores | 0.54 | 2001-12-03 14:38 | Anjanece | 250 | 4000 | N | N
HOMAC | DB202 | Y | HOMAC , DB202 |  |  | 0.55 | 2001-12-03 14:38 | Anjanece | 250 | 4000 | N | N
HOMAC | DB202 | Y | HOMAC , DB202 |  |  | 0.56 | 2001-12-03 14:38 | Anjanece | 250 | 4000 | N | N
HOMAC | DB202 | Y | HOMAC , DB202 |  |  | 0.57 | 2001-12-03 14:38 | Anjanece | 250 | 4000 | N | N
HOMAC | DB202 | Y | HOMAC , DB202 |  |  | 0.58 | 2001-12-03 14:38 | Anjanece | 250 | 4000 | N | N
HOMAC | DB202 | Y | HOMAC , DB202 |  |  | 0.59 | 2001-12-03 14:38 | Anjanece | 250 | 4000 | N | N
HOMAC | DB202 | Y | HOMAC , DB202 |  |  | 0.61 | 2001-12-03 14:38 | Anjanece | 250 | 4000 | N | N
HOMAC | DB202 | Y | HOMAC , DB202 |  |  | 0.62 | 2001-12-03 14:38 | Anjanece | 250 | 4000 | N | N
HOMAC | DB202 | Y | HOMAC , DB202 |  |  | 0.63 | 2001-12-03 14:38 | Anjanece | 250 | 4000 | N | N
HOMAC | DB202 | Y | HOMAC , DB202 |  |  | 0.65 | 2001-12-03 14:38 | Anjanece | 250 | 4000 | N | N
HOMAC | DB202 | Y | HOMAC , DB202 |  |  | 0.68 | 2001-12-03 14:38 | Anjanece | 250 | 4000 | N | N
HOMAC | DB202 | Y | HOMAC , DB202 |  |  | 0.71 | 2001-12-03 14:38 | Anjanece | 250 | 4000 | N | N
HOMAC | DB202 | Y | HOMAC , DB202 |  |  | 0.72 | 2001-12-03 14:38 | Anjanece | 250 | 4000 | N | N
HOMAC | DB202 | Y | HOMAC , DB202 |  |  | 0.74 | 2001-12-03 14:38 | Anjanece | 250 | 4000 | N | N
HOMAC | DB202 | Y | HOMAC , DB202 |  |  | 0.76 | 2001-12-03 14:38 | Anjanece | 250 | 4000 | N | N
HOMAC | DB202 | Y | HOMAC , DB202 |  |  | 0.77 | 2001-12-03 14:38 | Anjanece | 250 | 4000 | N | N
HOMAC | DB202 | Y | HOMAC , DB202 |  |  | 0.78 | 2001-12-03 14:38 | Anjanece | 250 | 4000 | N | N
HOMAC | DB202 | Y | HOMAC , DB202 |  |  | 0.79 | 2001-12-03 14:38 | Anjanece | 250 | 4000 | N | N
HOMAC | DB202 | Y | HOMAC , DB202 |  |  | 0.8 | 2001-12-03 14:38 | Anjanece | 250 | 4000 | N | N
HOMAC | DB202 | Y | HOMAC , DB202 |  |  | 0.81 | 2001-12-03 14:38 | Anjanece | 250 | 4000 | N | N
HOMAC | DB202 | Y | HOMAC , DB202 |  |  | 0.91 | 2001-12-03 14:38 | Anjanece | 250 | 4000 | N | N
HOMAC | DB202 | Y | HOMAC , DB202 |  |  | 1 | 2001-12-03 14:38 | Anjanece | 250 | 4000 | N | N
HOMAC | DB202 | Y | HOMAC , DB202 |  |  | 1.06 | 2001-12-03 14:38 | Anjanece | 250 | 4000 | N | N
HOMAC | DB202 | Y | HOMAC , DB202 |  |  | 1.07 | 2001-12-03 14:38 | Anjanece | 250 | 4000 | N | N
HOMAC | DB202 | Y | HOMAC , DB202 |  |  | 1.08 | 2001-12-03 14:38 | Anjanece | 250 | 4000 | N | N
HOMAC | DB202 | Y | HOMAC , DB202 |  |  | 1.09 | 2001-12-03 14:38 | Anjanece | 250 | 4000 | N | N
HOMAC | DB202 | Y | HOMAC , DB202 |  |  | 1.1 | 2001-12-03 14:38 | Anjanece | 250 | 4000 | N | N
HOMAC | DB202 | Y | HOMAC , DB202 |  |  | 1.39 | 2001-12-03 14:38 | Anjanece | 250 | 4000 | N | N
HOMAC | DB202 | Y | HOMAC , DB202 |  |  | 1.47 | 2001-12-03 14:38 | Anjanece | 250 | 4000 | N | N
HOMAC | DB202 | Y | HOMAC , DB202 |  |  | 1.51 | 2001-12-03 14:38 | Anjanece | 250 | 4000 | N | N
HOMAC | DB202 | Y | HOMAC , DB202 |  |  | 1.54 | 2001-12-03 14:38 | Anjanece | 250 | 4000 | N | N
HOMAC | DB202 | Y | HOMAC , DB202 |  |  | 1.56 | 2001-12-03 14:38 | Anjanece | 250 | 4000 | N | N
HOMAC | DB202 | Y | HOMAC , DB202 |  | Storm Stores | 0 | 2018-04-16 10:14 | Anjanece | 250 | 4000 | N | N
HOMAC | DB202 | Y | HOMAC , DB202 |  |  | 0.56 | 2018-04-16 10:14 | Anjanece | 250 | 4000 | N | N
HOMAC | DB202 | Y | HOMAC , DB202 |  |  | 0.57 | 2018-04-16 10:14 | Anjanece | 250 | 4000 | N | N
HOMAC | DB202 | Y | HOMAC , DB202 |  |  | 0.68 | 2018-04-16 10:14 | Anjanece | 250 | 4000 | N | N
HOMAC | DB202 | Y | HOMAC , DB202 |  |  | 0.69 | 2018-04-16 10:14 | Anjanece | 250 | 4000 | N | N
HOMAC | DB202 | Y | HOMAC , DB202 |  |  | 0.94 | 2018-04-16 10:14 | Anjanece | 250 | 4000 | N | N
HOMAC | DB202 | Y | HOMAC , DB202 |  |  | 0.98 | 2018-04-16 10:14 | Anjanece | 250 | 4000 | N | N
HOMAC | DB202 | Y | HOMAC , DB202 |  |  | 1.01 | 2018-04-16 10:14 | Anjanece | 250 | 4000 | N | N
ITT BLACKBURN | WR289 | Y | ITT BLACKBURN , WR289 | JEA OVERHEAD DISTRIBUTION | CSC Stores | 0.54 | 2001-12-03 14:38 | Anjanece | 250 | 4000 | N | N
ITT BLACKBURN | WR289 | Y | ITT BLACKBURN , WR289 |  |  | 0.55 | 2001-12-03 14:38 | Anjanece | 250 | 4000 | N | N
ITT BLACKBURN | WR289 | Y | ITT BLACKBURN , WR289 |  |  | 0.56 | 2001-12-03 14:38 | Anjanece | 250 | 4000 | N | N
ITT BLACKBURN | WR289 | Y | ITT BLACKBURN , WR289 |  |  | 0.57 | 2001-12-03 14:38 | Anjanece | 250 | 4000 | N | N
ITT BLACKBURN | WR289 | Y | ITT BLACKBURN , WR289 |  |  | 0.58 | 2001-12-03 14:38 | Anjanece | 250 | 4000 | N | N
ITT BLACKBURN | WR289 | Y | ITT BLACKBURN , WR289 |  |  | 0.59 | 2001-12-03 14:38 | Anjanece | 250 | 4000 | N | N
ITT BLACKBURN | WR289 | Y | ITT BLACKBURN , WR289 |  |  | 0.61 | 2001-12-03 14:38 | Anjanece | 250 | 4000 | N | N
ITT BLACKBURN | WR289 | Y | ITT BLACKBURN , WR289 |  |  | 0.62 | 2001-12-03 14:38 | Anjanece | 250 | 4000 | N | N
ITT BLACKBURN | WR289 | Y | ITT BLACKBURN , WR289 |  |  | 0.63 | 2001-12-03 14:38 | Anjanece | 250 | 4000 | N | N
ITT BLACKBURN | WR289 | Y | ITT BLACKBURN , WR289 |  |  | 0.65 | 2001-12-03 14:38 | Anjanece | 250 | 4000 | N | N
ITT BLACKBURN | WR289 | Y | ITT BLACKBURN , WR289 |  |  | 0.68 | 2001-12-03 14:38 | Anjanece | 250 | 4000 | N | N
ITT BLACKBURN | WR289 | Y | ITT BLACKBURN , WR289 |  |  | 0.71 | 2001-12-03 14:38 | Anjanece | 250 | 4000 | N | N
ITT BLACKBURN | WR289 | Y | ITT BLACKBURN , WR289 |  |  | 0.72 | 2001-12-03 14:38 | Anjanece | 250 | 4000 | N | N
ITT BLACKBURN | WR289 | Y | ITT BLACKBURN , WR289 |  |  | 0.74 | 2001-12-03 14:38 | Anjanece | 250 | 4000 | N | N
ITT BLACKBURN | WR289 | Y | ITT BLACKBURN , WR289 |  |  | 0.76 | 2001-12-03 14:38 | Anjanece | 250 | 4000 | N | N
ITT BLACKBURN | WR289 | Y | ITT BLACKBURN , WR289 |  |  | 0.77 | 2001-12-03 14:38 | Anjanece | 250 | 4000 | N | N
ITT BLACKBURN | WR289 | Y | ITT BLACKBURN , WR289 |  |  | 0.78 | 2001-12-03 14:38 | Anjanece | 250 | 4000 | N | N
ITT BLACKBURN | WR289 | Y | ITT BLACKBURN , WR289 |  |  | 0.79 | 2001-12-03 14:38 | Anjanece | 250 | 4000 | N | N
ITT BLACKBURN | WR289 | Y | ITT BLACKBURN , WR289 |  |  | 0.8 | 2001-12-03 14:38 | Anjanece | 250 | 4000 | N | N
ITT BLACKBURN | WR289 | Y | ITT BLACKBURN , WR289 |  |  | 0.81 | 2001-12-03 14:38 | Anjanece | 250 | 4000 | N | N
ITT BLACKBURN | WR289 | Y | ITT BLACKBURN , WR289 |  |  | 0.91 | 2001-12-03 14:38 | Anjanece | 250 | 4000 | N | N
ITT BLACKBURN | WR289 | Y | ITT BLACKBURN , WR289 |  |  | 1 | 2001-12-03 14:38 | Anjanece | 250 | 4000 | N | N
ITT BLACKBURN | WR289 | Y | ITT BLACKBURN , WR289 |  |  | 1.06 | 2001-12-03 14:38 | Anjanece | 250 | 4000 | N | N
ITT BLACKBURN | WR289 | Y | ITT BLACKBURN , WR289 |  |  | 1.07 | 2001-12-03 14:38 | Anjanece | 250 | 4000 | N | N
ITT BLACKBURN | WR289 | Y | ITT BLACKBURN , WR289 |  |  | 1.08 | 2001-12-03 14:38 | Anjanece | 250 | 4000 | N | N
ITT BLACKBURN | WR289 | Y | ITT BLACKBURN , WR289 |  |  | 1.09 | 2001-12-03 14:38 | Anjanece | 250 | 4000 | N | N
ITT BLACKBURN | WR289 | Y | ITT BLACKBURN , WR289 |  |  | 1.1 | 2001-12-03 14:38 | Anjanece | 250 | 4000 | N | N
ITT BLACKBURN | WR289 | Y | ITT BLACKBURN , WR289 |  |  | 1.39 | 2001-12-03 14:38 | Anjanece | 250 | 4000 | N | N
ITT BLACKBURN | WR289 | Y | ITT BLACKBURN , WR289 |  |  | 1.47 | 2001-12-03 14:38 | Anjanece | 250 | 4000 | N | N
ITT BLACKBURN | WR289 | Y | ITT BLACKBURN , WR289 |  |  | 1.51 | 2001-12-03 14:38 | Anjanece | 250 | 4000 | N | N
ITT BLACKBURN | WR289 | Y | ITT BLACKBURN , WR289 |  |  | 1.54 | 2001-12-03 14:38 | Anjanece | 250 | 4000 | N | N
ITT BLACKBURN | WR289 | Y | ITT BLACKBURN , WR289 |  |  | 1.56 | 2001-12-03 14:38 | Anjanece | 250 | 4000 | N | N
ITT BLACKBURN | WR289 | Y | ITT BLACKBURN , WR289 |  | Storm Stores | 0 | 2018-04-16 10:14 | Anjanece | 250 | 4000 | N | N
ITT BLACKBURN | WR289 | Y | ITT BLACKBURN , WR289 |  |  | 0.56 | 2018-04-16 10:14 | Anjanece | 250 | 4000 | N | N
ITT BLACKBURN | WR289 | Y | ITT BLACKBURN , WR289 |  |  | 0.57 | 2018-04-16 10:14 | Anjanece | 250 | 4000 | N | N
ITT BLACKBURN | WR289 | Y | ITT BLACKBURN , WR289 |  |  | 0.68 | 2018-04-16 10:14 | Anjanece | 250 | 4000 | N | N
ITT BLACKBURN | WR289 | Y | ITT BLACKBURN , WR289 |  |  | 0.69 | 2018-04-16 10:14 | Anjanece | 250 | 4000 | N | N
ITT BLACKBURN | WR289 | Y | ITT BLACKBURN , WR289 |  |  | 0.94 | 2018-04-16 10:14 | Anjanece | 250 | 4000 | N | N
ITT BLACKBURN | WR289 | Y | ITT BLACKBURN , WR289 |  |  | 0.98 | 2018-04-16 10:14 | Anjanece | 250 | 4000 | N | N
ITT BLACKBURN | WR289 | Y | ITT BLACKBURN , WR289 |  |  | 1.01 | 2018-04-16 10:14 | Anjanece | 250 | 4000 | N | N
KEARNEY | 502-82 | Y | KEARNEY , 502-82 | JEA OVERHEAD DISTRIBUTION | CSC Stores | 0.54 | 2001-12-03 14:38 | Anjanece | 250 | 4000 | N | N
KEARNEY | 502-82 | Y | KEARNEY , 502-82 |  |  | 0.55 | 2001-12-03 14:38 | Anjanece | 250 | 4000 | N | N
KEARNEY | 502-82 | Y | KEARNEY , 502-82 |  |  | 0.56 | 2001-12-03 14:38 | Anjanece | 250 | 4000 | N | N
KEARNEY | 502-82 | Y | KEARNEY , 502-82 |  |  | 0.57 | 2001-12-03 14:38 | Anjanece | 250 | 4000 | N | N
KEARNEY | 502-82 | Y | KEARNEY , 502-82 |  |  | 0.58 | 2001-12-03 14:38 | Anjanece | 250 | 4000 | N | N
KEARNEY | 502-82 | Y | KEARNEY , 502-82 |  |  | 0.59 | 2001-12-03 14:38 | Anjanece | 250 | 4000 | N | N
KEARNEY | 502-82 | Y | KEARNEY , 502-82 |  |  | 0.61 | 2001-12-03 14:38 | Anjanece | 250 | 4000 | N | N
KEARNEY | 502-82 | Y | KEARNEY , 502-82 |  |  | 0.62 | 2001-12-03 14:38 | Anjanece | 250 | 4000 | N | N
KEARNEY | 502-82 | Y | KEARNEY , 502-82 |  |  | 0.63 | 2001-12-03 14:38 | Anjanece | 250 | 4000 | N | N
KEARNEY | 502-82 | Y | KEARNEY , 502-82 |  |  | 0.65 | 2001-12-03 14:38 | Anjanece | 250 | 4000 | N | N
KEARNEY | 502-82 | Y | KEARNEY , 502-82 |  |  | 0.68 | 2001-12-03 14:38 | Anjanece | 250 | 4000 | N | N
KEARNEY | 502-82 | Y | KEARNEY , 502-82 |  |  | 0.71 | 2001-12-03 14:38 | Anjanece | 250 | 4000 | N | N
KEARNEY | 502-82 | Y | KEARNEY , 502-82 |  |  | 0.72 | 2001-12-03 14:38 | Anjanece | 250 | 4000 | N | N
KEARNEY | 502-82 | Y | KEARNEY , 502-82 |  |  | 0.74 | 2001-12-03 14:38 | Anjanece | 250 | 4000 | N | N
KEARNEY | 502-82 | Y | KEARNEY , 502-82 |  |  | 0.76 | 2001-12-03 14:38 | Anjanece | 250 | 4000 | N | N
KEARNEY | 502-82 | Y | KEARNEY , 502-82 |  |  | 0.77 | 2001-12-03 14:38 | Anjanece | 250 | 4000 | N | N
KEARNEY | 502-82 | Y | KEARNEY , 502-82 |  |  | 0.78 | 2001-12-03 14:38 | Anjanece | 250 | 4000 | N | N
KEARNEY | 502-82 | Y | KEARNEY , 502-82 |  |  | 0.79 | 2001-12-03 14:38 | Anjanece | 250 | 4000 | N | N
KEARNEY | 502-82 | Y | KEARNEY , 502-82 |  |  | 0.8 | 2001-12-03 14:38 | Anjanece | 250 | 4000 | N | N
KEARNEY | 502-82 | Y | KEARNEY , 502-82 |  |  | 0.81 | 2001-12-03 14:38 | Anjanece | 250 | 4000 | N | N
KEARNEY | 502-82 | Y | KEARNEY , 502-82 |  |  | 0.91 | 2001-12-03 14:38 | Anjanece | 250 | 4000 | N | N
KEARNEY | 502-82 | Y | KEARNEY , 502-82 |  |  | 1 | 2001-12-03 14:38 | Anjanece | 250 | 4000 | N | N
KEARNEY | 502-82 | Y | KEARNEY , 502-82 |  |  | 1.06 | 2001-12-03 14:38 | Anjanece | 250 | 4000 | N | N
KEARNEY | 502-82 | Y | KEARNEY , 502-82 |  |  | 1.07 | 2001-12-03 14:38 | Anjanece | 250 | 4000 | N | N
KEARNEY | 502-82 | Y | KEARNEY , 502-82 |  |  | 1.08 | 2001-12-03 14:38 | Anjanece | 250 | 4000 | N | N
KEARNEY | 502-82 | Y | KEARNEY , 502-82 |  |  | 1.09 | 2001-12-03 14:38 | Anjanece | 250 | 4000 | N | N
KEARNEY | 502-82 | Y | KEARNEY , 502-82 |  |  | 1.1 | 2001-12-03 14:38 | Anjanece | 250 | 4000 | N | N
KEARNEY | 502-82 | Y | KEARNEY , 502-82 |  |  | 1.39 | 2001-12-03 14:38 | Anjanece | 250 | 4000 | N | N
KEARNEY | 502-82 | Y | KEARNEY , 502-82 |  |  | 1.47 | 2001-12-03 14:38 | Anjanece | 250 | 4000 | N | N
KEARNEY | 502-82 | Y | KEARNEY , 502-82 |  |  | 1.51 | 2001-12-03 14:38 | Anjanece | 250 | 4000 | N | N
KEARNEY | 502-82 | Y | KEARNEY , 502-82 |  |  | 1.54 | 2001-12-03 14:38 | Anjanece | 250 | 4000 | N | N
KEARNEY | 502-82 | Y | KEARNEY , 502-82 |  |  | 1.56 | 2001-12-03 14:38 | Anjanece | 250 | 4000 | N | N
KEARNEY | 502-82 | Y | KEARNEY , 502-82 |  | Storm Stores | 0 | 2018-04-16 10:14 | Anjanece | 250 | 4000 | N | N
KEARNEY | 502-82 | Y | KEARNEY , 502-82 |  |  | 0.56 | 2018-04-16 10:14 | Anjanece | 250 | 4000 | N | N
KEARNEY | 502-82 | Y | KEARNEY , 502-82 |  |  | 0.57 | 2018-04-16 10:14 | Anjanece | 250 | 4000 | N | N
KEARNEY | 502-82 | Y | KEARNEY , 502-82 |  |  | 0.68 | 2018-04-16 10:14 | Anjanece | 250 | 4000 | N | N
KEARNEY | 502-82 | Y | KEARNEY , 502-82 |  |  | 0.69 | 2018-04-16 10:14 | Anjanece | 250 | 4000 | N | N
KEARNEY | 502-82 | Y | KEARNEY , 502-82 |  |  | 0.94 | 2018-04-16 10:14 | Anjanece | 250 | 4000 | N | N
KEARNEY | 502-82 | Y | KEARNEY , 502-82 |  |  | 0.98 | 2018-04-16 10:14 | Anjanece | 250 | 4000 | N | N
KEARNEY | 502-82 | Y | KEARNEY , 502-82 |  |  | 1.01 | 2018-04-16 10:14 | Anjanece | 250 | 4000 | N | N
PENN-UNION | KD-R02 | Y | PENN-UNION , KD-R02 | JEA OVERHEAD DISTRIBUTION | CSC Stores | 0.54 | 2001-12-03 14:38 | Anjanece | 250 | 4000 | N | N
PENN-UNION | KD-R02 | Y | PENN-UNION , KD-R02 |  |  | 0.55 | 2001-12-03 14:38 | Anjanece | 250 | 4000 | N | N
PENN-UNION | KD-R02 | Y | PENN-UNION , KD-R02 |  |  | 0.56 | 2001-12-03 14:38 | Anjanece | 250 | 4000 | N | N
PENN-UNION | KD-R02 | Y | PENN-UNION , KD-R02 |  |  | 0.57 | 2001-12-03 14:38 | Anjanece | 250 | 4000 | N | N
PENN-UNION | KD-R02 | Y | PENN-UNION , KD-R02 |  |  | 0.58 | 2001-12-03 14:38 | Anjanece | 250 | 4000 | N | N
PENN-UNION | KD-R02 | Y | PENN-UNION , KD-R02 |  |  | 0.59 | 2001-12-03 14:38 | Anjanece | 250 | 4000 | N | N
PENN-UNION | KD-R02 | Y | PENN-UNION , KD-R02 |  |  | 0.61 | 2001-12-03 14:38 | Anjanece | 250 | 4000 | N | N
PENN-UNION | KD-R02 | Y | PENN-UNION , KD-R02 |  |  | 0.62 | 2001-12-03 14:38 | Anjanece | 250 | 4000 | N | N
PENN-UNION | KD-R02 | Y | PENN-UNION , KD-R02 |  |  | 0.63 | 2001-12-03 14:38 | Anjanece | 250 | 4000 | N | N
PENN-UNION | KD-R02 | Y | PENN-UNION , KD-R02 |  |  | 0.65 | 2001-12-03 14:38 | Anjanece | 250 | 4000 | N | N
PENN-UNION | KD-R02 | Y | PENN-UNION , KD-R02 |  |  | 0.68 | 2001-12-03 14:38 | Anjanece | 250 | 4000 | N | N
PENN-UNION | KD-R02 | Y | PENN-UNION , KD-R02 |  |  | 0.71 | 2001-12-03 14:38 | Anjanece | 250 | 4000 | N | N
PENN-UNION | KD-R02 | Y | PENN-UNION , KD-R02 |  |  | 0.72 | 2001-12-03 14:38 | Anjanece | 250 | 4000 | N | N
PENN-UNION | KD-R02 | Y | PENN-UNION , KD-R02 |  |  | 0.74 | 2001-12-03 14:38 | Anjanece | 250 | 4000 | N | N
PENN-UNION | KD-R02 | Y | PENN-UNION , KD-R02 |  |  | 0.76 | 2001-12-03 14:38 | Anjanece | 250 | 4000 | N | N
PENN-UNION | KD-R02 | Y | PENN-UNION , KD-R02 |  |  | 0.77 | 2001-12-03 14:38 | Anjanece | 250 | 4000 | N | N
PENN-UNION | KD-R02 | Y | PENN-UNION , KD-R02 |  |  | 0.78 | 2001-12-03 14:38 | Anjanece | 250 | 4000 | N | N
PENN-UNION | KD-R02 | Y | PENN-UNION , KD-R02 |  |  | 0.79 | 2001-12-03 14:38 | Anjanece | 250 | 4000 | N | N
PENN-UNION | KD-R02 | Y | PENN-UNION , KD-R02 |  |  | 0.8 | 2001-12-03 14:38 | Anjanece | 250 | 4000 | N | N
PENN-UNION | KD-R02 | Y | PENN-UNION , KD-R02 |  |  | 0.81 | 2001-12-03 14:38 | Anjanece | 250 | 4000 | N | N
PENN-UNION | KD-R02 | Y | PENN-UNION , KD-R02 |  |  | 0.91 | 2001-12-03 14:38 | Anjanece | 250 | 4000 | N | N
PENN-UNION | KD-R02 | Y | PENN-UNION , KD-R02 |  |  | 1 | 2001-12-03 14:38 | Anjanece | 250 | 4000 | N | N
PENN-UNION | KD-R02 | Y | PENN-UNION , KD-R02 |  |  | 1.06 | 2001-12-03 14:38 | Anjanece | 250 | 4000 | N | N
PENN-UNION | KD-R02 | Y | PENN-UNION , KD-R02 |  |  | 1.07 | 2001-12-03 14:38 | Anjanece | 250 | 4000 | N | N
PENN-UNION | KD-R02 | Y | PENN-UNION , KD-R02 |  |  | 1.08 | 2001-12-03 14:38 | Anjanece | 250 | 4000 | N | N
PENN-UNION | KD-R02 | Y | PENN-UNION , KD-R02 |  |  | 1.09 | 2001-12-03 14:38 | Anjanece | 250 | 4000 | N | N
PENN-UNION | KD-R02 | Y | PENN-UNION , KD-R02 |  |  | 1.1 | 2001-12-03 14:38 | Anjanece | 250 | 4000 | N | N
PENN-UNION | KD-R02 | Y | PENN-UNION , KD-R02 |  |  | 1.39 | 2001-12-03 14:38 | Anjanece | 250 | 4000 | N | N
PENN-UNION | KD-R02 | Y | PENN-UNION , KD-R02 |  |  | 1.47 | 2001-12-03 14:38 | Anjanece | 250 | 4000 | N | N
PENN-UNION | KD-R02 | Y | PENN-UNION , KD-R02 |  |  | 1.51 | 2001-12-03 14:38 | Anjanece | 250 | 4000 | N | N
PENN-UNION | KD-R02 | Y | PENN-UNION , KD-R02 |  |  | 1.54 | 2001-12-03 14:38 | Anjanece | 250 | 4000 | N | N
PENN-UNION | KD-R02 | Y | PENN-UNION , KD-R02 |  |  | 1.56 | 2001-12-03 14:38 | Anjanece | 250 | 4000 | N | N
PENN-UNION | KD-R02 | Y | PENN-UNION , KD-R02 |  | Storm Stores | 0 | 2018-04-16 10:14 | Anjanece | 250 | 4000 | N | N
PENN-UNION | KD-R02 | Y | PENN-UNION , KD-R02 |  |  | 0.56 | 2018-04-16 10:14 | Anjanece | 250 | 4000 | N | N
PENN-UNION | KD-R02 | Y | PENN-UNION , KD-R02 |  |  | 0.57 | 2018-04-16 10:14 | Anjanece | 250 | 4000 | N | N
PENN-UNION | KD-R02 | Y | PENN-UNION , KD-R02 |  |  | 0.68 | 2018-04-16 10:14 | Anjanece | 250 | 4000 | N | N
PENN-UNION | KD-R02 | Y | PENN-UNION , KD-R02 |  |  | 0.69 | 2018-04-16 10:14 | Anjanece | 250 | 4000 | N | N
PENN-UNION | KD-R02 | Y | PENN-UNION , KD-R02 |  |  | 0.94 | 2018-04-16 10:14 | Anjanece | 250 | 4000 | N | N
PENN-UNION | KD-R02 | Y | PENN-UNION , KD-R02 |  |  | 0.98 | 2018-04-16 10:14 | Anjanece | 250 | 4000 | N | N
PENN-UNION | KD-R02 | Y | PENN-UNION , KD-R02 |  |  | 1.01 | 2018-04-16 10:14 | Anjanece | 250 | 4000 | N | N
ANDERSON | AC-505-82 | Y | ANDERSON , AC-505-82 | JEA OVERHEAD DISTRIBUTION | CSC Stores | 0.56 | 2001-12-03 14:38 | Anjanece | 25 | 0 | N | N
ANDERSON | AC-505-82 | Y | ANDERSON , AC-505-82 |  |  | 0.57 | 2001-12-03 14:38 | Anjanece | 25 | 0 | N | N
ANDERSON | AC-505-82 | Y | ANDERSON , AC-505-82 |  |  | 0.58 | 2001-12-03 14:38 | Anjanece | 25 | 0 | N | N
ANDERSON | AC-505-82 | Y | ANDERSON , AC-505-82 |  |  | 0.59 | 2001-12-03 14:38 | Anjanece | 25 | 0 | N | N
ANDERSON | AC-505-82 | Y | ANDERSON , AC-505-82 |  |  | 0.63 | 2001-12-03 14:38 | Anjanece | 25 | 0 | N | N
ANDERSON | AC-505-82 | Y | ANDERSON , AC-505-82 |  |  | 0.64 | 2001-12-03 14:38 | Anjanece | 25 | 0 | N | N
ANDERSON | AC-505-82 | Y | ANDERSON , AC-505-82 |  |  | 0.65 | 2001-12-03 14:38 | Anjanece | 25 | 0 | N | N
ANDERSON | AC-505-82 | Y | ANDERSON , AC-505-82 |  |  | 0.66 | 2001-12-03 14:38 | Anjanece | 25 | 0 | N | N
ANDERSON | AC-505-82 | Y | ANDERSON , AC-505-82 |  |  | 0.67 | 2001-12-03 14:38 | Anjanece | 25 | 0 | N | N
ANDERSON | AC-505-82 | Y | ANDERSON , AC-505-82 |  |  | 0.68 | 2001-12-03 14:38 | Anjanece | 25 | 0 | N | N
ANDERSON | AC-505-82 | Y | ANDERSON , AC-505-82 |  |  | 0.69 | 2001-12-03 14:38 | Anjanece | 25 | 0 | N | N
ANDERSON | AC-505-82 | Y | ANDERSON , AC-505-82 |  |  | 0.72 | 2001-12-03 14:38 | Anjanece | 25 | 0 | N | N
ANDERSON | AC-505-82 | Y | ANDERSON , AC-505-82 |  |  | 0.74 | 2001-12-03 14:38 | Anjanece | 25 | 0 | N | N
ANDERSON | AC-505-82 | Y | ANDERSON , AC-505-82 |  |  | 0.75 | 2001-12-03 14:38 | Anjanece | 25 | 0 | N | N
ANDERSON | AC-505-82 | Y | ANDERSON , AC-505-82 |  |  | 0.76 | 2001-12-03 14:38 | Anjanece | 25 | 0 | N | N
ANDERSON | AC-505-82 | Y | ANDERSON , AC-505-82 |  |  | 0.78 | 2001-12-03 14:38 | Anjanece | 25 | 0 | N | N
ANDERSON | AC-505-82 | Y | ANDERSON , AC-505-82 |  |  | 0.82 | 2001-12-03 14:38 | Anjanece | 25 | 0 | N | N
ANDERSON | AC-505-82 | Y | ANDERSON , AC-505-82 |  |  | 0.9 | 2001-12-03 14:38 | Anjanece | 25 | 0 | N | N
ANDERSON | AC-505-82 | Y | ANDERSON , AC-505-82 |  |  | 0.96 | 2001-12-03 14:38 | Anjanece | 25 | 0 | N | N
ANDERSON | AC-505-82 | Y | ANDERSON , AC-505-82 |  |  | 0.97 | 2001-12-03 14:38 | Anjanece | 25 | 0 | N | N
ANDERSON | AC-505-82 | Y | ANDERSON , AC-505-82 |  |  | 1.01 | 2001-12-03 14:38 | Anjanece | 25 | 0 | N | N
ANDERSON | AC-505-82 | Y | ANDERSON , AC-505-82 |  |  | 1.02 | 2001-12-03 14:38 | Anjanece | 25 | 0 | N | N
ANDERSON | AC-505-82 | Y | ANDERSON , AC-505-82 |  |  | 1.03 | 2001-12-03 14:38 | Anjanece | 25 | 0 | N | N
ANDERSON | AC-505-82 | Y | ANDERSON , AC-505-82 |  |  | 1.1 | 2001-12-03 14:38 | Anjanece | 25 | 0 | N | N
ANDERSON | AC-505-82 | Y | ANDERSON , AC-505-82 |  |  | 1.13 | 2001-12-03 14:38 | Anjanece | 25 | 0 | N | N
ANDERSON | AC-505-82 | Y | ANDERSON , AC-505-82 |  |  | 1.14 | 2001-12-03 14:38 | Anjanece | 25 | 0 | N | N
ANDERSON | AC-505-82 | Y | ANDERSON , AC-505-82 |  |  | 1.16 | 2001-12-03 14:38 | Anjanece | 25 | 0 | N | N
ANDERSON | AC-505-82 | Y | ANDERSON , AC-505-82 |  |  | 1.17 | 2001-12-03 14:38 | Anjanece | 25 | 0 | N | N
ANDERSON | AC-505-82 | Y | ANDERSON , AC-505-82 |  |  | 1.18 | 2001-12-03 14:38 | Anjanece | 25 | 0 | N | N
ANDERSON | AC-505-82 | Y | ANDERSON , AC-505-82 |  | Storm Stores | 0 | 2018-04-16 10:14 | Anjanece |  | 0 | N | N
ANDERSON | AC-505-82 | Y | ANDERSON , AC-505-82 |  |  | 0.64 | 2018-04-16 10:14 | Anjanece |  | 0 | N | N
ANDERSON | AC-505-82 | Y | ANDERSON , AC-505-82 |  |  | 0.66 | 2018-04-16 10:14 | Anjanece |  | 0 | N | N
ANDERSON | AC-505-82 | Y | ANDERSON , AC-505-82 |  |  | 0.67 | 2018-04-16 10:14 | Anjanece |  | 0 | N | N
ANDERSON | AC-505-82 | Y | ANDERSON , AC-505-82 |  |  | 0.73 | 2018-04-16 10:14 | Anjanece |  | 0 | N | N
ANDERSON | AC-505-82 | Y | ANDERSON , AC-505-82 |  |  | 0.82 | 2018-04-16 10:14 | Anjanece |  | 0 | N | N
ANDERSON | AC-505-82 | Y | ANDERSON , AC-505-82 |  |  | 0.94 | 2018-04-16 10:14 | Anjanece |  | 0 | N | N
BURNDY CORP. | YHD6 | Y | BURNDY CORP. , YHD6 | JEA OVERHEAD DISTRIBUTION | CSC Stores | 0.56 | 2001-12-03 14:38 | Anjanece | 25 | 0 | N | N
BURNDY CORP. | YHD6 | Y | BURNDY CORP. , YHD6 |  |  | 0.57 | 2001-12-03 14:38 | Anjanece | 25 | 0 | N | N
BURNDY CORP. | YHD6 | Y | BURNDY CORP. , YHD6 |  |  | 0.58 | 2001-12-03 14:38 | Anjanece | 25 | 0 | N | N
BURNDY CORP. | YHD6 | Y | BURNDY CORP. , YHD6 |  |  | 0.59 | 2001-12-03 14:38 | Anjanece | 25 | 0 | N | N
BURNDY CORP. | YHD6 | Y | BURNDY CORP. , YHD6 |  |  | 0.63 | 2001-12-03 14:38 | Anjanece | 25 | 0 | N | N
BURNDY CORP. | YHD6 | Y | BURNDY CORP. , YHD6 |  |  | 0.64 | 2001-12-03 14:38 | Anjanece | 25 | 0 | N | N
BURNDY CORP. | YHD6 | Y | BURNDY CORP. , YHD6 |  |  | 0.65 | 2001-12-03 14:38 | Anjanece | 25 | 0 | N | N
BURNDY CORP. | YHD6 | Y | BURNDY CORP. , YHD6 |  |  | 0.66 | 2001-12-03 14:38 | Anjanece | 25 | 0 | N | N
BURNDY CORP. | YHD6 | Y | BURNDY CORP. , YHD6 |  |  | 0.67 | 2001-12-03 14:38 | Anjanece | 25 | 0 | N | N
BURNDY CORP. | YHD6 | Y | BURNDY CORP. , YHD6 |  |  | 0.68 | 2001-12-03 14:38 | Anjanece | 25 | 0 | N | N
BURNDY CORP. | YHD6 | Y | BURNDY CORP. , YHD6 |  |  | 0.69 | 2001-12-03 14:38 | Anjanece | 25 | 0 | N | N
BURNDY CORP. | YHD6 | Y | BURNDY CORP. , YHD6 |  |  | 0.72 | 2001-12-03 14:38 | Anjanece | 25 | 0 | N | N
BURNDY CORP. | YHD6 | Y | BURNDY CORP. , YHD6 |  |  | 0.74 | 2001-12-03 14:38 | Anjanece | 25 | 0 | N | N
BURNDY CORP. | YHD6 | Y | BURNDY CORP. , YHD6 |  |  | 0.75 | 2001-12-03 14:38 | Anjanece | 25 | 0 | N | N
BURNDY CORP. | YHD6 | Y | BURNDY CORP. , YHD6 |  |  | 0.76 | 2001-12-03 14:38 | Anjanece | 25 | 0 | N | N
BURNDY CORP. | YHD6 | Y | BURNDY CORP. , YHD6 |  |  | 0.78 | 2001-12-03 14:38 | Anjanece | 25 | 0 | N | N
BURNDY CORP. | YHD6 | Y | BURNDY CORP. , YHD6 |  |  | 0.82 | 2001-12-03 14:38 | Anjanece | 25 | 0 | N | N
BURNDY CORP. | YHD6 | Y | BURNDY CORP. , YHD6 |  |  | 0.9 | 2001-12-03 14:38 | Anjanece | 25 | 0 | N | N
BURNDY CORP. | YHD6 | Y | BURNDY CORP. , YHD6 |  |  | 0.96 | 2001-12-03 14:38 | Anjanece | 25 | 0 | N | N
BURNDY CORP. | YHD6 | Y | BURNDY CORP. , YHD6 |  |  | 0.97 | 2001-12-03 14:38 | Anjanece | 25 | 0 | N | N
BURNDY CORP. | YHD6 | Y | BURNDY CORP. , YHD6 |  |  | 1.01 | 2001-12-03 14:38 | Anjanece | 25 | 0 | N | N
BURNDY CORP. | YHD6 | Y | BURNDY CORP. , YHD6 |  |  | 1.02 | 2001-12-03 14:38 | Anjanece | 25 | 0 | N | N
BURNDY CORP. | YHD6 | Y | BURNDY CORP. , YHD6 |  |  | 1.03 | 2001-12-03 14:38 | Anjanece | 25 | 0 | N | N
BURNDY CORP. | YHD6 | Y | BURNDY CORP. , YHD6 |  |  | 1.1 | 2001-12-03 14:38 | Anjanece | 25 | 0 | N | N
BURNDY CORP. | YHD6 | Y | BURNDY CORP. , YHD6 |  |  | 1.13 | 2001-12-03 14:38 | Anjanece | 25 | 0 | N | N
BURNDY CORP. | YHD6 | Y | BURNDY CORP. , YHD6 |  |  | 1.14 | 2001-12-03 14:38 | Anjanece | 25 | 0 | N | N
BURNDY CORP. | YHD6 | Y | BURNDY CORP. , YHD6 |  |  | 1.16 | 2001-12-03 14:38 | Anjanece | 25 | 0 | N | N
BURNDY CORP. | YHD6 | Y | BURNDY CORP. , YHD6 |  |  | 1.17 | 2001-12-03 14:38 | Anjanece | 25 | 0 | N | N
BURNDY CORP. | YHD6 | Y | BURNDY CORP. , YHD6 |  |  | 1.18 | 2001-12-03 14:38 | Anjanece | 25 | 0 | N | N
BURNDY CORP. | YHD6 | Y | BURNDY CORP. , YHD6 |  | Storm Stores | 0 | 2018-04-16 10:14 | Anjanece |  | 0 | N | N
BURNDY CORP. | YHD6 | Y | BURNDY CORP. , YHD6 |  |  | 0.64 | 2018-04-16 10:14 | Anjanece |  | 0 | N | N
BURNDY CORP. | YHD6 | Y | BURNDY CORP. , YHD6 |  |  | 0.66 | 2018-04-16 10:14 | Anjanece |  | 0 | N | N
BURNDY CORP. | YHD6 | Y | BURNDY CORP. , YHD6 |  |  | 0.67 | 2018-04-16 10:14 | Anjanece |  | 0 | N | N
BURNDY CORP. | YHD6 | Y | BURNDY CORP. , YHD6 |  |  | 0.73 | 2018-04-16 10:14 | Anjanece |  | 0 | N | N
BURNDY CORP. | YHD6 | Y | BURNDY CORP. , YHD6 |  |  | 0.82 | 2018-04-16 10:14 | Anjanece |  | 0 | N | N
BURNDY CORP. | YHD6 | Y | BURNDY CORP. , YHD6 |  |  | 0.94 | 2018-04-16 10:14 | Anjanece |  | 0 | N | N
HOMAC | DB4020 | Y | HOMAC , DB4020 | JEA OVERHEAD DISTRIBUTION | CSC Stores | 0.56 | 2001-12-03 14:38 | Anjanece | 25 | 0 | N | N
HOMAC | DB4020 | Y | HOMAC , DB4020 |  |  | 0.57 | 2001-12-03 14:38 | Anjanece | 25 | 0 | N | N
HOMAC | DB4020 | Y | HOMAC , DB4020 |  |  | 0.58 | 2001-12-03 14:38 | Anjanece | 25 | 0 | N | N
HOMAC | DB4020 | Y | HOMAC , DB4020 |  |  | 0.59 | 2001-12-03 14:38 | Anjanece | 25 | 0 | N | N
HOMAC | DB4020 | Y | HOMAC , DB4020 |  |  | 0.63 | 2001-12-03 14:38 | Anjanece | 25 | 0 | N | N
HOMAC | DB4020 | Y | HOMAC , DB4020 |  |  | 0.64 | 2001-12-03 14:38 | Anjanece | 25 | 0 | N | N
HOMAC | DB4020 | Y | HOMAC , DB4020 |  |  | 0.65 | 2001-12-03 14:38 | Anjanece | 25 | 0 | N | N
HOMAC | DB4020 | Y | HOMAC , DB4020 |  |  | 0.66 | 2001-12-03 14:38 | Anjanece | 25 | 0 | N | N
HOMAC | DB4020 | Y | HOMAC , DB4020 |  |  | 0.67 | 2001-12-03 14:38 | Anjanece | 25 | 0 | N | N
HOMAC | DB4020 | Y | HOMAC , DB4020 |  |  | 0.68 | 2001-12-03 14:38 | Anjanece | 25 | 0 | N | N
HOMAC | DB4020 | Y | HOMAC , DB4020 |  |  | 0.69 | 2001-12-03 14:38 | Anjanece | 25 | 0 | N | N
HOMAC | DB4020 | Y | HOMAC , DB4020 |  |  | 0.72 | 2001-12-03 14:38 | Anjanece | 25 | 0 | N | N
HOMAC | DB4020 | Y | HOMAC , DB4020 |  |  | 0.74 | 2001-12-03 14:38 | Anjanece | 25 | 0 | N | N
HOMAC | DB4020 | Y | HOMAC , DB4020 |  |  | 0.75 | 2001-12-03 14:38 | Anjanece | 25 | 0 | N | N
HOMAC | DB4020 | Y | HOMAC , DB4020 |  |  | 0.76 | 2001-12-03 14:38 | Anjanece | 25 | 0 | N | N
HOMAC | DB4020 | Y | HOMAC , DB4020 |  |  | 0.78 | 2001-12-03 14:38 | Anjanece | 25 | 0 | N | N
HOMAC | DB4020 | Y | HOMAC , DB4020 |  |  | 0.82 | 2001-12-03 14:38 | Anjanece | 25 | 0 | N | N
HOMAC | DB4020 | Y | HOMAC , DB4020 |  |  | 0.9 | 2001-12-03 14:38 | Anjanece | 25 | 0 | N | N
HOMAC | DB4020 | Y | HOMAC , DB4020 |  |  | 0.96 | 2001-12-03 14:38 | Anjanece | 25 | 0 | N | N
HOMAC | DB4020 | Y | HOMAC , DB4020 |  |  | 0.97 | 2001-12-03 14:38 | Anjanece | 25 | 0 | N | N
HOMAC | DB4020 | Y | HOMAC , DB4020 |  |  | 1.01 | 2001-12-03 14:38 | Anjanece | 25 | 0 | N | N
HOMAC | DB4020 | Y | HOMAC , DB4020 |  |  | 1.02 | 2001-12-03 14:38 | Anjanece | 25 | 0 | N | N
HOMAC | DB4020 | Y | HOMAC , DB4020 |  |  | 1.03 | 2001-12-03 14:38 | Anjanece | 25 | 0 | N | N
HOMAC | DB4020 | Y | HOMAC , DB4020 |  |  | 1.1 | 2001-12-03 14:38 | Anjanece | 25 | 0 | N | N
HOMAC | DB4020 | Y | HOMAC , DB4020 |  |  | 1.13 | 2001-12-03 14:38 | Anjanece | 25 | 0 | N | N
HOMAC | DB4020 | Y | HOMAC , DB4020 |  |  | 1.14 | 2001-12-03 14:38 | Anjanece | 25 | 0 | N | N
HOMAC | DB4020 | Y | HOMAC , DB4020 |  |  | 1.16 | 2001-12-03 14:38 | Anjanece | 25 | 0 | N | N
HOMAC | DB4020 | Y | HOMAC , DB4020 |  |  | 1.17 | 2001-12-03 14:38 | Anjanece | 25 | 0 | N | N
HOMAC | DB4020 | Y | HOMAC , DB4020 |  |  | 1.18 | 2001-12-03 14:38 | Anjanece | 25 | 0 | N | N
HOMAC | DB4020 | Y | HOMAC , DB4020 |  | Storm Stores | 0 | 2018-04-16 10:14 | Anjanece |  | 0 | N | N
HOMAC | DB4020 | Y | HOMAC , DB4020 |  |  | 0.64 | 2018-04-16 10:14 | Anjanece |  | 0 | N | N
HOMAC | DB4020 | Y | HOMAC , DB4020 |  |  | 0.66 | 2018-04-16 10:14 | Anjanece |  | 0 | N | N
HOMAC | DB4020 | Y | HOMAC , DB4020 |  |  | 0.67 | 2018-04-16 10:14 | Anjanece |  | 0 | N | N
HOMAC | DB4020 | Y | HOMAC , DB4020 |  |  | 0.73 | 2018-04-16 10:14 | Anjanece |  | 0 | N | N
HOMAC | DB4020 | Y | HOMAC , DB4020 |  |  | 0.82 | 2018-04-16 10:14 | Anjanece |  | 0 | N | N
HOMAC | DB4020 | Y | HOMAC , DB4020 |  |  | 0.94 | 2018-04-16 10:14 | Anjanece |  | 0 | N | N
ITT BLACKBURN | WR399 | Y | ITT BLACKBURN , WR399 | JEA OVERHEAD DISTRIBUTION | CSC Stores | 0.56 | 2001-12-03 14:38 | Anjanece | 25 | 0 | N | N
ITT BLACKBURN | WR399 | Y | ITT BLACKBURN , WR399 |  |  | 0.57 | 2001-12-03 14:38 | Anjanece | 25 | 0 | N | N
ITT BLACKBURN | WR399 | Y | ITT BLACKBURN , WR399 |  |  | 0.58 | 2001-12-03 14:38 | Anjanece | 25 | 0 | N | N
ITT BLACKBURN | WR399 | Y | ITT BLACKBURN , WR399 |  |  | 0.59 | 2001-12-03 14:38 | Anjanece | 25 | 0 | N | N
ITT BLACKBURN | WR399 | Y | ITT BLACKBURN , WR399 |  |  | 0.63 | 2001-12-03 14:38 | Anjanece | 25 | 0 | N | N
ITT BLACKBURN | WR399 | Y | ITT BLACKBURN , WR399 |  |  | 0.64 | 2001-12-03 14:38 | Anjanece | 25 | 0 | N | N
ITT BLACKBURN | WR399 | Y | ITT BLACKBURN , WR399 |  |  | 0.65 | 2001-12-03 14:38 | Anjanece | 25 | 0 | N | N
ITT BLACKBURN | WR399 | Y | ITT BLACKBURN , WR399 |  |  | 0.66 | 2001-12-03 14:38 | Anjanece | 25 | 0 | N | N
ITT BLACKBURN | WR399 | Y | ITT BLACKBURN , WR399 |  |  | 0.67 | 2001-12-03 14:38 | Anjanece | 25 | 0 | N | N
ITT BLACKBURN | WR399 | Y | ITT BLACKBURN , WR399 |  |  | 0.68 | 2001-12-03 14:38 | Anjanece | 25 | 0 | N | N
ITT BLACKBURN | WR399 | Y | ITT BLACKBURN , WR399 |  |  | 0.69 | 2001-12-03 14:38 | Anjanece | 25 | 0 | N | N
ITT BLACKBURN | WR399 | Y | ITT BLACKBURN , WR399 |  |  | 0.72 | 2001-12-03 14:38 | Anjanece | 25 | 0 | N | N
ITT BLACKBURN | WR399 | Y | ITT BLACKBURN , WR399 |  |  | 0.74 | 2001-12-03 14:38 | Anjanece | 25 | 0 | N | N
ITT BLACKBURN | WR399 | Y | ITT BLACKBURN , WR399 |  |  | 0.75 | 2001-12-03 14:38 | Anjanece | 25 | 0 | N | N
ITT BLACKBURN | WR399 | Y | ITT BLACKBURN , WR399 |  |  | 0.76 | 2001-12-03 14:38 | Anjanece | 25 | 0 | N | N
ITT BLACKBURN | WR399 | Y | ITT BLACKBURN , WR399 |  |  | 0.78 | 2001-12-03 14:38 | Anjanece | 25 | 0 | N | N
ITT BLACKBURN | WR399 | Y | ITT BLACKBURN , WR399 |  |  | 0.82 | 2001-12-03 14:38 | Anjanece | 25 | 0 | N | N
ITT BLACKBURN | WR399 | Y | ITT BLACKBURN , WR399 |  |  | 0.9 | 2001-12-03 14:38 | Anjanece | 25 | 0 | N | N
ITT BLACKBURN | WR399 | Y | ITT BLACKBURN , WR399 |  |  | 0.96 | 2001-12-03 14:38 | Anjanece | 25 | 0 | N | N
ITT BLACKBURN | WR399 | Y | ITT BLACKBURN , WR399 |  |  | 0.97 | 2001-12-03 14:38 | Anjanece | 25 | 0 | N | N
ITT BLACKBURN | WR399 | Y | ITT BLACKBURN , WR399 |  |  | 1.01 | 2001-12-03 14:38 | Anjanece | 25 | 0 | N | N
ITT BLACKBURN | WR399 | Y | ITT BLACKBURN , WR399 |  |  | 1.02 | 2001-12-03 14:38 | Anjanece | 25 | 0 | N | N
ITT BLACKBURN | WR399 | Y | ITT BLACKBURN , WR399 |  |  | 1.03 | 2001-12-03 14:38 | Anjanece | 25 | 0 | N | N
ITT BLACKBURN | WR399 | Y | ITT BLACKBURN , WR399 |  |  | 1.1 | 2001-12-03 14:38 | Anjanece | 25 | 0 | N | N
ITT BLACKBURN | WR399 | Y | ITT BLACKBURN , WR399 |  |  | 1.13 | 2001-12-03 14:38 | Anjanece | 25 | 0 | N | N
ITT BLACKBURN | WR399 | Y | ITT BLACKBURN , WR399 |  |  | 1.14 | 2001-12-03 14:38 | Anjanece | 25 | 0 | N | N
ITT BLACKBURN | WR399 | Y | ITT BLACKBURN , WR399 |  |  | 1.16 | 2001-12-03 14:38 | Anjanece | 25 | 0 | N | N
ITT BLACKBURN | WR399 | Y | ITT BLACKBURN , WR399 |  |  | 1.17 | 2001-12-03 14:38 | Anjanece | 25 | 0 | N | N
ITT BLACKBURN | WR399 | Y | ITT BLACKBURN , WR399 |  |  | 1.18 | 2001-12-03 14:38 | Anjanece | 25 | 0 | N | N
ITT BLACKBURN | WR399 | Y | ITT BLACKBURN , WR399 |  | Storm Stores | 0 | 2018-04-16 10:14 | Anjanece |  | 0 | N | N
ITT BLACKBURN | WR399 | Y | ITT BLACKBURN , WR399 |  |  | 0.64 | 2018-04-16 10:14 | Anjanece |  | 0 | N | N
ITT BLACKBURN | WR399 | Y | ITT BLACKBURN , WR399 |  |  | 0.66 | 2018-04-16 10:14 | Anjanece |  | 0 | N | N
ITT BLACKBURN | WR399 | Y | ITT BLACKBURN , WR399 |  |  | 0.67 | 2018-04-16 10:14 | Anjanece |  | 0 | N | N
ITT BLACKBURN | WR399 | Y | ITT BLACKBURN , WR399 |  |  | 0.73 | 2018-04-16 10:14 | Anjanece |  | 0 | N | N
ITT BLACKBURN | WR399 | Y | ITT BLACKBURN , WR399 |  |  | 0.82 | 2018-04-16 10:14 | Anjanece |  | 0 | N | N
ITT BLACKBURN | WR399 | Y | ITT BLACKBURN , WR399 |  |  | 0.94 | 2018-04-16 10:14 | Anjanece |  | 0 | N | N
KEARNEY | 505-82 | Y | KEARNEY , 505-82 | JEA OVERHEAD DISTRIBUTION | CSC Stores | 0.56 | 2001-12-03 14:38 | Anjanece | 25 | 0 | N | N
KEARNEY | 505-82 | Y | KEARNEY , 505-82 |  |  | 0.57 | 2001-12-03 14:38 | Anjanece | 25 | 0 | N | N
KEARNEY | 505-82 | Y | KEARNEY , 505-82 |  |  | 0.58 | 2001-12-03 14:38 | Anjanece | 25 | 0 | N | N
KEARNEY | 505-82 | Y | KEARNEY , 505-82 |  |  | 0.59 | 2001-12-03 14:38 | Anjanece | 25 | 0 | N | N
KEARNEY | 505-82 | Y | KEARNEY , 505-82 |  |  | 0.63 | 2001-12-03 14:38 | Anjanece | 25 | 0 | N | N
KEARNEY | 505-82 | Y | KEARNEY , 505-82 |  |  | 0.64 | 2001-12-03 14:38 | Anjanece | 25 | 0 | N | N
KEARNEY | 505-82 | Y | KEARNEY , 505-82 |  |  | 0.65 | 2001-12-03 14:38 | Anjanece | 25 | 0 | N | N
KEARNEY | 505-82 | Y | KEARNEY , 505-82 |  |  | 0.66 | 2001-12-03 14:38 | Anjanece | 25 | 0 | N | N
KEARNEY | 505-82 | Y | KEARNEY , 505-82 |  |  | 0.67 | 2001-12-03 14:38 | Anjanece | 25 | 0 | N | N
KEARNEY | 505-82 | Y | KEARNEY , 505-82 |  |  | 0.68 | 2001-12-03 14:38 | Anjanece | 25 | 0 | N | N
KEARNEY | 505-82 | Y | KEARNEY , 505-82 |  |  | 0.69 | 2001-12-03 14:38 | Anjanece | 25 | 0 | N | N
KEARNEY | 505-82 | Y | KEARNEY , 505-82 |  |  | 0.72 | 2001-12-03 14:38 | Anjanece | 25 | 0 | N | N
KEARNEY | 505-82 | Y | KEARNEY , 505-82 |  |  | 0.74 | 2001-12-03 14:38 | Anjanece | 25 | 0 | N | N
KEARNEY | 505-82 | Y | KEARNEY , 505-82 |  |  | 0.75 | 2001-12-03 14:38 | Anjanece | 25 | 0 | N | N
KEARNEY | 505-82 | Y | KEARNEY , 505-82 |  |  | 0.76 | 2001-12-03 14:38 | Anjanece | 25 | 0 | N | N
KEARNEY | 505-82 | Y | KEARNEY , 505-82 |  |  | 0.78 | 2001-12-03 14:38 | Anjanece | 25 | 0 | N | N
KEARNEY | 505-82 | Y | KEARNEY , 505-82 |  |  | 0.82 | 2001-12-03 14:38 | Anjanece | 25 | 0 | N | N
KEARNEY | 505-82 | Y | KEARNEY , 505-82 |  |  | 0.9 | 2001-12-03 14:38 | Anjanece | 25 | 0 | N | N
KEARNEY | 505-82 | Y | KEARNEY , 505-82 |  |  | 0.96 | 2001-12-03 14:38 | Anjanece | 25 | 0 | N | N
KEARNEY | 505-82 | Y | KEARNEY , 505-82 |  |  | 0.97 | 2001-12-03 14:38 | Anjanece | 25 | 0 | N | N
KEARNEY | 505-82 | Y | KEARNEY , 505-82 |  |  | 1.01 | 2001-12-03 14:38 | Anjanece | 25 | 0 | N | N
KEARNEY | 505-82 | Y | KEARNEY , 505-82 |  |  | 1.02 | 2001-12-03 14:38 | Anjanece | 25 | 0 | N | N
KEARNEY | 505-82 | Y | KEARNEY , 505-82 |  |  | 1.03 | 2001-12-03 14:38 | Anjanece | 25 | 0 | N | N
KEARNEY | 505-82 | Y | KEARNEY , 505-82 |  |  | 1.1 | 2001-12-03 14:38 | Anjanece | 25 | 0 | N | N
KEARNEY | 505-82 | Y | KEARNEY , 505-82 |  |  | 1.13 | 2001-12-03 14:38 | Anjanece | 25 | 0 | N | N
KEARNEY | 505-82 | Y | KEARNEY , 505-82 |  |  | 1.14 | 2001-12-03 14:38 | Anjanece | 25 | 0 | N | N
KEARNEY | 505-82 | Y | KEARNEY , 505-82 |  |  | 1.16 | 2001-12-03 14:38 | Anjanece | 25 | 0 | N | N
KEARNEY | 505-82 | Y | KEARNEY , 505-82 |  |  | 1.17 | 2001-12-03 14:38 | Anjanece | 25 | 0 | N | N
KEARNEY | 505-82 | Y | KEARNEY , 505-82 |  |  | 1.18 | 2001-12-03 14:38 | Anjanece | 25 | 0 | N | N
KEARNEY | 505-82 | Y | KEARNEY , 505-82 |  | Storm Stores | 0 | 2018-04-16 10:14 | Anjanece |  | 0 | N | N
KEARNEY | 505-82 | Y | KEARNEY , 505-82 |  |  | 0.64 | 2018-04-16 10:14 | Anjanece |  | 0 | N | N
KEARNEY | 505-82 | Y | KEARNEY , 505-82 |  |  | 0.66 | 2018-04-16 10:14 | Anjanece |  | 0 | N | N
KEARNEY | 505-82 | Y | KEARNEY , 505-82 |  |  | 0.67 | 2018-04-16 10:14 | Anjanece |  | 0 | N | N
KEARNEY | 505-82 | Y | KEARNEY , 505-82 |  |  | 0.73 | 2018-04-16 10:14 | Anjanece |  | 0 | N | N
KEARNEY | 505-82 | Y | KEARNEY , 505-82 |  |  | 0.82 | 2018-04-16 10:14 | Anjanece |  | 0 | N | N
KEARNEY | 505-82 | Y | KEARNEY , 505-82 |  |  | 0.94 | 2018-04-16 10:14 | Anjanece |  | 0 | N | N
PENN-UNION | KD-R05 | Y | PENN-UNION , KD-R05 | JEA OVERHEAD DISTRIBUTION | CSC Stores | 0.56 | 2001-12-03 14:38 | Anjanece | 25 | 0 | N | N
PENN-UNION | KD-R05 | Y | PENN-UNION , KD-R05 |  |  | 0.57 | 2001-12-03 14:38 | Anjanece | 25 | 0 | N | N
PENN-UNION | KD-R05 | Y | PENN-UNION , KD-R05 |  |  | 0.58 | 2001-12-03 14:38 | Anjanece | 25 | 0 | N | N
PENN-UNION | KD-R05 | Y | PENN-UNION , KD-R05 |  |  | 0.59 | 2001-12-03 14:38 | Anjanece | 25 | 0 | N | N
PENN-UNION | KD-R05 | Y | PENN-UNION , KD-R05 |  |  | 0.63 | 2001-12-03 14:38 | Anjanece | 25 | 0 | N | N
PENN-UNION | KD-R05 | Y | PENN-UNION , KD-R05 |  |  | 0.64 | 2001-12-03 14:38 | Anjanece | 25 | 0 | N | N
PENN-UNION | KD-R05 | Y | PENN-UNION , KD-R05 |  |  | 0.65 | 2001-12-03 14:38 | Anjanece | 25 | 0 | N | N
PENN-UNION | KD-R05 | Y | PENN-UNION , KD-R05 |  |  | 0.66 | 2001-12-03 14:38 | Anjanece | 25 | 0 | N | N
PENN-UNION | KD-R05 | Y | PENN-UNION , KD-R05 |  |  | 0.67 | 2001-12-03 14:38 | Anjanece | 25 | 0 | N | N
PENN-UNION | KD-R05 | Y | PENN-UNION , KD-R05 |  |  | 0.68 | 2001-12-03 14:38 | Anjanece | 25 | 0 | N | N
PENN-UNION | KD-R05 | Y | PENN-UNION , KD-R05 |  |  | 0.69 | 2001-12-03 14:38 | Anjanece | 25 | 0 | N | N
PENN-UNION | KD-R05 | Y | PENN-UNION , KD-R05 |  |  | 0.72 | 2001-12-03 14:38 | Anjanece | 25 | 0 | N | N
PENN-UNION | KD-R05 | Y | PENN-UNION , KD-R05 |  |  | 0.74 | 2001-12-03 14:38 | Anjanece | 25 | 0 | N | N
PENN-UNION | KD-R05 | Y | PENN-UNION , KD-R05 |  |  | 0.75 | 2001-12-03 14:38 | Anjanece | 25 | 0 | N | N
PENN-UNION | KD-R05 | Y | PENN-UNION , KD-R05 |  |  | 0.76 | 2001-12-03 14:38 | Anjanece | 25 | 0 | N | N
PENN-UNION | KD-R05 | Y | PENN-UNION , KD-R05 |  |  | 0.78 | 2001-12-03 14:38 | Anjanece | 25 | 0 | N | N
PENN-UNION | KD-R05 | Y | PENN-UNION , KD-R05 |  |  | 0.82 | 2001-12-03 14:38 | Anjanece | 25 | 0 | N | N
PENN-UNION | KD-R05 | Y | PENN-UNION , KD-R05 |  |  | 0.9 | 2001-12-03 14:38 | Anjanece | 25 | 0 | N | N
PENN-UNION | KD-R05 | Y | PENN-UNION , KD-R05 |  |  | 0.96 | 2001-12-03 14:38 | Anjanece | 25 | 0 | N | N
PENN-UNION | KD-R05 | Y | PENN-UNION , KD-R05 |  |  | 0.97 | 2001-12-03 14:38 | Anjanece | 25 | 0 | N | N
PENN-UNION | KD-R05 | Y | PENN-UNION , KD-R05 |  |  | 1.01 | 2001-12-03 14:38 | Anjanece | 25 | 0 | N | N
PENN-UNION | KD-R05 | Y | PENN-UNION , KD-R05 |  |  | 1.02 | 2001-12-03 14:38 | Anjanece | 25 | 0 | N | N
PENN-UNION | KD-R05 | Y | PENN-UNION , KD-R05 |  |  | 1.03 | 2001-12-03 14:38 | Anjanece | 25 | 0 | N | N
PENN-UNION | KD-R05 | Y | PENN-UNION , KD-R05 |  |  | 1.1 | 2001-12-03 14:38 | Anjanece | 25 | 0 | N | N
PENN-UNION | KD-R05 | Y | PENN-UNION , KD-R05 |  |  | 1.13 | 2001-12-03 14:38 | Anjanece | 25 | 0 | N | N
PENN-UNION | KD-R05 | Y | PENN-UNION , KD-R05 |  |  | 1.14 | 2001-12-03 14:38 | Anjanece | 25 | 0 | N | N
PENN-UNION | KD-R05 | Y | PENN-UNION , KD-R05 |  |  | 1.16 | 2001-12-03 14:38 | Anjanece | 25 | 0 | N | N
PENN-UNION | KD-R05 | Y | PENN-UNION , KD-R05 |  |  | 1.17 | 2001-12-03 14:38 | Anjanece | 25 | 0 | N | N
PENN-UNION | KD-R05 | Y | PENN-UNION , KD-R05 |  |  | 1.18 | 2001-12-03 14:38 | Anjanece | 25 | 0 | N | N
PENN-UNION | KD-R05 | Y | PENN-UNION , KD-R05 |  | Storm Stores | 0 | 2018-04-16 10:14 | Anjanece |  | 0 | N | N
PENN-UNION | KD-R05 | Y | PENN-UNION , KD-R05 |  |  | 0.64 | 2018-04-16 10:14 | Anjanece |  | 0 | N | N
PENN-UNION | KD-R05 | Y | PENN-UNION , KD-R05 |  |  | 0.66 | 2018-04-16 10:14 | Anjanece |  | 0 | N | N
PENN-UNION | KD-R05 | Y | PENN-UNION , KD-R05 |  |  | 0.67 | 2018-04-16 10:14 | Anjanece |  | 0 | N | N
PENN-UNION | KD-R05 | Y | PENN-UNION , KD-R05 |  |  | 0.73 | 2018-04-16 10:14 | Anjanece |  | 0 | N | N
PENN-UNION | KD-R05 | Y | PENN-UNION , KD-R05 |  |  | 0.82 | 2018-04-16 10:14 | Anjanece |  | 0 | N | N
PENN-UNION | KD-R05 | Y | PENN-UNION , KD-R05 |  |  | 0.94 | 2018-04-16 10:14 | Anjanece |  | 0 | N | N
BURNDY CORP. | YHD7 | Y | BURNDY CORP. , YHD7 | JEA OVERHEAD DISTRIBUTION | CSC Stores | 0.59 | 2001-12-03 14:48 | Anjanece | 250 | 0 | N | N
BURNDY CORP. | YHD7 | Y | BURNDY CORP. , YHD7 |  |  | 0.6 | 2001-12-03 14:48 | Anjanece | 250 | 0 | N | N
BURNDY CORP. | YHD7 | Y | BURNDY CORP. , YHD7 |  |  | 0.61 | 2001-12-03 14:48 | Anjanece | 250 | 0 | N | N
BURNDY CORP. | YHD7 | Y | BURNDY CORP. , YHD7 |  |  | 0.62 | 2001-12-03 14:48 | Anjanece | 250 | 0 | N | N
BURNDY CORP. | YHD7 | Y | BURNDY CORP. , YHD7 |  |  | 0.68 | 2001-12-03 14:48 | Anjanece | 250 | 0 | N | N
BURNDY CORP. | YHD7 | Y | BURNDY CORP. , YHD7 |  |  | 0.69 | 2001-12-03 14:48 | Anjanece | 250 | 0 | N | N
BURNDY CORP. | YHD7 | Y | BURNDY CORP. , YHD7 |  |  | 0.7 | 2001-12-03 14:48 | Anjanece | 250 | 0 | N | N
BURNDY CORP. | YHD7 | Y | BURNDY CORP. , YHD7 |  |  | 0.71 | 2001-12-03 14:48 | Anjanece | 250 | 0 | N | N
BURNDY CORP. | YHD7 | Y | BURNDY CORP. , YHD7 |  |  | 0.72 | 2001-12-03 14:48 | Anjanece | 250 | 0 | N | N
BURNDY CORP. | YHD7 | Y | BURNDY CORP. , YHD7 |  |  | 0.73 | 2001-12-03 14:48 | Anjanece | 250 | 0 | N | N
BURNDY CORP. | YHD7 | Y | BURNDY CORP. , YHD7 |  |  | 0.74 | 2001-12-03 14:48 | Anjanece | 250 | 0 | N | N
BURNDY CORP. | YHD7 | Y | BURNDY CORP. , YHD7 |  |  | 0.75 | 2001-12-03 14:48 | Anjanece | 250 | 0 | N | N
BURNDY CORP. | YHD7 | Y | BURNDY CORP. , YHD7 |  |  | 0.78 | 2001-12-03 14:48 | Anjanece | 250 | 0 | N | N
BURNDY CORP. | YHD7 | Y | BURNDY CORP. , YHD7 |  |  | 0.79 | 2001-12-03 14:48 | Anjanece | 250 | 0 | N | N
BURNDY CORP. | YHD7 | Y | BURNDY CORP. , YHD7 |  |  | 0.8 | 2001-12-03 14:48 | Anjanece | 250 | 0 | N | N
BURNDY CORP. | YHD7 | Y | BURNDY CORP. , YHD7 |  |  | 0.82 | 2001-12-03 14:48 | Anjanece | 250 | 0 | N | N
BURNDY CORP. | YHD7 | Y | BURNDY CORP. , YHD7 |  |  | 0.84 | 2001-12-03 14:48 | Anjanece | 250 | 0 | N | N
BURNDY CORP. | YHD7 | Y | BURNDY CORP. , YHD7 |  |  | 0.85 | 2001-12-03 14:48 | Anjanece | 250 | 0 | N | N
BURNDY CORP. | YHD7 | Y | BURNDY CORP. , YHD7 |  |  | 0.86 | 2001-12-03 14:48 | Anjanece | 250 | 0 | N | N
BURNDY CORP. | YHD7 | Y | BURNDY CORP. , YHD7 |  |  | 0.87 | 2001-12-03 14:48 | Anjanece | 250 | 0 | N | N
BURNDY CORP. | YHD7 | Y | BURNDY CORP. , YHD7 |  |  | 0.88 | 2001-12-03 14:48 | Anjanece | 250 | 0 | N | N
BURNDY CORP. | YHD7 | Y | BURNDY CORP. , YHD7 |  |  | 0.9 | 2001-12-03 14:48 | Anjanece | 250 | 0 | N | N
BURNDY CORP. | YHD7 | Y | BURNDY CORP. , YHD7 |  |  | 0.93 | 2001-12-03 14:48 | Anjanece | 250 | 0 | N | N
BURNDY CORP. | YHD7 | Y | BURNDY CORP. , YHD7 |  |  | 1.04 | 2001-12-03 14:48 | Anjanece | 250 | 0 | N | N
BURNDY CORP. | YHD7 | Y | BURNDY CORP. , YHD7 |  |  | 1.13 | 2001-12-03 14:48 | Anjanece | 250 | 0 | N | N
BURNDY CORP. | YHD7 | Y | BURNDY CORP. , YHD7 |  |  | 1.82 | 2001-12-03 14:48 | Anjanece | 250 | 0 | N | N
BURNDY CORP. | YHD7 | Y | BURNDY CORP. , YHD7 |  | Storm Stores | 0 | 2018-04-16 10:14 | Anjanece |  | 0 | N | N
BURNDY CORP. | YHD7 | Y | BURNDY CORP. , YHD7 |  |  | 0.6 | 2018-04-16 10:14 | Anjanece |  | 0 | N | N
BURNDY CORP. | YHD7 | Y | BURNDY CORP. , YHD7 |  |  | 0.63 | 2018-04-16 10:14 | Anjanece |  | 0 | N | N
BURNDY CORP. | YHD7 | Y | BURNDY CORP. , YHD7 |  |  | 0.69 | 2018-04-16 10:14 | Anjanece |  | 0 | N | N
BURNDY CORP. | YHD7 | Y | BURNDY CORP. , YHD7 |  |  | 0.73 | 2018-04-16 10:14 | Anjanece |  | 0 | N | N
BURNDY CORP. | YHD7 | Y | BURNDY CORP. , YHD7 |  |  | 0.75 | 2018-04-16 10:14 | Anjanece |  | 0 | N | N
BURNDY CORP. | YHD7 | Y | BURNDY CORP. , YHD7 |  |  | 0.82 | 2018-04-16 10:14 | Anjanece |  | 0 | N | N
BURNDY CORP. | YHD7 | Y | BURNDY CORP. , YHD7 |  |  | 0.93 | 2018-04-16 10:14 | Anjanece |  | 0 | N | N
BURNDY CORP. | YHD7 | Y | BURNDY CORP. , YHD7 |  |  | 1.04 | 2018-04-16 10:14 | Anjanece |  | 0 | N | N
HOMAC | DB4040 | Y | HOMAC , DB4040 | JEA OVERHEAD DISTRIBUTION | CSC Stores | 0.59 | 2001-12-03 14:48 | Anjanece | 250 | 0 | N | N
HOMAC | DB4040 | Y | HOMAC , DB4040 |  |  | 0.6 | 2001-12-03 14:48 | Anjanece | 250 | 0 | N | N
HOMAC | DB4040 | Y | HOMAC , DB4040 |  |  | 0.61 | 2001-12-03 14:48 | Anjanece | 250 | 0 | N | N
HOMAC | DB4040 | Y | HOMAC , DB4040 |  |  | 0.62 | 2001-12-03 14:48 | Anjanece | 250 | 0 | N | N
HOMAC | DB4040 | Y | HOMAC , DB4040 |  |  | 0.68 | 2001-12-03 14:48 | Anjanece | 250 | 0 | N | N
HOMAC | DB4040 | Y | HOMAC , DB4040 |  |  | 0.69 | 2001-12-03 14:48 | Anjanece | 250 | 0 | N | N
HOMAC | DB4040 | Y | HOMAC , DB4040 |  |  | 0.7 | 2001-12-03 14:48 | Anjanece | 250 | 0 | N | N
HOMAC | DB4040 | Y | HOMAC , DB4040 |  |  | 0.71 | 2001-12-03 14:48 | Anjanece | 250 | 0 | N | N
HOMAC | DB4040 | Y | HOMAC , DB4040 |  |  | 0.72 | 2001-12-03 14:48 | Anjanece | 250 | 0 | N | N
HOMAC | DB4040 | Y | HOMAC , DB4040 |  |  | 0.73 | 2001-12-03 14:48 | Anjanece | 250 | 0 | N | N
HOMAC | DB4040 | Y | HOMAC , DB4040 |  |  | 0.74 | 2001-12-03 14:48 | Anjanece | 250 | 0 | N | N
HOMAC | DB4040 | Y | HOMAC , DB4040 |  |  | 0.75 | 2001-12-03 14:48 | Anjanece | 250 | 0 | N | N
HOMAC | DB4040 | Y | HOMAC , DB4040 |  |  | 0.78 | 2001-12-03 14:48 | Anjanece | 250 | 0 | N | N
HOMAC | DB4040 | Y | HOMAC , DB4040 |  |  | 0.79 | 2001-12-03 14:48 | Anjanece | 250 | 0 | N | N
HOMAC | DB4040 | Y | HOMAC , DB4040 |  |  | 0.8 | 2001-12-03 14:48 | Anjanece | 250 | 0 | N | N
HOMAC | DB4040 | Y | HOMAC , DB4040 |  |  | 0.82 | 2001-12-03 14:48 | Anjanece | 250 | 0 | N | N
HOMAC | DB4040 | Y | HOMAC , DB4040 |  |  | 0.84 | 2001-12-03 14:48 | Anjanece | 250 | 0 | N | N
HOMAC | DB4040 | Y | HOMAC , DB4040 |  |  | 0.85 | 2001-12-03 14:48 | Anjanece | 250 | 0 | N | N
HOMAC | DB4040 | Y | HOMAC , DB4040 |  |  | 0.86 | 2001-12-03 14:48 | Anjanece | 250 | 0 | N | N
HOMAC | DB4040 | Y | HOMAC , DB4040 |  |  | 0.87 | 2001-12-03 14:48 | Anjanece | 250 | 0 | N | N
HOMAC | DB4040 | Y | HOMAC , DB4040 |  |  | 0.88 | 2001-12-03 14:48 | Anjanece | 250 | 0 | N | N
HOMAC | DB4040 | Y | HOMAC , DB4040 |  |  | 0.9 | 2001-12-03 14:48 | Anjanece | 250 | 0 | N | N
HOMAC | DB4040 | Y | HOMAC , DB4040 |  |  | 0.93 | 2001-12-03 14:48 | Anjanece | 250 | 0 | N | N
HOMAC | DB4040 | Y | HOMAC , DB4040 |  |  | 1.04 | 2001-12-03 14:48 | Anjanece | 250 | 0 | N | N
HOMAC | DB4040 | Y | HOMAC , DB4040 |  |  | 1.13 | 2001-12-03 14:48 | Anjanece | 250 | 0 | N | N
HOMAC | DB4040 | Y | HOMAC , DB4040 |  |  | 1.82 | 2001-12-03 14:48 | Anjanece | 250 | 0 | N | N
HOMAC | DB4040 | Y | HOMAC , DB4040 |  | Storm Stores | 0 | 2018-04-16 10:14 | Anjanece |  | 0 | N | N
HOMAC | DB4040 | Y | HOMAC , DB4040 |  |  | 0.6 | 2018-04-16 10:14 | Anjanece |  | 0 | N | N
HOMAC | DB4040 | Y | HOMAC , DB4040 |  |  | 0.63 | 2018-04-16 10:14 | Anjanece |  | 0 | N | N
HOMAC | DB4040 | Y | HOMAC , DB4040 |  |  | 0.69 | 2018-04-16 10:14 | Anjanece |  | 0 | N | N
HOMAC | DB4040 | Y | HOMAC , DB4040 |  |  | 0.73 | 2018-04-16 10:14 | Anjanece |  | 0 | N | N
HOMAC | DB4040 | Y | HOMAC , DB4040 |  |  | 0.75 | 2018-04-16 10:14 | Anjanece |  | 0 | N | N
HOMAC | DB4040 | Y | HOMAC , DB4040 |  |  | 0.82 | 2018-04-16 10:14 | Anjanece |  | 0 | N | N
HOMAC | DB4040 | Y | HOMAC , DB4040 |  |  | 0.93 | 2018-04-16 10:14 | Anjanece |  | 0 | N | N
HOMAC | DB4040 | Y | HOMAC , DB4040 |  |  | 1.04 | 2018-04-16 10:14 | Anjanece |  | 0 | N | N
ITT BLACKBURN | WR419 | Y | ITT BLACKBURN , WR419 | JEA OVERHEAD DISTRIBUTION | CSC Stores | 0.59 | 2001-12-03 14:48 | Anjanece | 250 | 0 | N | N
ITT BLACKBURN | WR419 | Y | ITT BLACKBURN , WR419 |  |  | 0.6 | 2001-12-03 14:48 | Anjanece | 250 | 0 | N | N
ITT BLACKBURN | WR419 | Y | ITT BLACKBURN , WR419 |  |  | 0.61 | 2001-12-03 14:48 | Anjanece | 250 | 0 | N | N
ITT BLACKBURN | WR419 | Y | ITT BLACKBURN , WR419 |  |  | 0.62 | 2001-12-03 14:48 | Anjanece | 250 | 0 | N | N
ITT BLACKBURN | WR419 | Y | ITT BLACKBURN , WR419 |  |  | 0.68 | 2001-12-03 14:48 | Anjanece | 250 | 0 | N | N
ITT BLACKBURN | WR419 | Y | ITT BLACKBURN , WR419 |  |  | 0.69 | 2001-12-03 14:48 | Anjanece | 250 | 0 | N | N
ITT BLACKBURN | WR419 | Y | ITT BLACKBURN , WR419 |  |  | 0.7 | 2001-12-03 14:48 | Anjanece | 250 | 0 | N | N
ITT BLACKBURN | WR419 | Y | ITT BLACKBURN , WR419 |  |  | 0.71 | 2001-12-03 14:48 | Anjanece | 250 | 0 | N | N
ITT BLACKBURN | WR419 | Y | ITT BLACKBURN , WR419 |  |  | 0.72 | 2001-12-03 14:48 | Anjanece | 250 | 0 | N | N
ITT BLACKBURN | WR419 | Y | ITT BLACKBURN , WR419 |  |  | 0.73 | 2001-12-03 14:48 | Anjanece | 250 | 0 | N | N
ITT BLACKBURN | WR419 | Y | ITT BLACKBURN , WR419 |  |  | 0.74 | 2001-12-03 14:48 | Anjanece | 250 | 0 | N | N
ITT BLACKBURN | WR419 | Y | ITT BLACKBURN , WR419 |  |  | 0.75 | 2001-12-03 14:48 | Anjanece | 250 | 0 | N | N
ITT BLACKBURN | WR419 | Y | ITT BLACKBURN , WR419 |  |  | 0.78 | 2001-12-03 14:48 | Anjanece | 250 | 0 | N | N
ITT BLACKBURN | WR419 | Y | ITT BLACKBURN , WR419 |  |  | 0.79 | 2001-12-03 14:48 | Anjanece | 250 | 0 | N | N
ITT BLACKBURN | WR419 | Y | ITT BLACKBURN , WR419 |  |  | 0.8 | 2001-12-03 14:48 | Anjanece | 250 | 0 | N | N
ITT BLACKBURN | WR419 | Y | ITT BLACKBURN , WR419 |  |  | 0.82 | 2001-12-03 14:48 | Anjanece | 250 | 0 | N | N
ITT BLACKBURN | WR419 | Y | ITT BLACKBURN , WR419 |  |  | 0.84 | 2001-12-03 14:48 | Anjanece | 250 | 0 | N | N
ITT BLACKBURN | WR419 | Y | ITT BLACKBURN , WR419 |  |  | 0.85 | 2001-12-03 14:48 | Anjanece | 250 | 0 | N | N
ITT BLACKBURN | WR419 | Y | ITT BLACKBURN , WR419 |  |  | 0.86 | 2001-12-03 14:48 | Anjanece | 250 | 0 | N | N
ITT BLACKBURN | WR419 | Y | ITT BLACKBURN , WR419 |  |  | 0.87 | 2001-12-03 14:48 | Anjanece | 250 | 0 | N | N
ITT BLACKBURN | WR419 | Y | ITT BLACKBURN , WR419 |  |  | 0.88 | 2001-12-03 14:48 | Anjanece | 250 | 0 | N | N
ITT BLACKBURN | WR419 | Y | ITT BLACKBURN , WR419 |  |  | 0.9 | 2001-12-03 14:48 | Anjanece | 250 | 0 | N | N
ITT BLACKBURN | WR419 | Y | ITT BLACKBURN , WR419 |  |  | 0.93 | 2001-12-03 14:48 | Anjanece | 250 | 0 | N | N
ITT BLACKBURN | WR419 | Y | ITT BLACKBURN , WR419 |  |  | 1.04 | 2001-12-03 14:48 | Anjanece | 250 | 0 | N | N
ITT BLACKBURN | WR419 | Y | ITT BLACKBURN , WR419 |  |  | 1.13 | 2001-12-03 14:48 | Anjanece | 250 | 0 | N | N
ITT BLACKBURN | WR419 | Y | ITT BLACKBURN , WR419 |  |  | 1.82 | 2001-12-03 14:48 | Anjanece | 250 | 0 | N | N
ITT BLACKBURN | WR419 | Y | ITT BLACKBURN , WR419 |  | Storm Stores | 0 | 2018-04-16 10:14 | Anjanece |  | 0 | N | N
ITT BLACKBURN | WR419 | Y | ITT BLACKBURN , WR419 |  |  | 0.6 | 2018-04-16 10:14 | Anjanece |  | 0 | N | N
ITT BLACKBURN | WR419 | Y | ITT BLACKBURN , WR419 |  |  | 0.63 | 2018-04-16 10:14 | Anjanece |  | 0 | N | N
ITT BLACKBURN | WR419 | Y | ITT BLACKBURN , WR419 |  |  | 0.69 | 2018-04-16 10:14 | Anjanece |  | 0 | N | N
ITT BLACKBURN | WR419 | Y | ITT BLACKBURN , WR419 |  |  | 0.73 | 2018-04-16 10:14 | Anjanece |  | 0 | N | N
ITT BLACKBURN | WR419 | Y | ITT BLACKBURN , WR419 |  |  | 0.75 | 2018-04-16 10:14 | Anjanece |  | 0 | N | N
ITT BLACKBURN | WR419 | Y | ITT BLACKBURN , WR419 |  |  | 0.82 | 2018-04-16 10:14 | Anjanece |  | 0 | N | N
ITT BLACKBURN | WR419 | Y | ITT BLACKBURN , WR419 |  |  | 0.93 | 2018-04-16 10:14 | Anjanece |  | 0 | N | N
ITT BLACKBURN | WR419 | Y | ITT BLACKBURN , WR419 |  |  | 1.04 | 2018-04-16 10:14 | Anjanece |  | 0 | N | N
KEARNEY | 507-82 | Y | KEARNEY , 507-82 | JEA OVERHEAD DISTRIBUTION | CSC Stores | 0.59 | 2001-12-03 14:48 | Anjanece | 250 | 0 | N | N
KEARNEY | 507-82 | Y | KEARNEY , 507-82 |  |  | 0.6 | 2001-12-03 14:48 | Anjanece | 250 | 0 | N | N
KEARNEY | 507-82 | Y | KEARNEY , 507-82 |  |  | 0.61 | 2001-12-03 14:48 | Anjanece | 250 | 0 | N | N
KEARNEY | 507-82 | Y | KEARNEY , 507-82 |  |  | 0.62 | 2001-12-03 14:48 | Anjanece | 250 | 0 | N | N
KEARNEY | 507-82 | Y | KEARNEY , 507-82 |  |  | 0.68 | 2001-12-03 14:48 | Anjanece | 250 | 0 | N | N
KEARNEY | 507-82 | Y | KEARNEY , 507-82 |  |  | 0.69 | 2001-12-03 14:48 | Anjanece | 250 | 0 | N | N
KEARNEY | 507-82 | Y | KEARNEY , 507-82 |  |  | 0.7 | 2001-12-03 14:48 | Anjanece | 250 | 0 | N | N
KEARNEY | 507-82 | Y | KEARNEY , 507-82 |  |  | 0.71 | 2001-12-03 14:48 | Anjanece | 250 | 0 | N | N
KEARNEY | 507-82 | Y | KEARNEY , 507-82 |  |  | 0.72 | 2001-12-03 14:48 | Anjanece | 250 | 0 | N | N
KEARNEY | 507-82 | Y | KEARNEY , 507-82 |  |  | 0.73 | 2001-12-03 14:48 | Anjanece | 250 | 0 | N | N
KEARNEY | 507-82 | Y | KEARNEY , 507-82 |  |  | 0.74 | 2001-12-03 14:48 | Anjanece | 250 | 0 | N | N
KEARNEY | 507-82 | Y | KEARNEY , 507-82 |  |  | 0.75 | 2001-12-03 14:48 | Anjanece | 250 | 0 | N | N
KEARNEY | 507-82 | Y | KEARNEY , 507-82 |  |  | 0.78 | 2001-12-03 14:48 | Anjanece | 250 | 0 | N | N
KEARNEY | 507-82 | Y | KEARNEY , 507-82 |  |  | 0.79 | 2001-12-03 14:48 | Anjanece | 250 | 0 | N | N
KEARNEY | 507-82 | Y | KEARNEY , 507-82 |  |  | 0.8 | 2001-12-03 14:48 | Anjanece | 250 | 0 | N | N
KEARNEY | 507-82 | Y | KEARNEY , 507-82 |  |  | 0.82 | 2001-12-03 14:48 | Anjanece | 250 | 0 | N | N
KEARNEY | 507-82 | Y | KEARNEY , 507-82 |  |  | 0.84 | 2001-12-03 14:48 | Anjanece | 250 | 0 | N | N
KEARNEY | 507-82 | Y | KEARNEY , 507-82 |  |  | 0.85 | 2001-12-03 14:48 | Anjanece | 250 | 0 | N | N
KEARNEY | 507-82 | Y | KEARNEY , 507-82 |  |  | 0.86 | 2001-12-03 14:48 | Anjanece | 250 | 0 | N | N
KEARNEY | 507-82 | Y | KEARNEY , 507-82 |  |  | 0.87 | 2001-12-03 14:48 | Anjanece | 250 | 0 | N | N
KEARNEY | 507-82 | Y | KEARNEY , 507-82 |  |  | 0.88 | 2001-12-03 14:48 | Anjanece | 250 | 0 | N | N
KEARNEY | 507-82 | Y | KEARNEY , 507-82 |  |  | 0.9 | 2001-12-03 14:48 | Anjanece | 250 | 0 | N | N
KEARNEY | 507-82 | Y | KEARNEY , 507-82 |  |  | 0.93 | 2001-12-03 14:48 | Anjanece | 250 | 0 | N | N
KEARNEY | 507-82 | Y | KEARNEY , 507-82 |  |  | 1.04 | 2001-12-03 14:48 | Anjanece | 250 | 0 | N | N
KEARNEY | 507-82 | Y | KEARNEY , 507-82 |  |  | 1.13 | 2001-12-03 14:48 | Anjanece | 250 | 0 | N | N
KEARNEY | 507-82 | Y | KEARNEY , 507-82 |  |  | 1.82 | 2001-12-03 14:48 | Anjanece | 250 | 0 | N | N
KEARNEY | 507-82 | Y | KEARNEY , 507-82 |  | Storm Stores | 0 | 2018-04-16 10:14 | Anjanece |  | 0 | N | N
KEARNEY | 507-82 | Y | KEARNEY , 507-82 |  |  | 0.6 | 2018-04-16 10:14 | Anjanece |  | 0 | N | N
KEARNEY | 507-82 | Y | KEARNEY , 507-82 |  |  | 0.63 | 2018-04-16 10:14 | Anjanece |  | 0 | N | N
KEARNEY | 507-82 | Y | KEARNEY , 507-82 |  |  | 0.69 | 2018-04-16 10:14 | Anjanece |  | 0 | N | N
KEARNEY | 507-82 | Y | KEARNEY , 507-82 |  |  | 0.73 | 2018-04-16 10:14 | Anjanece |  | 0 | N | N
KEARNEY | 507-82 | Y | KEARNEY , 507-82 |  |  | 0.75 | 2018-04-16 10:14 | Anjanece |  | 0 | N | N
KEARNEY | 507-82 | Y | KEARNEY , 507-82 |  |  | 0.82 | 2018-04-16 10:14 | Anjanece |  | 0 | N | N
KEARNEY | 507-82 | Y | KEARNEY , 507-82 |  |  | 0.93 | 2018-04-16 10:14 | Anjanece |  | 0 | N | N
KEARNEY | 507-82 | Y | KEARNEY , 507-82 |  |  | 1.04 | 2018-04-16 10:14 | Anjanece |  | 0 | N | N
PENN-UNION | KD-R28 | Y | PENN-UNION , KD-R28 | JEA OVERHEAD DISTRIBUTION | CSC Stores | 0.59 | 2001-12-03 14:48 | Anjanece | 250 | 0 | N | N
PENN-UNION | KD-R28 | Y | PENN-UNION , KD-R28 |  |  | 0.6 | 2001-12-03 14:48 | Anjanece | 250 | 0 | N | N
PENN-UNION | KD-R28 | Y | PENN-UNION , KD-R28 |  |  | 0.61 | 2001-12-03 14:48 | Anjanece | 250 | 0 | N | N
PENN-UNION | KD-R28 | Y | PENN-UNION , KD-R28 |  |  | 0.62 | 2001-12-03 14:48 | Anjanece | 250 | 0 | N | N
PENN-UNION | KD-R28 | Y | PENN-UNION , KD-R28 |  |  | 0.68 | 2001-12-03 14:48 | Anjanece | 250 | 0 | N | N
PENN-UNION | KD-R28 | Y | PENN-UNION , KD-R28 |  |  | 0.69 | 2001-12-03 14:48 | Anjanece | 250 | 0 | N | N
PENN-UNION | KD-R28 | Y | PENN-UNION , KD-R28 |  |  | 0.7 | 2001-12-03 14:48 | Anjanece | 250 | 0 | N | N
PENN-UNION | KD-R28 | Y | PENN-UNION , KD-R28 |  |  | 0.71 | 2001-12-03 14:48 | Anjanece | 250 | 0 | N | N
PENN-UNION | KD-R28 | Y | PENN-UNION , KD-R28 |  |  | 0.72 | 2001-12-03 14:48 | Anjanece | 250 | 0 | N | N
PENN-UNION | KD-R28 | Y | PENN-UNION , KD-R28 |  |  | 0.73 | 2001-12-03 14:48 | Anjanece | 250 | 0 | N | N
PENN-UNION | KD-R28 | Y | PENN-UNION , KD-R28 |  |  | 0.74 | 2001-12-03 14:48 | Anjanece | 250 | 0 | N | N
PENN-UNION | KD-R28 | Y | PENN-UNION , KD-R28 |  |  | 0.75 | 2001-12-03 14:48 | Anjanece | 250 | 0 | N | N
PENN-UNION | KD-R28 | Y | PENN-UNION , KD-R28 |  |  | 0.78 | 2001-12-03 14:48 | Anjanece | 250 | 0 | N | N
PENN-UNION | KD-R28 | Y | PENN-UNION , KD-R28 |  |  | 0.79 | 2001-12-03 14:48 | Anjanece | 250 | 0 | N | N
PENN-UNION | KD-R28 | Y | PENN-UNION , KD-R28 |  |  | 0.8 | 2001-12-03 14:48 | Anjanece | 250 | 0 | N | N
PENN-UNION | KD-R28 | Y | PENN-UNION , KD-R28 |  |  | 0.82 | 2001-12-03 14:48 | Anjanece | 250 | 0 | N | N
PENN-UNION | KD-R28 | Y | PENN-UNION , KD-R28 |  |  | 0.84 | 2001-12-03 14:48 | Anjanece | 250 | 0 | N | N
PENN-UNION | KD-R28 | Y | PENN-UNION , KD-R28 |  |  | 0.85 | 2001-12-03 14:48 | Anjanece | 250 | 0 | N | N
PENN-UNION | KD-R28 | Y | PENN-UNION , KD-R28 |  |  | 0.86 | 2001-12-03 14:48 | Anjanece | 250 | 0 | N | N
PENN-UNION | KD-R28 | Y | PENN-UNION , KD-R28 |  |  | 0.87 | 2001-12-03 14:48 | Anjanece | 250 | 0 | N | N
PENN-UNION | KD-R28 | Y | PENN-UNION , KD-R28 |  |  | 0.88 | 2001-12-03 14:48 | Anjanece | 250 | 0 | N | N
PENN-UNION | KD-R28 | Y | PENN-UNION , KD-R28 |  |  | 0.9 | 2001-12-03 14:48 | Anjanece | 250 | 0 | N | N
PENN-UNION | KD-R28 | Y | PENN-UNION , KD-R28 |  |  | 0.93 | 2001-12-03 14:48 | Anjanece | 250 | 0 | N | N
PENN-UNION | KD-R28 | Y | PENN-UNION , KD-R28 |  |  | 1.04 | 2001-12-03 14:48 | Anjanece | 250 | 0 | N | N
PENN-UNION | KD-R28 | Y | PENN-UNION , KD-R28 |  |  | 1.13 | 2001-12-03 14:48 | Anjanece | 250 | 0 | N | N
PENN-UNION | KD-R28 | Y | PENN-UNION , KD-R28 |  |  | 1.82 | 2001-12-03 14:48 | Anjanece | 250 | 0 | N | N
PENN-UNION | KD-R28 | Y | PENN-UNION , KD-R28 |  | Storm Stores | 0 | 2018-04-16 10:14 | Anjanece |  | 0 | N | N
PENN-UNION | KD-R28 | Y | PENN-UNION , KD-R28 |  |  | 0.6 | 2018-04-16 10:14 | Anjanece |  | 0 | N | N
PENN-UNION | KD-R28 | Y | PENN-UNION , KD-R28 |  |  | 0.63 | 2018-04-16 10:14 | Anjanece |  | 0 | N | N
PENN-UNION | KD-R28 | Y | PENN-UNION , KD-R28 |  |  | 0.69 | 2018-04-16 10:14 | Anjanece |  | 0 | N | N
PENN-UNION | KD-R28 | Y | PENN-UNION , KD-R28 |  |  | 0.73 | 2018-04-16 10:14 | Anjanece |  | 0 | N | N
PENN-UNION | KD-R28 | Y | PENN-UNION , KD-R28 |  |  | 0.75 | 2018-04-16 10:14 | Anjanece |  | 0 | N | N
PENN-UNION | KD-R28 | Y | PENN-UNION , KD-R28 |  |  | 0.82 | 2018-04-16 10:14 | Anjanece |  | 0 | N | N
PENN-UNION | KD-R28 | Y | PENN-UNION , KD-R28 |  |  | 0.93 | 2018-04-16 10:14 | Anjanece |  | 0 | N | N
PENN-UNION | KD-R28 | Y | PENN-UNION , KD-R28 |  |  | 1.04 | 2018-04-16 10:14 | Anjanece |  | 0 | N | N
ANDERSON | AC-503-82 | Y | ANDERSON , AC-503-82 | JEA OVERHEAD DISTRIBUTION | CSC Stores | 0.5 | 2001-12-03 14:51 | Anjanece | 250 | 3600 | N | N
ANDERSON | AC-503-82 | Y | ANDERSON , AC-503-82 |  |  | 0.51 | 2001-12-03 14:51 | Anjanece | 250 | 3600 | N | N
ANDERSON | AC-503-82 | Y | ANDERSON , AC-503-82 |  |  | 0.52 | 2001-12-03 14:51 | Anjanece | 250 | 3600 | N | N
ANDERSON | AC-503-82 | Y | ANDERSON , AC-503-82 |  |  | 0.53 | 2001-12-03 14:51 | Anjanece | 250 | 3600 | N | N
ANDERSON | AC-503-82 | Y | ANDERSON , AC-503-82 |  |  | 0.55 | 2001-12-03 14:51 | Anjanece | 250 | 3600 | N | N
ANDERSON | AC-503-82 | Y | ANDERSON , AC-503-82 |  |  | 0.56 | 2001-12-03 14:51 | Anjanece | 250 | 3600 | N | N
ANDERSON | AC-503-82 | Y | ANDERSON , AC-503-82 |  |  | 0.57 | 2001-12-03 14:51 | Anjanece | 250 | 3600 | N | N
ANDERSON | AC-503-82 | Y | ANDERSON , AC-503-82 |  |  | 0.58 | 2001-12-03 14:51 | Anjanece | 250 | 3600 | N | N
ANDERSON | AC-503-82 | Y | ANDERSON , AC-503-82 |  |  | 0.59 | 2001-12-03 14:51 | Anjanece | 250 | 3600 | N | N
ANDERSON | AC-503-82 | Y | ANDERSON , AC-503-82 |  |  | 0.6 | 2001-12-03 14:51 | Anjanece | 250 | 3600 | N | N
ANDERSON | AC-503-82 | Y | ANDERSON , AC-503-82 |  |  | 0.61 | 2001-12-03 14:51 | Anjanece | 250 | 3600 | N | N
ANDERSON | AC-503-82 | Y | ANDERSON , AC-503-82 |  |  | 0.63 | 2001-12-03 14:51 | Anjanece | 250 | 3600 | N | N
ANDERSON | AC-503-82 | Y | ANDERSON , AC-503-82 |  |  | 0.65 | 2001-12-03 14:51 | Anjanece | 250 | 3600 | N | N
ANDERSON | AC-503-82 | Y | ANDERSON , AC-503-82 |  |  | 0.68 | 2001-12-03 14:51 | Anjanece | 250 | 3600 | N | N
ANDERSON | AC-503-82 | Y | ANDERSON , AC-503-82 |  |  | 0.69 | 2001-12-03 14:51 | Anjanece | 250 | 3600 | N | N
ANDERSON | AC-503-82 | Y | ANDERSON , AC-503-82 |  |  | 0.7 | 2001-12-03 14:51 | Anjanece | 250 | 3600 | N | N
ANDERSON | AC-503-82 | Y | ANDERSON , AC-503-82 |  |  | 0.75 | 2001-12-03 14:51 | Anjanece | 250 | 3600 | N | N
ANDERSON | AC-503-82 | Y | ANDERSON , AC-503-82 |  |  | 0.76 | 2001-12-03 14:51 | Anjanece | 250 | 3600 | N | N
ANDERSON | AC-503-82 | Y | ANDERSON , AC-503-82 |  |  | 0.77 | 2001-12-03 14:51 | Anjanece | 250 | 3600 | N | N
ANDERSON | AC-503-82 | Y | ANDERSON , AC-503-82 |  |  | 0.92 | 2001-12-03 14:51 | Anjanece | 250 | 3600 | N | N
ANDERSON | AC-503-82 | Y | ANDERSON , AC-503-82 |  |  | 0.93 | 2001-12-03 14:51 | Anjanece | 250 | 3600 | N | N
ANDERSON | AC-503-82 | Y | ANDERSON , AC-503-82 |  |  | 0.94 | 2001-12-03 14:51 | Anjanece | 250 | 3600 | N | N
ANDERSON | AC-503-82 | Y | ANDERSON , AC-503-82 |  |  | 1.06 | 2001-12-03 14:51 | Anjanece | 250 | 3600 | N | N
ANDERSON | AC-503-82 | Y | ANDERSON , AC-503-82 |  |  | 1.09 | 2001-12-03 14:51 | Anjanece | 250 | 3600 | N | N
ANDERSON | AC-503-82 | Y | ANDERSON , AC-503-82 |  |  | 1.11 | 2001-12-03 14:51 | Anjanece | 250 | 3600 | N | N
ANDERSON | AC-503-82 | Y | ANDERSON , AC-503-82 |  |  | 1.12 | 2001-12-03 14:51 | Anjanece | 250 | 3600 | N | N
ANDERSON | AC-503-82 | Y | ANDERSON , AC-503-82 |  |  | 1.13 | 2001-12-03 14:51 | Anjanece | 250 | 3600 | N | N
ANDERSON | AC-503-82 | Y | ANDERSON , AC-503-82 |  |  | 1.14 | 2001-12-03 14:51 | Anjanece | 250 | 3600 | N | N
ANDERSON | AC-503-82 | Y | ANDERSON , AC-503-82 |  |  | 1.15 | 2001-12-03 14:51 | Anjanece | 250 | 3600 | N | N
ANDERSON | AC-503-82 | Y | ANDERSON , AC-503-82 |  |  | 1.16 | 2001-12-03 14:51 | Anjanece | 250 | 3600 | N | N
ANDERSON | AC-503-82 | Y | ANDERSON , AC-503-82 |  | Storm Stores | 0 | 2018-04-16 10:14 | Anjanece |  | 3600 | N | N
ANDERSON | AC-503-82 | Y | ANDERSON , AC-503-82 |  |  | 0.55 | 2018-04-16 10:14 | Anjanece |  | 3600 | N | N
ANDERSON | AC-503-82 | Y | ANDERSON , AC-503-82 |  |  | 0.57 | 2018-04-16 10:14 | Anjanece |  | 3600 | N | N
ANDERSON | AC-503-82 | Y | ANDERSON , AC-503-82 |  |  | 0.67 | 2018-04-16 10:14 | Anjanece |  | 3600 | N | N
ANDERSON | AC-503-82 | Y | ANDERSON , AC-503-82 |  |  | 0.76 | 2018-04-16 10:14 | Anjanece |  | 3600 | N | N
ANDERSON | AC-503-82 | Y | ANDERSON , AC-503-82 |  |  | 0.89 | 2018-04-16 10:14 | Anjanece |  | 3600 | N | N
BURNDY CORP. | YHD5 | Y | BURNDY CORP. , YHD5 | JEA OVERHEAD DISTRIBUTION | CSC Stores | 0.5 | 2001-12-03 14:51 | Anjanece | 250 | 3600 | N | N
BURNDY CORP. | YHD5 | Y | BURNDY CORP. , YHD5 |  |  | 0.51 | 2001-12-03 14:51 | Anjanece | 250 | 3600 | N | N
BURNDY CORP. | YHD5 | Y | BURNDY CORP. , YHD5 |  |  | 0.52 | 2001-12-03 14:51 | Anjanece | 250 | 3600 | N | N
BURNDY CORP. | YHD5 | Y | BURNDY CORP. , YHD5 |  |  | 0.53 | 2001-12-03 14:51 | Anjanece | 250 | 3600 | N | N
BURNDY CORP. | YHD5 | Y | BURNDY CORP. , YHD5 |  |  | 0.55 | 2001-12-03 14:51 | Anjanece | 250 | 3600 | N | N
BURNDY CORP. | YHD5 | Y | BURNDY CORP. , YHD5 |  |  | 0.56 | 2001-12-03 14:51 | Anjanece | 250 | 3600 | N | N
BURNDY CORP. | YHD5 | Y | BURNDY CORP. , YHD5 |  |  | 0.57 | 2001-12-03 14:51 | Anjanece | 250 | 3600 | N | N
BURNDY CORP. | YHD5 | Y | BURNDY CORP. , YHD5 |  |  | 0.58 | 2001-12-03 14:51 | Anjanece | 250 | 3600 | N | N
BURNDY CORP. | YHD5 | Y | BURNDY CORP. , YHD5 |  |  | 0.59 | 2001-12-03 14:51 | Anjanece | 250 | 3600 | N | N
BURNDY CORP. | YHD5 | Y | BURNDY CORP. , YHD5 |  |  | 0.6 | 2001-12-03 14:51 | Anjanece | 250 | 3600 | N | N
BURNDY CORP. | YHD5 | Y | BURNDY CORP. , YHD5 |  |  | 0.61 | 2001-12-03 14:51 | Anjanece | 250 | 3600 | N | N
BURNDY CORP. | YHD5 | Y | BURNDY CORP. , YHD5 |  |  | 0.63 | 2001-12-03 14:51 | Anjanece | 250 | 3600 | N | N
BURNDY CORP. | YHD5 | Y | BURNDY CORP. , YHD5 |  |  | 0.65 | 2001-12-03 14:51 | Anjanece | 250 | 3600 | N | N
BURNDY CORP. | YHD5 | Y | BURNDY CORP. , YHD5 |  |  | 0.68 | 2001-12-03 14:51 | Anjanece | 250 | 3600 | N | N
BURNDY CORP. | YHD5 | Y | BURNDY CORP. , YHD5 |  |  | 0.69 | 2001-12-03 14:51 | Anjanece | 250 | 3600 | N | N
BURNDY CORP. | YHD5 | Y | BURNDY CORP. , YHD5 |  |  | 0.7 | 2001-12-03 14:51 | Anjanece | 250 | 3600 | N | N
BURNDY CORP. | YHD5 | Y | BURNDY CORP. , YHD5 |  |  | 0.75 | 2001-12-03 14:51 | Anjanece | 250 | 3600 | N | N
BURNDY CORP. | YHD5 | Y | BURNDY CORP. , YHD5 |  |  | 0.76 | 2001-12-03 14:51 | Anjanece | 250 | 3600 | N | N
BURNDY CORP. | YHD5 | Y | BURNDY CORP. , YHD5 |  |  | 0.77 | 2001-12-03 14:51 | Anjanece | 250 | 3600 | N | N
BURNDY CORP. | YHD5 | Y | BURNDY CORP. , YHD5 |  |  | 0.92 | 2001-12-03 14:51 | Anjanece | 250 | 3600 | N | N
BURNDY CORP. | YHD5 | Y | BURNDY CORP. , YHD5 |  |  | 0.93 | 2001-12-03 14:51 | Anjanece | 250 | 3600 | N | N
BURNDY CORP. | YHD5 | Y | BURNDY CORP. , YHD5 |  |  | 0.94 | 2001-12-03 14:51 | Anjanece | 250 | 3600 | N | N
BURNDY CORP. | YHD5 | Y | BURNDY CORP. , YHD5 |  |  | 1.06 | 2001-12-03 14:51 | Anjanece | 250 | 3600 | N | N
BURNDY CORP. | YHD5 | Y | BURNDY CORP. , YHD5 |  |  | 1.09 | 2001-12-03 14:51 | Anjanece | 250 | 3600 | N | N
BURNDY CORP. | YHD5 | Y | BURNDY CORP. , YHD5 |  |  | 1.11 | 2001-12-03 14:51 | Anjanece | 250 | 3600 | N | N
BURNDY CORP. | YHD5 | Y | BURNDY CORP. , YHD5 |  |  | 1.12 | 2001-12-03 14:51 | Anjanece | 250 | 3600 | N | N
BURNDY CORP. | YHD5 | Y | BURNDY CORP. , YHD5 |  |  | 1.13 | 2001-12-03 14:51 | Anjanece | 250 | 3600 | N | N
BURNDY CORP. | YHD5 | Y | BURNDY CORP. , YHD5 |  |  | 1.14 | 2001-12-03 14:51 | Anjanece | 250 | 3600 | N | N
BURNDY CORP. | YHD5 | Y | BURNDY CORP. , YHD5 |  |  | 1.15 | 2001-12-03 14:51 | Anjanece | 250 | 3600 | N | N
BURNDY CORP. | YHD5 | Y | BURNDY CORP. , YHD5 |  |  | 1.16 | 2001-12-03 14:51 | Anjanece | 250 | 3600 | N | N
BURNDY CORP. | YHD5 | Y | BURNDY CORP. , YHD5 |  | Storm Stores | 0 | 2018-04-16 10:14 | Anjanece |  | 3600 | N | N
BURNDY CORP. | YHD5 | Y | BURNDY CORP. , YHD5 |  |  | 0.55 | 2018-04-16 10:14 | Anjanece |  | 3600 | N | N
BURNDY CORP. | YHD5 | Y | BURNDY CORP. , YHD5 |  |  | 0.57 | 2018-04-16 10:14 | Anjanece |  | 3600 | N | N
BURNDY CORP. | YHD5 | Y | BURNDY CORP. , YHD5 |  |  | 0.67 | 2018-04-16 10:14 | Anjanece |  | 3600 | N | N
BURNDY CORP. | YHD5 | Y | BURNDY CORP. , YHD5 |  |  | 0.76 | 2018-04-16 10:14 | Anjanece |  | 3600 | N | N
BURNDY CORP. | YHD5 | Y | BURNDY CORP. , YHD5 |  |  | 0.89 | 2018-04-16 10:14 | Anjanece |  | 3600 | N | N
HOMAC | DB404 | Y | HOMAC , DB404 | JEA OVERHEAD DISTRIBUTION | CSC Stores | 0.5 | 2001-12-03 14:51 | Anjanece | 250 | 3600 | N | N
HOMAC | DB404 | Y | HOMAC , DB404 |  |  | 0.51 | 2001-12-03 14:51 | Anjanece | 250 | 3600 | N | N
HOMAC | DB404 | Y | HOMAC , DB404 |  |  | 0.52 | 2001-12-03 14:51 | Anjanece | 250 | 3600 | N | N
HOMAC | DB404 | Y | HOMAC , DB404 |  |  | 0.53 | 2001-12-03 14:51 | Anjanece | 250 | 3600 | N | N
HOMAC | DB404 | Y | HOMAC , DB404 |  |  | 0.55 | 2001-12-03 14:51 | Anjanece | 250 | 3600 | N | N
HOMAC | DB404 | Y | HOMAC , DB404 |  |  | 0.56 | 2001-12-03 14:51 | Anjanece | 250 | 3600 | N | N
HOMAC | DB404 | Y | HOMAC , DB404 |  |  | 0.57 | 2001-12-03 14:51 | Anjanece | 250 | 3600 | N | N
HOMAC | DB404 | Y | HOMAC , DB404 |  |  | 0.58 | 2001-12-03 14:51 | Anjanece | 250 | 3600 | N | N
HOMAC | DB404 | Y | HOMAC , DB404 |  |  | 0.59 | 2001-12-03 14:51 | Anjanece | 250 | 3600 | N | N
HOMAC | DB404 | Y | HOMAC , DB404 |  |  | 0.6 | 2001-12-03 14:51 | Anjanece | 250 | 3600 | N | N
HOMAC | DB404 | Y | HOMAC , DB404 |  |  | 0.61 | 2001-12-03 14:51 | Anjanece | 250 | 3600 | N | N
HOMAC | DB404 | Y | HOMAC , DB404 |  |  | 0.63 | 2001-12-03 14:51 | Anjanece | 250 | 3600 | N | N
HOMAC | DB404 | Y | HOMAC , DB404 |  |  | 0.65 | 2001-12-03 14:51 | Anjanece | 250 | 3600 | N | N
HOMAC | DB404 | Y | HOMAC , DB404 |  |  | 0.68 | 2001-12-03 14:51 | Anjanece | 250 | 3600 | N | N
HOMAC | DB404 | Y | HOMAC , DB404 |  |  | 0.69 | 2001-12-03 14:51 | Anjanece | 250 | 3600 | N | N
HOMAC | DB404 | Y | HOMAC , DB404 |  |  | 0.7 | 2001-12-03 14:51 | Anjanece | 250 | 3600 | N | N
HOMAC | DB404 | Y | HOMAC , DB404 |  |  | 0.75 | 2001-12-03 14:51 | Anjanece | 250 | 3600 | N | N
HOMAC | DB404 | Y | HOMAC , DB404 |  |  | 0.76 | 2001-12-03 14:51 | Anjanece | 250 | 3600 | N | N
HOMAC | DB404 | Y | HOMAC , DB404 |  |  | 0.77 | 2001-12-03 14:51 | Anjanece | 250 | 3600 | N | N
HOMAC | DB404 | Y | HOMAC , DB404 |  |  | 0.92 | 2001-12-03 14:51 | Anjanece | 250 | 3600 | N | N
HOMAC | DB404 | Y | HOMAC , DB404 |  |  | 0.93 | 2001-12-03 14:51 | Anjanece | 250 | 3600 | N | N
HOMAC | DB404 | Y | HOMAC , DB404 |  |  | 0.94 | 2001-12-03 14:51 | Anjanece | 250 | 3600 | N | N
HOMAC | DB404 | Y | HOMAC , DB404 |  |  | 1.06 | 2001-12-03 14:51 | Anjanece | 250 | 3600 | N | N
HOMAC | DB404 | Y | HOMAC , DB404 |  |  | 1.09 | 2001-12-03 14:51 | Anjanece | 250 | 3600 | N | N
HOMAC | DB404 | Y | HOMAC , DB404 |  |  | 1.11 | 2001-12-03 14:51 | Anjanece | 250 | 3600 | N | N
HOMAC | DB404 | Y | HOMAC , DB404 |  |  | 1.12 | 2001-12-03 14:51 | Anjanece | 250 | 3600 | N | N
HOMAC | DB404 | Y | HOMAC , DB404 |  |  | 1.13 | 2001-12-03 14:51 | Anjanece | 250 | 3600 | N | N
HOMAC | DB404 | Y | HOMAC , DB404 |  |  | 1.14 | 2001-12-03 14:51 | Anjanece | 250 | 3600 | N | N
HOMAC | DB404 | Y | HOMAC , DB404 |  |  | 1.15 | 2001-12-03 14:51 | Anjanece | 250 | 3600 | N | N
HOMAC | DB404 | Y | HOMAC , DB404 |  |  | 1.16 | 2001-12-03 14:51 | Anjanece | 250 | 3600 | N | N
HOMAC | DB404 | Y | HOMAC , DB404 |  | Storm Stores | 0 | 2018-04-16 10:14 | Anjanece |  | 3600 | N | N
HOMAC | DB404 | Y | HOMAC , DB404 |  |  | 0.55 | 2018-04-16 10:14 | Anjanece |  | 3600 | N | N
HOMAC | DB404 | Y | HOMAC , DB404 |  |  | 0.57 | 2018-04-16 10:14 | Anjanece |  | 3600 | N | N
HOMAC | DB404 | Y | HOMAC , DB404 |  |  | 0.67 | 2018-04-16 10:14 | Anjanece |  | 3600 | N | N
HOMAC | DB404 | Y | HOMAC , DB404 |  |  | 0.76 | 2018-04-16 10:14 | Anjanece |  | 3600 | N | N
HOMAC | DB404 | Y | HOMAC , DB404 |  |  | 0.89 | 2018-04-16 10:14 | Anjanece |  | 3600 | N | N
ITT BLACKBURN | WR379 | Y | ITT BLACKBURN , WR379 | JEA OVERHEAD DISTRIBUTION | CSC Stores | 0.5 | 2001-12-03 14:51 | Anjanece | 250 | 3600 | N | N
ITT BLACKBURN | WR379 | Y | ITT BLACKBURN , WR379 |  |  | 0.51 | 2001-12-03 14:51 | Anjanece | 250 | 3600 | N | N
ITT BLACKBURN | WR379 | Y | ITT BLACKBURN , WR379 |  |  | 0.52 | 2001-12-03 14:51 | Anjanece | 250 | 3600 | N | N
ITT BLACKBURN | WR379 | Y | ITT BLACKBURN , WR379 |  |  | 0.53 | 2001-12-03 14:51 | Anjanece | 250 | 3600 | N | N
ITT BLACKBURN | WR379 | Y | ITT BLACKBURN , WR379 |  |  | 0.55 | 2001-12-03 14:51 | Anjanece | 250 | 3600 | N | N
ITT BLACKBURN | WR379 | Y | ITT BLACKBURN , WR379 |  |  | 0.56 | 2001-12-03 14:51 | Anjanece | 250 | 3600 | N | N
ITT BLACKBURN | WR379 | Y | ITT BLACKBURN , WR379 |  |  | 0.57 | 2001-12-03 14:51 | Anjanece | 250 | 3600 | N | N
ITT BLACKBURN | WR379 | Y | ITT BLACKBURN , WR379 |  |  | 0.58 | 2001-12-03 14:51 | Anjanece | 250 | 3600 | N | N
ITT BLACKBURN | WR379 | Y | ITT BLACKBURN , WR379 |  |  | 0.59 | 2001-12-03 14:51 | Anjanece | 250 | 3600 | N | N
ITT BLACKBURN | WR379 | Y | ITT BLACKBURN , WR379 |  |  | 0.6 | 2001-12-03 14:51 | Anjanece | 250 | 3600 | N | N
ITT BLACKBURN | WR379 | Y | ITT BLACKBURN , WR379 |  |  | 0.61 | 2001-12-03 14:51 | Anjanece | 250 | 3600 | N | N
ITT BLACKBURN | WR379 | Y | ITT BLACKBURN , WR379 |  |  | 0.63 | 2001-12-03 14:51 | Anjanece | 250 | 3600 | N | N
ITT BLACKBURN | WR379 | Y | ITT BLACKBURN , WR379 |  |  | 0.65 | 2001-12-03 14:51 | Anjanece | 250 | 3600 | N | N
ITT BLACKBURN | WR379 | Y | ITT BLACKBURN , WR379 |  |  | 0.68 | 2001-12-03 14:51 | Anjanece | 250 | 3600 | N | N
ITT BLACKBURN | WR379 | Y | ITT BLACKBURN , WR379 |  |  | 0.69 | 2001-12-03 14:51 | Anjanece | 250 | 3600 | N | N
ITT BLACKBURN | WR379 | Y | ITT BLACKBURN , WR379 |  |  | 0.7 | 2001-12-03 14:51 | Anjanece | 250 | 3600 | N | N
ITT BLACKBURN | WR379 | Y | ITT BLACKBURN , WR379 |  |  | 0.75 | 2001-12-03 14:51 | Anjanece | 250 | 3600 | N | N
ITT BLACKBURN | WR379 | Y | ITT BLACKBURN , WR379 |  |  | 0.76 | 2001-12-03 14:51 | Anjanece | 250 | 3600 | N | N
ITT BLACKBURN | WR379 | Y | ITT BLACKBURN , WR379 |  |  | 0.77 | 2001-12-03 14:51 | Anjanece | 250 | 3600 | N | N
ITT BLACKBURN | WR379 | Y | ITT BLACKBURN , WR379 |  |  | 0.92 | 2001-12-03 14:51 | Anjanece | 250 | 3600 | N | N
ITT BLACKBURN | WR379 | Y | ITT BLACKBURN , WR379 |  |  | 0.93 | 2001-12-03 14:51 | Anjanece | 250 | 3600 | N | N
ITT BLACKBURN | WR379 | Y | ITT BLACKBURN , WR379 |  |  | 0.94 | 2001-12-03 14:51 | Anjanece | 250 | 3600 | N | N
ITT BLACKBURN | WR379 | Y | ITT BLACKBURN , WR379 |  |  | 1.06 | 2001-12-03 14:51 | Anjanece | 250 | 3600 | N | N
ITT BLACKBURN | WR379 | Y | ITT BLACKBURN , WR379 |  |  | 1.09 | 2001-12-03 14:51 | Anjanece | 250 | 3600 | N | N
ITT BLACKBURN | WR379 | Y | ITT BLACKBURN , WR379 |  |  | 1.11 | 2001-12-03 14:51 | Anjanece | 250 | 3600 | N | N
ITT BLACKBURN | WR379 | Y | ITT BLACKBURN , WR379 |  |  | 1.12 | 2001-12-03 14:51 | Anjanece | 250 | 3600 | N | N
ITT BLACKBURN | WR379 | Y | ITT BLACKBURN , WR379 |  |  | 1.13 | 2001-12-03 14:51 | Anjanece | 250 | 3600 | N | N
ITT BLACKBURN | WR379 | Y | ITT BLACKBURN , WR379 |  |  | 1.14 | 2001-12-03 14:51 | Anjanece | 250 | 3600 | N | N
ITT BLACKBURN | WR379 | Y | ITT BLACKBURN , WR379 |  |  | 1.15 | 2001-12-03 14:51 | Anjanece | 250 | 3600 | N | N
ITT BLACKBURN | WR379 | Y | ITT BLACKBURN , WR379 |  |  | 1.16 | 2001-12-03 14:51 | Anjanece | 250 | 3600 | N | N
ITT BLACKBURN | WR379 | Y | ITT BLACKBURN , WR379 |  | Storm Stores | 0 | 2018-04-16 10:14 | Anjanece |  | 3600 | N | N
ITT BLACKBURN | WR379 | Y | ITT BLACKBURN , WR379 |  |  | 0.55 | 2018-04-16 10:14 | Anjanece |  | 3600 | N | N
ITT BLACKBURN | WR379 | Y | ITT BLACKBURN , WR379 |  |  | 0.57 | 2018-04-16 10:14 | Anjanece |  | 3600 | N | N
ITT BLACKBURN | WR379 | Y | ITT BLACKBURN , WR379 |  |  | 0.67 | 2018-04-16 10:14 | Anjanece |  | 3600 | N | N
ITT BLACKBURN | WR379 | Y | ITT BLACKBURN , WR379 |  |  | 0.76 | 2018-04-16 10:14 | Anjanece |  | 3600 | N | N
ITT BLACKBURN | WR379 | Y | ITT BLACKBURN , WR379 |  |  | 0.89 | 2018-04-16 10:14 | Anjanece |  | 3600 | N | N
KEARNEY | 503-82 | Y | KEARNEY , 503-82 | JEA OVERHEAD DISTRIBUTION | CSC Stores | 0.5 | 2001-12-03 14:51 | Anjanece | 250 | 3600 | N | N
KEARNEY | 503-82 | Y | KEARNEY , 503-82 |  |  | 0.51 | 2001-12-03 14:51 | Anjanece | 250 | 3600 | N | N
KEARNEY | 503-82 | Y | KEARNEY , 503-82 |  |  | 0.52 | 2001-12-03 14:51 | Anjanece | 250 | 3600 | N | N
KEARNEY | 503-82 | Y | KEARNEY , 503-82 |  |  | 0.53 | 2001-12-03 14:51 | Anjanece | 250 | 3600 | N | N
KEARNEY | 503-82 | Y | KEARNEY , 503-82 |  |  | 0.55 | 2001-12-03 14:51 | Anjanece | 250 | 3600 | N | N
KEARNEY | 503-82 | Y | KEARNEY , 503-82 |  |  | 0.56 | 2001-12-03 14:51 | Anjanece | 250 | 3600 | N | N
KEARNEY | 503-82 | Y | KEARNEY , 503-82 |  |  | 0.57 | 2001-12-03 14:51 | Anjanece | 250 | 3600 | N | N
KEARNEY | 503-82 | Y | KEARNEY , 503-82 |  |  | 0.58 | 2001-12-03 14:51 | Anjanece | 250 | 3600 | N | N
KEARNEY | 503-82 | Y | KEARNEY , 503-82 |  |  | 0.59 | 2001-12-03 14:51 | Anjanece | 250 | 3600 | N | N
KEARNEY | 503-82 | Y | KEARNEY , 503-82 |  |  | 0.6 | 2001-12-03 14:51 | Anjanece | 250 | 3600 | N | N
KEARNEY | 503-82 | Y | KEARNEY , 503-82 |  |  | 0.61 | 2001-12-03 14:51 | Anjanece | 250 | 3600 | N | N
KEARNEY | 503-82 | Y | KEARNEY , 503-82 |  |  | 0.63 | 2001-12-03 14:51 | Anjanece | 250 | 3600 | N | N
KEARNEY | 503-82 | Y | KEARNEY , 503-82 |  |  | 0.65 | 2001-12-03 14:51 | Anjanece | 250 | 3600 | N | N
KEARNEY | 503-82 | Y | KEARNEY , 503-82 |  |  | 0.68 | 2001-12-03 14:51 | Anjanece | 250 | 3600 | N | N
KEARNEY | 503-82 | Y | KEARNEY , 503-82 |  |  | 0.69 | 2001-12-03 14:51 | Anjanece | 250 | 3600 | N | N
KEARNEY | 503-82 | Y | KEARNEY , 503-82 |  |  | 0.7 | 2001-12-03 14:51 | Anjanece | 250 | 3600 | N | N
KEARNEY | 503-82 | Y | KEARNEY , 503-82 |  |  | 0.75 | 2001-12-03 14:51 | Anjanece | 250 | 3600 | N | N
KEARNEY | 503-82 | Y | KEARNEY , 503-82 |  |  | 0.76 | 2001-12-03 14:51 | Anjanece | 250 | 3600 | N | N
KEARNEY | 503-82 | Y | KEARNEY , 503-82 |  |  | 0.77 | 2001-12-03 14:51 | Anjanece | 250 | 3600 | N | N
KEARNEY | 503-82 | Y | KEARNEY , 503-82 |  |  | 0.92 | 2001-12-03 14:51 | Anjanece | 250 | 3600 | N | N
KEARNEY | 503-82 | Y | KEARNEY , 503-82 |  |  | 0.93 | 2001-12-03 14:51 | Anjanece | 250 | 3600 | N | N
KEARNEY | 503-82 | Y | KEARNEY , 503-82 |  |  | 0.94 | 2001-12-03 14:51 | Anjanece | 250 | 3600 | N | N
KEARNEY | 503-82 | Y | KEARNEY , 503-82 |  |  | 1.06 | 2001-12-03 14:51 | Anjanece | 250 | 3600 | N | N
KEARNEY | 503-82 | Y | KEARNEY , 503-82 |  |  | 1.09 | 2001-12-03 14:51 | Anjanece | 250 | 3600 | N | N
KEARNEY | 503-82 | Y | KEARNEY , 503-82 |  |  | 1.11 | 2001-12-03 14:51 | Anjanece | 250 | 3600 | N | N
KEARNEY | 503-82 | Y | KEARNEY , 503-82 |  |  | 1.12 | 2001-12-03 14:51 | Anjanece | 250 | 3600 | N | N
KEARNEY | 503-82 | Y | KEARNEY , 503-82 |  |  | 1.13 | 2001-12-03 14:51 | Anjanece | 250 | 3600 | N | N
KEARNEY | 503-82 | Y | KEARNEY , 503-82 |  |  | 1.14 | 2001-12-03 14:51 | Anjanece | 250 | 3600 | N | N
KEARNEY | 503-82 | Y | KEARNEY , 503-82 |  |  | 1.15 | 2001-12-03 14:51 | Anjanece | 250 | 3600 | N | N
KEARNEY | 503-82 | Y | KEARNEY , 503-82 |  |  | 1.16 | 2001-12-03 14:51 | Anjanece | 250 | 3600 | N | N
KEARNEY | 503-82 | Y | KEARNEY , 503-82 |  | Storm Stores | 0 | 2018-04-16 10:14 | Anjanece |  | 3600 | N | N
KEARNEY | 503-82 | Y | KEARNEY , 503-82 |  |  | 0.55 | 2018-04-16 10:14 | Anjanece |  | 3600 | N | N
KEARNEY | 503-82 | Y | KEARNEY , 503-82 |  |  | 0.57 | 2018-04-16 10:14 | Anjanece |  | 3600 | N | N
KEARNEY | 503-82 | Y | KEARNEY , 503-82 |  |  | 0.67 | 2018-04-16 10:14 | Anjanece |  | 3600 | N | N
KEARNEY | 503-82 | Y | KEARNEY , 503-82 |  |  | 0.76 | 2018-04-16 10:14 | Anjanece |  | 3600 | N | N
KEARNEY | 503-82 | Y | KEARNEY , 503-82 |  |  | 0.89 | 2018-04-16 10:14 | Anjanece |  | 3600 | N | N
PENN-UNION | KD-R03 | Y | PENN-UNION , KD-R03 | JEA OVERHEAD DISTRIBUTION | CSC Stores | 0.5 | 2001-12-03 14:51 | Anjanece | 250 | 3600 | N | N
PENN-UNION | KD-R03 | Y | PENN-UNION , KD-R03 |  |  | 0.51 | 2001-12-03 14:51 | Anjanece | 250 | 3600 | N | N
PENN-UNION | KD-R03 | Y | PENN-UNION , KD-R03 |  |  | 0.52 | 2001-12-03 14:51 | Anjanece | 250 | 3600 | N | N
PENN-UNION | KD-R03 | Y | PENN-UNION , KD-R03 |  |  | 0.53 | 2001-12-03 14:51 | Anjanece | 250 | 3600 | N | N
PENN-UNION | KD-R03 | Y | PENN-UNION , KD-R03 |  |  | 0.55 | 2001-12-03 14:51 | Anjanece | 250 | 3600 | N | N
PENN-UNION | KD-R03 | Y | PENN-UNION , KD-R03 |  |  | 0.56 | 2001-12-03 14:51 | Anjanece | 250 | 3600 | N | N
PENN-UNION | KD-R03 | Y | PENN-UNION , KD-R03 |  |  | 0.57 | 2001-12-03 14:51 | Anjanece | 250 | 3600 | N | N
PENN-UNION | KD-R03 | Y | PENN-UNION , KD-R03 |  |  | 0.58 | 2001-12-03 14:51 | Anjanece | 250 | 3600 | N | N
PENN-UNION | KD-R03 | Y | PENN-UNION , KD-R03 |  |  | 0.59 | 2001-12-03 14:51 | Anjanece | 250 | 3600 | N | N
PENN-UNION | KD-R03 | Y | PENN-UNION , KD-R03 |  |  | 0.6 | 2001-12-03 14:51 | Anjanece | 250 | 3600 | N | N
PENN-UNION | KD-R03 | Y | PENN-UNION , KD-R03 |  |  | 0.61 | 2001-12-03 14:51 | Anjanece | 250 | 3600 | N | N
PENN-UNION | KD-R03 | Y | PENN-UNION , KD-R03 |  |  | 0.63 | 2001-12-03 14:51 | Anjanece | 250 | 3600 | N | N
PENN-UNION | KD-R03 | Y | PENN-UNION , KD-R03 |  |  | 0.65 | 2001-12-03 14:51 | Anjanece | 250 | 3600 | N | N
PENN-UNION | KD-R03 | Y | PENN-UNION , KD-R03 |  |  | 0.68 | 2001-12-03 14:51 | Anjanece | 250 | 3600 | N | N
PENN-UNION | KD-R03 | Y | PENN-UNION , KD-R03 |  |  | 0.69 | 2001-12-03 14:51 | Anjanece | 250 | 3600 | N | N
PENN-UNION | KD-R03 | Y | PENN-UNION , KD-R03 |  |  | 0.7 | 2001-12-03 14:51 | Anjanece | 250 | 3600 | N | N
PENN-UNION | KD-R03 | Y | PENN-UNION , KD-R03 |  |  | 0.75 | 2001-12-03 14:51 | Anjanece | 250 | 3600 | N | N
PENN-UNION | KD-R03 | Y | PENN-UNION , KD-R03 |  |  | 0.76 | 2001-12-03 14:51 | Anjanece | 250 | 3600 | N | N
PENN-UNION | KD-R03 | Y | PENN-UNION , KD-R03 |  |  | 0.77 | 2001-12-03 14:51 | Anjanece | 250 | 3600 | N | N
PENN-UNION | KD-R03 | Y | PENN-UNION , KD-R03 |  |  | 0.92 | 2001-12-03 14:51 | Anjanece | 250 | 3600 | N | N
PENN-UNION | KD-R03 | Y | PENN-UNION , KD-R03 |  |  | 0.93 | 2001-12-03 14:51 | Anjanece | 250 | 3600 | N | N
PENN-UNION | KD-R03 | Y | PENN-UNION , KD-R03 |  |  | 0.94 | 2001-12-03 14:51 | Anjanece | 250 | 3600 | N | N
PENN-UNION | KD-R03 | Y | PENN-UNION , KD-R03 |  |  | 1.06 | 2001-12-03 14:51 | Anjanece | 250 | 3600 | N | N
PENN-UNION | KD-R03 | Y | PENN-UNION , KD-R03 |  |  | 1.09 | 2001-12-03 14:51 | Anjanece | 250 | 3600 | N | N
PENN-UNION | KD-R03 | Y | PENN-UNION , KD-R03 |  |  | 1.11 | 2001-12-03 14:51 | Anjanece | 250 | 3600 | N | N
PENN-UNION | KD-R03 | Y | PENN-UNION , KD-R03 |  |  | 1.12 | 2001-12-03 14:51 | Anjanece | 250 | 3600 | N | N
PENN-UNION | KD-R03 | Y | PENN-UNION , KD-R03 |  |  | 1.13 | 2001-12-03 14:51 | Anjanece | 250 | 3600 | N | N
PENN-UNION | KD-R03 | Y | PENN-UNION , KD-R03 |  |  | 1.14 | 2001-12-03 14:51 | Anjanece | 250 | 3600 | N | N
PENN-UNION | KD-R03 | Y | PENN-UNION , KD-R03 |  |  | 1.15 | 2001-12-03 14:51 | Anjanece | 250 | 3600 | N | N
PENN-UNION | KD-R03 | Y | PENN-UNION , KD-R03 |  |  | 1.16 | 2001-12-03 14:51 | Anjanece | 250 | 3600 | N | N
PENN-UNION | KD-R03 | Y | PENN-UNION , KD-R03 |  | Storm Stores | 0 | 2018-04-16 10:14 | Anjanece |  | 3600 | N | N
PENN-UNION | KD-R03 | Y | PENN-UNION , KD-R03 |  |  | 0.55 | 2018-04-16 10:14 | Anjanece |  | 3600 | N | N
PENN-UNION | KD-R03 | Y | PENN-UNION , KD-R03 |  |  | 0.57 | 2018-04-16 10:14 | Anjanece |  | 3600 | N | N
PENN-UNION | KD-R03 | Y | PENN-UNION , KD-R03 |  |  | 0.67 | 2018-04-16 10:14 | Anjanece |  | 3600 | N | N
PENN-UNION | KD-R03 | Y | PENN-UNION , KD-R03 |  |  | 0.76 | 2018-04-16 10:14 | Anjanece |  | 3600 | N | N
PENN-UNION | KD-R03 | Y | PENN-UNION , KD-R03 |  |  | 0.89 | 2018-04-16 10:14 | Anjanece |  | 3600 | N | N
HOMAC | HCST-302 | Y | HOMAC , HCST-302 | JEA OVERHEAD DISTRIBUTION | CSC Stores | 0.66 | 2001-12-04 09:53 | Anjanece | 200 | 0 | N | N
HOMAC | HCST-302 | Y | HOMAC , HCST-302 |  |  | 0.67 | 2001-12-04 09:53 | Anjanece | 200 | 0 | N | N
HOMAC | HCST-302 | Y | HOMAC , HCST-302 |  |  | 0.68 | 2001-12-04 09:53 | Anjanece | 200 | 0 | N | N
HOMAC | HCST-302 | Y | HOMAC , HCST-302 |  |  | 0.73 | 2001-12-04 09:53 | Anjanece | 200 | 0 | N | N
HOMAC | HCST-302 | Y | HOMAC , HCST-302 |  |  | 0.75 | 2001-12-04 09:53 | Anjanece | 200 | 0 | N | N
HOMAC | HCST-302 | Y | HOMAC , HCST-302 |  |  | 0.77 | 2001-12-04 09:53 | Anjanece | 200 | 0 | N | N
HOMAC | HCST-302 | Y | HOMAC , HCST-302 |  |  | 0.86 | 2001-12-04 09:53 | Anjanece | 200 | 0 | N | N
HOMAC | HCST-302 | Y | HOMAC , HCST-302 |  |  | 0.87 | 2001-12-04 09:53 | Anjanece | 200 | 0 | N | N
HOMAC | HCST-302 | Y | HOMAC , HCST-302 |  |  | 0.9 | 2001-12-04 09:53 | Anjanece | 200 | 0 | N | N
HOMAC | HCST-302 | Y | HOMAC , HCST-302 |  |  | 0.91 | 2001-12-04 09:53 | Anjanece | 200 | 0 | N | N
HOMAC | HCST-302 | Y | HOMAC , HCST-302 |  |  | 0.92 | 2001-12-04 09:53 | Anjanece | 200 | 0 | N | N
ITT BLACKBURN | CF22 | Y | ITT BLACKBURN , CF22 | JEA OVERHEAD DISTRIBUTION | CSC Stores | 0.66 | 2001-12-04 09:53 | Anjanece | 200 | 0 | N | N
ITT BLACKBURN | CF22 | Y | ITT BLACKBURN , CF22 |  |  | 0.67 | 2001-12-04 09:53 | Anjanece | 200 | 0 | N | N
ITT BLACKBURN | CF22 | Y | ITT BLACKBURN , CF22 |  |  | 0.68 | 2001-12-04 09:53 | Anjanece | 200 | 0 | N | N
ITT BLACKBURN | CF22 | Y | ITT BLACKBURN , CF22 |  |  | 0.73 | 2001-12-04 09:53 | Anjanece | 200 | 0 | N | N
ITT BLACKBURN | CF22 | Y | ITT BLACKBURN , CF22 |  |  | 0.75 | 2001-12-04 09:53 | Anjanece | 200 | 0 | N | N
ITT BLACKBURN | CF22 | Y | ITT BLACKBURN , CF22 |  |  | 0.77 | 2001-12-04 09:53 | Anjanece | 200 | 0 | N | N
ITT BLACKBURN | CF22 | Y | ITT BLACKBURN , CF22 |  |  | 0.86 | 2001-12-04 09:53 | Anjanece | 200 | 0 | N | N
ITT BLACKBURN | CF22 | Y | ITT BLACKBURN , CF22 |  |  | 0.87 | 2001-12-04 09:53 | Anjanece | 200 | 0 | N | N
ITT BLACKBURN | CF22 | Y | ITT BLACKBURN , CF22 |  |  | 0.9 | 2001-12-04 09:53 | Anjanece | 200 | 0 | N | N
ITT BLACKBURN | CF22 | Y | ITT BLACKBURN , CF22 |  |  | 0.91 | 2001-12-04 09:53 | Anjanece | 200 | 0 | N | N
ITT BLACKBURN | CF22 | Y | ITT BLACKBURN , CF22 |  |  | 0.92 | 2001-12-04 09:53 | Anjanece | 200 | 0 | N | N
KEARNEY | 302-82 | Y | KEARNEY , 302-82 | JEA OVERHEAD DISTRIBUTION | CSC Stores | 0.66 | 2001-12-04 09:53 | Anjanece | 200 | 0 | N | N
KEARNEY | 302-82 | Y | KEARNEY , 302-82 |  |  | 0.67 | 2001-12-04 09:53 | Anjanece | 200 | 0 | N | N
KEARNEY | 302-82 | Y | KEARNEY , 302-82 |  |  | 0.68 | 2001-12-04 09:53 | Anjanece | 200 | 0 | N | N
KEARNEY | 302-82 | Y | KEARNEY , 302-82 |  |  | 0.73 | 2001-12-04 09:53 | Anjanece | 200 | 0 | N | N
KEARNEY | 302-82 | Y | KEARNEY , 302-82 |  |  | 0.75 | 2001-12-04 09:53 | Anjanece | 200 | 0 | N | N
KEARNEY | 302-82 | Y | KEARNEY , 302-82 |  |  | 0.77 | 2001-12-04 09:53 | Anjanece | 200 | 0 | N | N
KEARNEY | 302-82 | Y | KEARNEY , 302-82 |  |  | 0.86 | 2001-12-04 09:53 | Anjanece | 200 | 0 | N | N
KEARNEY | 302-82 | Y | KEARNEY , 302-82 |  |  | 0.87 | 2001-12-04 09:53 | Anjanece | 200 | 0 | N | N
KEARNEY | 302-82 | Y | KEARNEY , 302-82 |  |  | 0.9 | 2001-12-04 09:53 | Anjanece | 200 | 0 | N | N
KEARNEY | 302-82 | Y | KEARNEY , 302-82 |  |  | 0.91 | 2001-12-04 09:53 | Anjanece | 200 | 0 | N | N
KEARNEY | 302-82 | Y | KEARNEY , 302-82 |  |  | 0.92 | 2001-12-04 09:53 | Anjanece | 200 | 0 | N | N
PENN-UNION | CDT-398-8 | Y | PENN-UNION , CDT-398-8 | JEA OVERHEAD DISTRIBUTION | CSC Stores | 0.66 | 2001-12-04 09:53 | Anjanece | 200 | 0 | N | N
PENN-UNION | CDT-398-8 | Y | PENN-UNION , CDT-398-8 |  |  | 0.67 | 2001-12-04 09:53 | Anjanece | 200 | 0 | N | N
PENN-UNION | CDT-398-8 | Y | PENN-UNION , CDT-398-8 |  |  | 0.68 | 2001-12-04 09:53 | Anjanece | 200 | 0 | N | N
PENN-UNION | CDT-398-8 | Y | PENN-UNION , CDT-398-8 |  |  | 0.73 | 2001-12-04 09:53 | Anjanece | 200 | 0 | N | N
PENN-UNION | CDT-398-8 | Y | PENN-UNION , CDT-398-8 |  |  | 0.75 | 2001-12-04 09:53 | Anjanece | 200 | 0 | N | N
PENN-UNION | CDT-398-8 | Y | PENN-UNION , CDT-398-8 |  |  | 0.77 | 2001-12-04 09:53 | Anjanece | 200 | 0 | N | N
PENN-UNION | CDT-398-8 | Y | PENN-UNION , CDT-398-8 |  |  | 0.86 | 2001-12-04 09:53 | Anjanece | 200 | 0 | N | N
PENN-UNION | CDT-398-8 | Y | PENN-UNION , CDT-398-8 |  |  | 0.87 | 2001-12-04 09:53 | Anjanece | 200 | 0 | N | N
PENN-UNION | CDT-398-8 | Y | PENN-UNION , CDT-398-8 |  |  | 0.9 | 2001-12-04 09:53 | Anjanece | 200 | 0 | N | N
PENN-UNION | CDT-398-8 | Y | PENN-UNION , CDT-398-8 |  |  | 0.91 | 2001-12-04 09:53 | Anjanece | 200 | 0 | N | N
PENN-UNION | CDT-398-8 | Y | PENN-UNION , CDT-398-8 |  |  | 0.92 | 2001-12-04 09:53 | Anjanece | 200 | 0 | N | N
ANDERSON | VHSS-2 | Y | ANDERSON , VHSS-2 | JEA OVERHEAD DISTRIBUTION | CSC Stores | 0.57 | 2002-05-06 07:54 | Anjanece | 25 | 0 | N | N
ANDERSON | VHSS-2 | Y | ANDERSON , VHSS-2 |  |  | 1.23 | 2002-05-06 07:54 | Anjanece | 25 | 0 | N | N
ANDERSON | VHSS-2 | Y | ANDERSON , VHSS-2 |  |  | 1.79 | 2002-05-06 07:54 | Anjanece | 25 | 0 | N | N
ANDERSON | VHSS-2 | Y | ANDERSON , VHSS-2 |  |  | 2.1 | 2002-05-06 07:54 | Anjanece | 25 | 0 | N | N
ANDERSON | VHSS-2 | Y | ANDERSON , VHSS-2 |  |  | 2.15 | 2002-05-06 07:54 | Anjanece | 25 | 0 | N | N
BURNDY CORP. | YS2CL | Y | BURNDY CORP. , YS2CL | JEA OVERHEAD DISTRIBUTION | CSC Stores | 0.57 | 2002-05-06 07:54 | Anjanece | 25 | 0 | N | N
BURNDY CORP. | YS2CL | Y | BURNDY CORP. , YS2CL |  |  | 1.23 | 2002-05-06 07:54 | Anjanece | 25 | 0 | N | N
BURNDY CORP. | YS2CL | Y | BURNDY CORP. , YS2CL |  |  | 1.79 | 2002-05-06 07:54 | Anjanece | 25 | 0 | N | N
BURNDY CORP. | YS2CL | Y | BURNDY CORP. , YS2CL |  |  | 2.1 | 2002-05-06 07:54 | Anjanece | 25 | 0 | N | N
BURNDY CORP. | YS2CL | Y | BURNDY CORP. , YS2CL |  |  | 2.15 | 2002-05-06 07:54 | Anjanece | 25 | 0 | N | N
DOSSERT | DPCS-6 | Y | DOSSERT , DPCS-6 | JEA OVERHEAD DISTRIBUTION | CSC Stores | 0.57 | 2002-05-06 07:54 | Anjanece | 25 | 0 | N | N
DOSSERT | DPCS-6 | Y | DOSSERT , DPCS-6 |  |  | 1.23 | 2002-05-06 07:54 | Anjanece | 25 | 0 | N | N
DOSSERT | DPCS-6 | Y | DOSSERT , DPCS-6 |  |  | 1.79 | 2002-05-06 07:54 | Anjanece | 25 | 0 | N | N
DOSSERT | DPCS-6 | Y | DOSSERT , DPCS-6 |  |  | 2.1 | 2002-05-06 07:54 | Anjanece | 25 | 0 | N | N
DOSSERT | DPCS-6 | Y | DOSSERT , DPCS-6 |  |  | 2.15 | 2002-05-06 07:54 | Anjanece | 25 | 0 | N | N
HOMAC | SC-2 | Y | HOMAC , SC-2 | JEA OVERHEAD DISTRIBUTION | CSC Stores | 0.57 | 2002-05-06 07:54 | Anjanece | 25 | 0 | N | N
HOMAC | SC-2 | Y | HOMAC , SC-2 |  |  | 1.23 | 2002-05-06 07:54 | Anjanece | 25 | 0 | N | N
HOMAC | SC-2 | Y | HOMAC , SC-2 |  |  | 1.79 | 2002-05-06 07:54 | Anjanece | 25 | 0 | N | N
HOMAC | SC-2 | Y | HOMAC , SC-2 |  |  | 2.1 | 2002-05-06 07:54 | Anjanece | 25 | 0 | N | N
HOMAC | SC-2 | Y | HOMAC , SC-2 |  |  | 2.15 | 2002-05-06 07:54 | Anjanece | 25 | 0 | N | N
ITT BLACKBURN | CSP-2 | Y | ITT BLACKBURN , CSP-2 | JEA OVERHEAD DISTRIBUTION | CSC Stores | 0.57 | 2002-05-06 07:54 | Anjanece | 25 | 0 | N | N
ITT BLACKBURN | CSP-2 | Y | ITT BLACKBURN , CSP-2 |  |  | 1.23 | 2002-05-06 07:54 | Anjanece | 25 | 0 | N | N
ITT BLACKBURN | CSP-2 | Y | ITT BLACKBURN , CSP-2 |  |  | 1.79 | 2002-05-06 07:54 | Anjanece | 25 | 0 | N | N
ITT BLACKBURN | CSP-2 | Y | ITT BLACKBURN , CSP-2 |  |  | 2.1 | 2002-05-06 07:54 | Anjanece | 25 | 0 | N | N
ITT BLACKBURN | CSP-2 | Y | ITT BLACKBURN , CSP-2 |  |  | 2.15 | 2002-05-06 07:54 | Anjanece | 25 | 0 | N | N
MAC ELECTRICAL CONNECTORS | MSC2 | Y | MAC ELECTRICAL CONNECTORS , MSC2 | JEA OVERHEAD DISTRIBUTION | CSC Stores | 0.57 | 2002-05-06 07:54 | Anjanece | 25 | 0 | N | N
MAC ELECTRICAL CONNECTORS | MSC2 | Y | MAC ELECTRICAL CONNECTORS , MSC2 |  |  | 1.23 | 2002-05-06 07:54 | Anjanece | 25 | 0 | N | N
MAC ELECTRICAL CONNECTORS | MSC2 | Y | MAC ELECTRICAL CONNECTORS , MSC2 |  |  | 1.79 | 2002-05-06 07:54 | Anjanece | 25 | 0 | N | N
MAC ELECTRICAL CONNECTORS | MSC2 | Y | MAC ELECTRICAL CONNECTORS , MSC2 |  |  | 2.1 | 2002-05-06 07:54 | Anjanece | 25 | 0 | N | N
MAC ELECTRICAL CONNECTORS | MSC2 | Y | MAC ELECTRICAL CONNECTORS , MSC2 |  |  | 2.15 | 2002-05-06 07:54 | Anjanece | 25 | 0 | N | N
PENN-UNION | BCU-2T | Y | PENN-UNION , BCU-2T | JEA OVERHEAD DISTRIBUTION | CSC Stores | 0.57 | 2002-05-06 07:54 | Anjanece | 25 | 0 | N | N
PENN-UNION | BCU-2T | Y | PENN-UNION , BCU-2T |  |  | 1.23 | 2002-05-06 07:54 | Anjanece | 25 | 0 | N | N
PENN-UNION | BCU-2T | Y | PENN-UNION , BCU-2T |  |  | 1.79 | 2002-05-06 07:54 | Anjanece | 25 | 0 | N | N
PENN-UNION | BCU-2T | Y | PENN-UNION , BCU-2T |  |  | 2.1 | 2002-05-06 07:54 | Anjanece | 25 | 0 | N | N
PENN-UNION | BCU-2T | Y | PENN-UNION , BCU-2T |  |  | 2.15 | 2002-05-06 07:54 | Anjanece | 25 | 0 | N | N
RICHARDS MFG. CO. | SCC7 | Y | RICHARDS MFG. CO. , SCC7 | JEA OVERHEAD DISTRIBUTION | CSC Stores | 0.57 | 2002-05-06 07:54 | Anjanece | 25 | 0 | N | N
RICHARDS MFG. CO. | SCC7 | Y | RICHARDS MFG. CO. , SCC7 |  |  | 1.23 | 2002-05-06 07:54 | Anjanece | 25 | 0 | N | N
RICHARDS MFG. CO. | SCC7 | Y | RICHARDS MFG. CO. , SCC7 |  |  | 1.79 | 2002-05-06 07:54 | Anjanece | 25 | 0 | N | N
RICHARDS MFG. CO. | SCC7 | Y | RICHARDS MFG. CO. , SCC7 |  |  | 2.1 | 2002-05-06 07:54 | Anjanece | 25 | 0 | N | N
RICHARDS MFG. CO. | SCC7 | Y | RICHARDS MFG. CO. , SCC7 |  |  | 2.15 | 2002-05-06 07:54 | Anjanece | 25 | 0 | N | N
UTILCO | CT-2 | Y | UTILCO , CT-2 | JEA OVERHEAD DISTRIBUTION | CSC Stores | 0.57 | 2002-05-06 07:54 | Anjanece | 25 | 0 | N | N
UTILCO | CT-2 | Y | UTILCO , CT-2 |  |  | 1.23 | 2002-05-06 07:54 | Anjanece | 25 | 0 | N | N
UTILCO | CT-2 | Y | UTILCO , CT-2 |  |  | 1.79 | 2002-05-06 07:54 | Anjanece | 25 | 0 | N | N
UTILCO | CT-2 | Y | UTILCO , CT-2 |  |  | 2.1 | 2002-05-06 07:54 | Anjanece | 25 | 0 | N | N
UTILCO | CT-2 | Y | UTILCO , CT-2 |  |  | 2.15 | 2002-05-06 07:54 | Anjanece | 25 | 0 | N | N
ANDERSON | VHSS-1/0 | Y | ANDERSON , VHSS-1/0 | JEA OVERHEAD DISTRIBUTION | CSC Stores | 1.14 | 2001-12-04 09:54 | Anjanece | 1 | 0 | N | N
ANDERSON | VHSS-1/0 | Y | ANDERSON , VHSS-1/0 |  |  | 1.15 | 2001-12-04 09:54 | Anjanece | 1 | 0 | N | N
ANDERSON | VHSS-1/0 | Y | ANDERSON , VHSS-1/0 |  |  | 1.16 | 2001-12-04 09:54 | Anjanece | 1 | 0 | N | N
ANDERSON | VHSS-1/0 | Y | ANDERSON , VHSS-1/0 |  |  | 1.17 | 2001-12-04 09:54 | Anjanece | 1 | 0 | N | N
ANDERSON | VHSS-1/0 | Y | ANDERSON , VHSS-1/0 |  |  | 1.18 | 2001-12-04 09:54 | Anjanece | 1 | 0 | N | N
ANDERSON | VHSS-1/0 | Y | ANDERSON , VHSS-1/0 |  |  | 1.26 | 2001-12-04 09:54 | Anjanece | 1 | 0 | N | N
ANDERSON | VHSS-1/0 | Y | ANDERSON , VHSS-1/0 |  |  | 1.28 | 2001-12-04 09:54 | Anjanece | 1 | 0 | N | N
ANDERSON | VHSS-1/0 | Y | ANDERSON , VHSS-1/0 |  |  | 1.3 | 2001-12-04 09:54 | Anjanece | 1 | 0 | N | N
ANDERSON | VHSS-1/0 | Y | ANDERSON , VHSS-1/0 |  |  | 1.33 | 2001-12-04 09:54 | Anjanece | 1 | 0 | N | N
ANDERSON | VHSS-1/0 | Y | ANDERSON , VHSS-1/0 |  |  | 1.35 | 2001-12-04 09:54 | Anjanece | 1 | 0 | N | N
ANDERSON | VHSS-1/0 | Y | ANDERSON , VHSS-1/0 |  |  | 1.45 | 2001-12-04 09:54 | Anjanece | 1 | 0 | N | N
ANDERSON | VHSS-1/0 | Y | ANDERSON , VHSS-1/0 |  |  | 1.47 | 2001-12-04 09:54 | Anjanece | 1 | 0 | N | N
ANDERSON | VHSS-1/0 | Y | ANDERSON , VHSS-1/0 |  |  | 1.58 | 2001-12-04 09:54 | Anjanece | 1 | 0 | N | N
ANDERSON | VHSS-1/0 | Y | ANDERSON , VHSS-1/0 |  |  | 1.61 | 2001-12-04 09:54 | Anjanece | 1 | 0 | N | N
ANDERSON | VHSS-1/0 | Y | ANDERSON , VHSS-1/0 |  |  | 1.64 | 2001-12-04 09:54 | Anjanece | 1 | 0 | N | N
ANDERSON | VHSS-1/0 | Y | ANDERSON , VHSS-1/0 |  |  | 1.66 | 2001-12-04 09:54 | Anjanece | 1 | 0 | N | N
ANDERSON | VHSS-1/0 | Y | ANDERSON , VHSS-1/0 |  |  | 1.7 | 2001-12-04 09:54 | Anjanece | 1 | 0 | N | N
ANDERSON | VHSS-1/0 | Y | ANDERSON , VHSS-1/0 |  |  | 1.73 | 2001-12-04 09:54 | Anjanece | 1 | 0 | N | N
ANDERSON | VHSS-1/0 | Y | ANDERSON , VHSS-1/0 |  |  | 1.76 | 2001-12-04 09:54 | Anjanece | 1 | 0 | N | N
ANDERSON | VHSS-1/0 | Y | ANDERSON , VHSS-1/0 |  |  | 1.79 | 2001-12-04 09:54 | Anjanece | 1 | 0 | N | N
ANDERSON | VHSS-1/0 | Y | ANDERSON , VHSS-1/0 |  |  | 1.81 | 2001-12-04 09:54 | Anjanece | 1 | 0 | N | N
ANDERSON | VHSS-1/0 | Y | ANDERSON , VHSS-1/0 |  |  | 1.82 | 2001-12-04 09:54 | Anjanece | 1 | 0 | N | N
ANDERSON | VHSS-1/0 | Y | ANDERSON , VHSS-1/0 |  |  | 1.83 | 2001-12-04 09:54 | Anjanece | 1 | 0 | N | N
BURNDY CORP. | YS25L | Y | BURNDY CORP. , YS25L | JEA OVERHEAD DISTRIBUTION | CSC Stores | 1.14 | 2001-12-04 09:54 | Anjanece | 1 | 0 | N | N
BURNDY CORP. | YS25L | Y | BURNDY CORP. , YS25L |  |  | 1.15 | 2001-12-04 09:54 | Anjanece | 1 | 0 | N | N
BURNDY CORP. | YS25L | Y | BURNDY CORP. , YS25L |  |  | 1.16 | 2001-12-04 09:54 | Anjanece | 1 | 0 | N | N
BURNDY CORP. | YS25L | Y | BURNDY CORP. , YS25L |  |  | 1.17 | 2001-12-04 09:54 | Anjanece | 1 | 0 | N | N
BURNDY CORP. | YS25L | Y | BURNDY CORP. , YS25L |  |  | 1.18 | 2001-12-04 09:54 | Anjanece | 1 | 0 | N | N
BURNDY CORP. | YS25L | Y | BURNDY CORP. , YS25L |  |  | 1.26 | 2001-12-04 09:54 | Anjanece | 1 | 0 | N | N
BURNDY CORP. | YS25L | Y | BURNDY CORP. , YS25L |  |  | 1.28 | 2001-12-04 09:54 | Anjanece | 1 | 0 | N | N
BURNDY CORP. | YS25L | Y | BURNDY CORP. , YS25L |  |  | 1.3 | 2001-12-04 09:54 | Anjanece | 1 | 0 | N | N
BURNDY CORP. | YS25L | Y | BURNDY CORP. , YS25L |  |  | 1.33 | 2001-12-04 09:54 | Anjanece | 1 | 0 | N | N
BURNDY CORP. | YS25L | Y | BURNDY CORP. , YS25L |  |  | 1.35 | 2001-12-04 09:54 | Anjanece | 1 | 0 | N | N
BURNDY CORP. | YS25L | Y | BURNDY CORP. , YS25L |  |  | 1.45 | 2001-12-04 09:54 | Anjanece | 1 | 0 | N | N
BURNDY CORP. | YS25L | Y | BURNDY CORP. , YS25L |  |  | 1.47 | 2001-12-04 09:54 | Anjanece | 1 | 0 | N | N
BURNDY CORP. | YS25L | Y | BURNDY CORP. , YS25L |  |  | 1.58 | 2001-12-04 09:54 | Anjanece | 1 | 0 | N | N
BURNDY CORP. | YS25L | Y | BURNDY CORP. , YS25L |  |  | 1.61 | 2001-12-04 09:54 | Anjanece | 1 | 0 | N | N
BURNDY CORP. | YS25L | Y | BURNDY CORP. , YS25L |  |  | 1.64 | 2001-12-04 09:54 | Anjanece | 1 | 0 | N | N
BURNDY CORP. | YS25L | Y | BURNDY CORP. , YS25L |  |  | 1.66 | 2001-12-04 09:54 | Anjanece | 1 | 0 | N | N
BURNDY CORP. | YS25L | Y | BURNDY CORP. , YS25L |  |  | 1.7 | 2001-12-04 09:54 | Anjanece | 1 | 0 | N | N
BURNDY CORP. | YS25L | Y | BURNDY CORP. , YS25L |  |  | 1.73 | 2001-12-04 09:54 | Anjanece | 1 | 0 | N | N
BURNDY CORP. | YS25L | Y | BURNDY CORP. , YS25L |  |  | 1.76 | 2001-12-04 09:54 | Anjanece | 1 | 0 | N | N
BURNDY CORP. | YS25L | Y | BURNDY CORP. , YS25L |  |  | 1.79 | 2001-12-04 09:54 | Anjanece | 1 | 0 | N | N
BURNDY CORP. | YS25L | Y | BURNDY CORP. , YS25L |  |  | 1.81 | 2001-12-04 09:54 | Anjanece | 1 | 0 | N | N
BURNDY CORP. | YS25L | Y | BURNDY CORP. , YS25L |  |  | 1.82 | 2001-12-04 09:54 | Anjanece | 1 | 0 | N | N
BURNDY CORP. | YS25L | Y | BURNDY CORP. , YS25L |  |  | 1.83 | 2001-12-04 09:54 | Anjanece | 1 | 0 | N | N
DOSSERT | DPCS-10 | Y | DOSSERT , DPCS-10 | JEA OVERHEAD DISTRIBUTION | CSC Stores | 1.14 | 2001-12-04 09:54 | Anjanece | 1 | 0 | N | N
DOSSERT | DPCS-10 | Y | DOSSERT , DPCS-10 |  |  | 1.15 | 2001-12-04 09:54 | Anjanece | 1 | 0 | N | N
DOSSERT | DPCS-10 | Y | DOSSERT , DPCS-10 |  |  | 1.16 | 2001-12-04 09:54 | Anjanece | 1 | 0 | N | N
DOSSERT | DPCS-10 | Y | DOSSERT , DPCS-10 |  |  | 1.17 | 2001-12-04 09:54 | Anjanece | 1 | 0 | N | N
DOSSERT | DPCS-10 | Y | DOSSERT , DPCS-10 |  |  | 1.18 | 2001-12-04 09:54 | Anjanece | 1 | 0 | N | N
DOSSERT | DPCS-10 | Y | DOSSERT , DPCS-10 |  |  | 1.26 | 2001-12-04 09:54 | Anjanece | 1 | 0 | N | N
DOSSERT | DPCS-10 | Y | DOSSERT , DPCS-10 |  |  | 1.28 | 2001-12-04 09:54 | Anjanece | 1 | 0 | N | N
DOSSERT | DPCS-10 | Y | DOSSERT , DPCS-10 |  |  | 1.3 | 2001-12-04 09:54 | Anjanece | 1 | 0 | N | N
DOSSERT | DPCS-10 | Y | DOSSERT , DPCS-10 |  |  | 1.33 | 2001-12-04 09:54 | Anjanece | 1 | 0 | N | N
DOSSERT | DPCS-10 | Y | DOSSERT , DPCS-10 |  |  | 1.35 | 2001-12-04 09:54 | Anjanece | 1 | 0 | N | N
DOSSERT | DPCS-10 | Y | DOSSERT , DPCS-10 |  |  | 1.45 | 2001-12-04 09:54 | Anjanece | 1 | 0 | N | N
DOSSERT | DPCS-10 | Y | DOSSERT , DPCS-10 |  |  | 1.47 | 2001-12-04 09:54 | Anjanece | 1 | 0 | N | N
DOSSERT | DPCS-10 | Y | DOSSERT , DPCS-10 |  |  | 1.58 | 2001-12-04 09:54 | Anjanece | 1 | 0 | N | N
DOSSERT | DPCS-10 | Y | DOSSERT , DPCS-10 |  |  | 1.61 | 2001-12-04 09:54 | Anjanece | 1 | 0 | N | N
DOSSERT | DPCS-10 | Y | DOSSERT , DPCS-10 |  |  | 1.64 | 2001-12-04 09:54 | Anjanece | 1 | 0 | N | N
DOSSERT | DPCS-10 | Y | DOSSERT , DPCS-10 |  |  | 1.66 | 2001-12-04 09:54 | Anjanece | 1 | 0 | N | N
DOSSERT | DPCS-10 | Y | DOSSERT , DPCS-10 |  |  | 1.7 | 2001-12-04 09:54 | Anjanece | 1 | 0 | N | N
DOSSERT | DPCS-10 | Y | DOSSERT , DPCS-10 |  |  | 1.73 | 2001-12-04 09:54 | Anjanece | 1 | 0 | N | N
DOSSERT | DPCS-10 | Y | DOSSERT , DPCS-10 |  |  | 1.76 | 2001-12-04 09:54 | Anjanece | 1 | 0 | N | N
DOSSERT | DPCS-10 | Y | DOSSERT , DPCS-10 |  |  | 1.79 | 2001-12-04 09:54 | Anjanece | 1 | 0 | N | N
DOSSERT | DPCS-10 | Y | DOSSERT , DPCS-10 |  |  | 1.81 | 2001-12-04 09:54 | Anjanece | 1 | 0 | N | N
DOSSERT | DPCS-10 | Y | DOSSERT , DPCS-10 |  |  | 1.82 | 2001-12-04 09:54 | Anjanece | 1 | 0 | N | N
DOSSERT | DPCS-10 | Y | DOSSERT , DPCS-10 |  |  | 1.83 | 2001-12-04 09:54 | Anjanece | 1 | 0 | N | N
HOMAC | SC-1/0 | Y | HOMAC , SC-1/0 | JEA OVERHEAD DISTRIBUTION | CSC Stores | 1.14 | 2001-12-04 09:54 | Anjanece | 1 | 0 | N | N
HOMAC | SC-1/0 | Y | HOMAC , SC-1/0 |  |  | 1.15 | 2001-12-04 09:54 | Anjanece | 1 | 0 | N | N
HOMAC | SC-1/0 | Y | HOMAC , SC-1/0 |  |  | 1.16 | 2001-12-04 09:54 | Anjanece | 1 | 0 | N | N
HOMAC | SC-1/0 | Y | HOMAC , SC-1/0 |  |  | 1.17 | 2001-12-04 09:54 | Anjanece | 1 | 0 | N | N
HOMAC | SC-1/0 | Y | HOMAC , SC-1/0 |  |  | 1.18 | 2001-12-04 09:54 | Anjanece | 1 | 0 | N | N
HOMAC | SC-1/0 | Y | HOMAC , SC-1/0 |  |  | 1.26 | 2001-12-04 09:54 | Anjanece | 1 | 0 | N | N
HOMAC | SC-1/0 | Y | HOMAC , SC-1/0 |  |  | 1.28 | 2001-12-04 09:54 | Anjanece | 1 | 0 | N | N
HOMAC | SC-1/0 | Y | HOMAC , SC-1/0 |  |  | 1.3 | 2001-12-04 09:54 | Anjanece | 1 | 0 | N | N
HOMAC | SC-1/0 | Y | HOMAC , SC-1/0 |  |  | 1.33 | 2001-12-04 09:54 | Anjanece | 1 | 0 | N | N
HOMAC | SC-1/0 | Y | HOMAC , SC-1/0 |  |  | 1.35 | 2001-12-04 09:54 | Anjanece | 1 | 0 | N | N
HOMAC | SC-1/0 | Y | HOMAC , SC-1/0 |  |  | 1.45 | 2001-12-04 09:54 | Anjanece | 1 | 0 | N | N
HOMAC | SC-1/0 | Y | HOMAC , SC-1/0 |  |  | 1.47 | 2001-12-04 09:54 | Anjanece | 1 | 0 | N | N
HOMAC | SC-1/0 | Y | HOMAC , SC-1/0 |  |  | 1.58 | 2001-12-04 09:54 | Anjanece | 1 | 0 | N | N
HOMAC | SC-1/0 | Y | HOMAC , SC-1/0 |  |  | 1.61 | 2001-12-04 09:54 | Anjanece | 1 | 0 | N | N
HOMAC | SC-1/0 | Y | HOMAC , SC-1/0 |  |  | 1.64 | 2001-12-04 09:54 | Anjanece | 1 | 0 | N | N
HOMAC | SC-1/0 | Y | HOMAC , SC-1/0 |  |  | 1.66 | 2001-12-04 09:54 | Anjanece | 1 | 0 | N | N
HOMAC | SC-1/0 | Y | HOMAC , SC-1/0 |  |  | 1.7 | 2001-12-04 09:54 | Anjanece | 1 | 0 | N | N
HOMAC | SC-1/0 | Y | HOMAC , SC-1/0 |  |  | 1.73 | 2001-12-04 09:54 | Anjanece | 1 | 0 | N | N
HOMAC | SC-1/0 | Y | HOMAC , SC-1/0 |  |  | 1.76 | 2001-12-04 09:54 | Anjanece | 1 | 0 | N | N
HOMAC | SC-1/0 | Y | HOMAC , SC-1/0 |  |  | 1.79 | 2001-12-04 09:54 | Anjanece | 1 | 0 | N | N
HOMAC | SC-1/0 | Y | HOMAC , SC-1/0 |  |  | 1.81 | 2001-12-04 09:54 | Anjanece | 1 | 0 | N | N
HOMAC | SC-1/0 | Y | HOMAC , SC-1/0 |  |  | 1.82 | 2001-12-04 09:54 | Anjanece | 1 | 0 | N | N
HOMAC | SC-1/0 | Y | HOMAC , SC-1/0 |  |  | 1.83 | 2001-12-04 09:54 | Anjanece | 1 | 0 | N | N
HUBBELL | VHSS10 | Y | HUBBELL , VHSS10 | JEA OVERHEAD DISTRIBUTION | CSC Stores | 1.14 | 2001-12-04 09:54 | Anjanece | 1 | 0 | N | N
HUBBELL | VHSS10 | Y | HUBBELL , VHSS10 |  |  | 1.15 | 2001-12-04 09:54 | Anjanece | 1 | 0 | N | N
HUBBELL | VHSS10 | Y | HUBBELL , VHSS10 |  |  | 1.16 | 2001-12-04 09:54 | Anjanece | 1 | 0 | N | N
HUBBELL | VHSS10 | Y | HUBBELL , VHSS10 |  |  | 1.17 | 2001-12-04 09:54 | Anjanece | 1 | 0 | N | N
HUBBELL | VHSS10 | Y | HUBBELL , VHSS10 |  |  | 1.18 | 2001-12-04 09:54 | Anjanece | 1 | 0 | N | N
HUBBELL | VHSS10 | Y | HUBBELL , VHSS10 |  |  | 1.26 | 2001-12-04 09:54 | Anjanece | 1 | 0 | N | N
HUBBELL | VHSS10 | Y | HUBBELL , VHSS10 |  |  | 1.28 | 2001-12-04 09:54 | Anjanece | 1 | 0 | N | N
HUBBELL | VHSS10 | Y | HUBBELL , VHSS10 |  |  | 1.3 | 2001-12-04 09:54 | Anjanece | 1 | 0 | N | N
HUBBELL | VHSS10 | Y | HUBBELL , VHSS10 |  |  | 1.33 | 2001-12-04 09:54 | Anjanece | 1 | 0 | N | N
HUBBELL | VHSS10 | Y | HUBBELL , VHSS10 |  |  | 1.35 | 2001-12-04 09:54 | Anjanece | 1 | 0 | N | N
HUBBELL | VHSS10 | Y | HUBBELL , VHSS10 |  |  | 1.45 | 2001-12-04 09:54 | Anjanece | 1 | 0 | N | N
HUBBELL | VHSS10 | Y | HUBBELL , VHSS10 |  |  | 1.47 | 2001-12-04 09:54 | Anjanece | 1 | 0 | N | N
HUBBELL | VHSS10 | Y | HUBBELL , VHSS10 |  |  | 1.58 | 2001-12-04 09:54 | Anjanece | 1 | 0 | N | N
HUBBELL | VHSS10 | Y | HUBBELL , VHSS10 |  |  | 1.61 | 2001-12-04 09:54 | Anjanece | 1 | 0 | N | N
HUBBELL | VHSS10 | Y | HUBBELL , VHSS10 |  |  | 1.64 | 2001-12-04 09:54 | Anjanece | 1 | 0 | N | N
HUBBELL | VHSS10 | Y | HUBBELL , VHSS10 |  |  | 1.66 | 2001-12-04 09:54 | Anjanece | 1 | 0 | N | N
HUBBELL | VHSS10 | Y | HUBBELL , VHSS10 |  |  | 1.7 | 2001-12-04 09:54 | Anjanece | 1 | 0 | N | N
HUBBELL | VHSS10 | Y | HUBBELL , VHSS10 |  |  | 1.73 | 2001-12-04 09:54 | Anjanece | 1 | 0 | N | N
HUBBELL | VHSS10 | Y | HUBBELL , VHSS10 |  |  | 1.76 | 2001-12-04 09:54 | Anjanece | 1 | 0 | N | N
HUBBELL | VHSS10 | Y | HUBBELL , VHSS10 |  |  | 1.79 | 2001-12-04 09:54 | Anjanece | 1 | 0 | N | N
HUBBELL | VHSS10 | Y | HUBBELL , VHSS10 |  |  | 1.81 | 2001-12-04 09:54 | Anjanece | 1 | 0 | N | N
HUBBELL | VHSS10 | Y | HUBBELL , VHSS10 |  |  | 1.82 | 2001-12-04 09:54 | Anjanece | 1 | 0 | N | N
HUBBELL | VHSS10 | Y | HUBBELL , VHSS10 |  |  | 1.83 | 2001-12-04 09:54 | Anjanece | 1 | 0 | N | N
ITT BLACKBURN | CSP-10 | Y | ITT BLACKBURN , CSP-10 | JEA OVERHEAD DISTRIBUTION | CSC Stores | 1.14 | 2001-12-04 09:54 | Anjanece | 1 | 0 | N | N
ITT BLACKBURN | CSP-10 | Y | ITT BLACKBURN , CSP-10 |  |  | 1.15 | 2001-12-04 09:54 | Anjanece | 1 | 0 | N | N
ITT BLACKBURN | CSP-10 | Y | ITT BLACKBURN , CSP-10 |  |  | 1.16 | 2001-12-04 09:54 | Anjanece | 1 | 0 | N | N
ITT BLACKBURN | CSP-10 | Y | ITT BLACKBURN , CSP-10 |  |  | 1.17 | 2001-12-04 09:54 | Anjanece | 1 | 0 | N | N
ITT BLACKBURN | CSP-10 | Y | ITT BLACKBURN , CSP-10 |  |  | 1.18 | 2001-12-04 09:54 | Anjanece | 1 | 0 | N | N
ITT BLACKBURN | CSP-10 | Y | ITT BLACKBURN , CSP-10 |  |  | 1.26 | 2001-12-04 09:54 | Anjanece | 1 | 0 | N | N
ITT BLACKBURN | CSP-10 | Y | ITT BLACKBURN , CSP-10 |  |  | 1.28 | 2001-12-04 09:54 | Anjanece | 1 | 0 | N | N
ITT BLACKBURN | CSP-10 | Y | ITT BLACKBURN , CSP-10 |  |  | 1.3 | 2001-12-04 09:54 | Anjanece | 1 | 0 | N | N
ITT BLACKBURN | CSP-10 | Y | ITT BLACKBURN , CSP-10 |  |  | 1.33 | 2001-12-04 09:54 | Anjanece | 1 | 0 | N | N
ITT BLACKBURN | CSP-10 | Y | ITT BLACKBURN , CSP-10 |  |  | 1.35 | 2001-12-04 09:54 | Anjanece | 1 | 0 | N | N
ITT BLACKBURN | CSP-10 | Y | ITT BLACKBURN , CSP-10 |  |  | 1.45 | 2001-12-04 09:54 | Anjanece | 1 | 0 | N | N
ITT BLACKBURN | CSP-10 | Y | ITT BLACKBURN , CSP-10 |  |  | 1.47 | 2001-12-04 09:54 | Anjanece | 1 | 0 | N | N
ITT BLACKBURN | CSP-10 | Y | ITT BLACKBURN , CSP-10 |  |  | 1.58 | 2001-12-04 09:54 | Anjanece | 1 | 0 | N | N
ITT BLACKBURN | CSP-10 | Y | ITT BLACKBURN , CSP-10 |  |  | 1.61 | 2001-12-04 09:54 | Anjanece | 1 | 0 | N | N
ITT BLACKBURN | CSP-10 | Y | ITT BLACKBURN , CSP-10 |  |  | 1.64 | 2001-12-04 09:54 | Anjanece | 1 | 0 | N | N
ITT BLACKBURN | CSP-10 | Y | ITT BLACKBURN , CSP-10 |  |  | 1.66 | 2001-12-04 09:54 | Anjanece | 1 | 0 | N | N
ITT BLACKBURN | CSP-10 | Y | ITT BLACKBURN , CSP-10 |  |  | 1.7 | 2001-12-04 09:54 | Anjanece | 1 | 0 | N | N
ITT BLACKBURN | CSP-10 | Y | ITT BLACKBURN , CSP-10 |  |  | 1.73 | 2001-12-04 09:54 | Anjanece | 1 | 0 | N | N
ITT BLACKBURN | CSP-10 | Y | ITT BLACKBURN , CSP-10 |  |  | 1.76 | 2001-12-04 09:54 | Anjanece | 1 | 0 | N | N
ITT BLACKBURN | CSP-10 | Y | ITT BLACKBURN , CSP-10 |  |  | 1.79 | 2001-12-04 09:54 | Anjanece | 1 | 0 | N | N
ITT BLACKBURN | CSP-10 | Y | ITT BLACKBURN , CSP-10 |  |  | 1.81 | 2001-12-04 09:54 | Anjanece | 1 | 0 | N | N
ITT BLACKBURN | CSP-10 | Y | ITT BLACKBURN , CSP-10 |  |  | 1.82 | 2001-12-04 09:54 | Anjanece | 1 | 0 | N | N
ITT BLACKBURN | CSP-10 | Y | ITT BLACKBURN , CSP-10 |  |  | 1.83 | 2001-12-04 09:54 | Anjanece | 1 | 0 | N | N
MAC ELECTRICAL CONNECTORS | MSC 1/0 | Y | MAC ELECTRICAL CONNECTORS , MSC 1/0 | JEA OVERHEAD DISTRIBUTION | CSC Stores | 1.14 | 2001-12-04 09:54 | Anjanece | 1 | 0 | N | N
MAC ELECTRICAL CONNECTORS | MSC 1/0 | Y | MAC ELECTRICAL CONNECTORS , MSC 1/0 |  |  | 1.15 | 2001-12-04 09:54 | Anjanece | 1 | 0 | N | N
MAC ELECTRICAL CONNECTORS | MSC 1/0 | Y | MAC ELECTRICAL CONNECTORS , MSC 1/0 |  |  | 1.16 | 2001-12-04 09:54 | Anjanece | 1 | 0 | N | N
MAC ELECTRICAL CONNECTORS | MSC 1/0 | Y | MAC ELECTRICAL CONNECTORS , MSC 1/0 |  |  | 1.17 | 2001-12-04 09:54 | Anjanece | 1 | 0 | N | N
MAC ELECTRICAL CONNECTORS | MSC 1/0 | Y | MAC ELECTRICAL CONNECTORS , MSC 1/0 |  |  | 1.18 | 2001-12-04 09:54 | Anjanece | 1 | 0 | N | N
MAC ELECTRICAL CONNECTORS | MSC 1/0 | Y | MAC ELECTRICAL CONNECTORS , MSC 1/0 |  |  | 1.26 | 2001-12-04 09:54 | Anjanece | 1 | 0 | N | N
MAC ELECTRICAL CONNECTORS | MSC 1/0 | Y | MAC ELECTRICAL CONNECTORS , MSC 1/0 |  |  | 1.28 | 2001-12-04 09:54 | Anjanece | 1 | 0 | N | N
MAC ELECTRICAL CONNECTORS | MSC 1/0 | Y | MAC ELECTRICAL CONNECTORS , MSC 1/0 |  |  | 1.3 | 2001-12-04 09:54 | Anjanece | 1 | 0 | N | N
MAC ELECTRICAL CONNECTORS | MSC 1/0 | Y | MAC ELECTRICAL CONNECTORS , MSC 1/0 |  |  | 1.33 | 2001-12-04 09:54 | Anjanece | 1 | 0 | N | N
MAC ELECTRICAL CONNECTORS | MSC 1/0 | Y | MAC ELECTRICAL CONNECTORS , MSC 1/0 |  |  | 1.35 | 2001-12-04 09:54 | Anjanece | 1 | 0 | N | N
MAC ELECTRICAL CONNECTORS | MSC 1/0 | Y | MAC ELECTRICAL CONNECTORS , MSC 1/0 |  |  | 1.45 | 2001-12-04 09:54 | Anjanece | 1 | 0 | N | N
MAC ELECTRICAL CONNECTORS | MSC 1/0 | Y | MAC ELECTRICAL CONNECTORS , MSC 1/0 |  |  | 1.47 | 2001-12-04 09:54 | Anjanece | 1 | 0 | N | N
MAC ELECTRICAL CONNECTORS | MSC 1/0 | Y | MAC ELECTRICAL CONNECTORS , MSC 1/0 |  |  | 1.58 | 2001-12-04 09:54 | Anjanece | 1 | 0 | N | N
MAC ELECTRICAL CONNECTORS | MSC 1/0 | Y | MAC ELECTRICAL CONNECTORS , MSC 1/0 |  |  | 1.61 | 2001-12-04 09:54 | Anjanece | 1 | 0 | N | N
MAC ELECTRICAL CONNECTORS | MSC 1/0 | Y | MAC ELECTRICAL CONNECTORS , MSC 1/0 |  |  | 1.64 | 2001-12-04 09:54 | Anjanece | 1 | 0 | N | N
MAC ELECTRICAL CONNECTORS | MSC 1/0 | Y | MAC ELECTRICAL CONNECTORS , MSC 1/0 |  |  | 1.66 | 2001-12-04 09:54 | Anjanece | 1 | 0 | N | N
MAC ELECTRICAL CONNECTORS | MSC 1/0 | Y | MAC ELECTRICAL CONNECTORS , MSC 1/0 |  |  | 1.7 | 2001-12-04 09:54 | Anjanece | 1 | 0 | N | N
MAC ELECTRICAL CONNECTORS | MSC 1/0 | Y | MAC ELECTRICAL CONNECTORS , MSC 1/0 |  |  | 1.73 | 2001-12-04 09:54 | Anjanece | 1 | 0 | N | N
MAC ELECTRICAL CONNECTORS | MSC 1/0 | Y | MAC ELECTRICAL CONNECTORS , MSC 1/0 |  |  | 1.76 | 2001-12-04 09:54 | Anjanece | 1 | 0 | N | N
MAC ELECTRICAL CONNECTORS | MSC 1/0 | Y | MAC ELECTRICAL CONNECTORS , MSC 1/0 |  |  | 1.79 | 2001-12-04 09:54 | Anjanece | 1 | 0 | N | N
MAC ELECTRICAL CONNECTORS | MSC 1/0 | Y | MAC ELECTRICAL CONNECTORS , MSC 1/0 |  |  | 1.81 | 2001-12-04 09:54 | Anjanece | 1 | 0 | N | N
MAC ELECTRICAL CONNECTORS | MSC 1/0 | Y | MAC ELECTRICAL CONNECTORS , MSC 1/0 |  |  | 1.82 | 2001-12-04 09:54 | Anjanece | 1 | 0 | N | N
MAC ELECTRICAL CONNECTORS | MSC 1/0 | Y | MAC ELECTRICAL CONNECTORS , MSC 1/0 |  |  | 1.83 | 2001-12-04 09:54 | Anjanece | 1 | 0 | N | N
PENN-UNION | BCU-1/OT | Y | PENN-UNION , BCU-1/OT | JEA OVERHEAD DISTRIBUTION | CSC Stores | 1.14 | 2001-12-04 09:54 | Anjanece | 1 | 0 | N | N
PENN-UNION | BCU-1/OT | Y | PENN-UNION , BCU-1/OT |  |  | 1.15 | 2001-12-04 09:54 | Anjanece | 1 | 0 | N | N
PENN-UNION | BCU-1/OT | Y | PENN-UNION , BCU-1/OT |  |  | 1.16 | 2001-12-04 09:54 | Anjanece | 1 | 0 | N | N
PENN-UNION | BCU-1/OT | Y | PENN-UNION , BCU-1/OT |  |  | 1.17 | 2001-12-04 09:54 | Anjanece | 1 | 0 | N | N
PENN-UNION | BCU-1/OT | Y | PENN-UNION , BCU-1/OT |  |  | 1.18 | 2001-12-04 09:54 | Anjanece | 1 | 0 | N | N
PENN-UNION | BCU-1/OT | Y | PENN-UNION , BCU-1/OT |  |  | 1.26 | 2001-12-04 09:54 | Anjanece | 1 | 0 | N | N
PENN-UNION | BCU-1/OT | Y | PENN-UNION , BCU-1/OT |  |  | 1.28 | 2001-12-04 09:54 | Anjanece | 1 | 0 | N | N
PENN-UNION | BCU-1/OT | Y | PENN-UNION , BCU-1/OT |  |  | 1.3 | 2001-12-04 09:54 | Anjanece | 1 | 0 | N | N
PENN-UNION | BCU-1/OT | Y | PENN-UNION , BCU-1/OT |  |  | 1.33 | 2001-12-04 09:54 | Anjanece | 1 | 0 | N | N
PENN-UNION | BCU-1/OT | Y | PENN-UNION , BCU-1/OT |  |  | 1.35 | 2001-12-04 09:54 | Anjanece | 1 | 0 | N | N
PENN-UNION | BCU-1/OT | Y | PENN-UNION , BCU-1/OT |  |  | 1.45 | 2001-12-04 09:54 | Anjanece | 1 | 0 | N | N
PENN-UNION | BCU-1/OT | Y | PENN-UNION , BCU-1/OT |  |  | 1.47 | 2001-12-04 09:54 | Anjanece | 1 | 0 | N | N
PENN-UNION | BCU-1/OT | Y | PENN-UNION , BCU-1/OT |  |  | 1.58 | 2001-12-04 09:54 | Anjanece | 1 | 0 | N | N
PENN-UNION | BCU-1/OT | Y | PENN-UNION , BCU-1/OT |  |  | 1.61 | 2001-12-04 09:54 | Anjanece | 1 | 0 | N | N
PENN-UNION | BCU-1/OT | Y | PENN-UNION , BCU-1/OT |  |  | 1.64 | 2001-12-04 09:54 | Anjanece | 1 | 0 | N | N
PENN-UNION | BCU-1/OT | Y | PENN-UNION , BCU-1/OT |  |  | 1.66 | 2001-12-04 09:54 | Anjanece | 1 | 0 | N | N
PENN-UNION | BCU-1/OT | Y | PENN-UNION , BCU-1/OT |  |  | 1.7 | 2001-12-04 09:54 | Anjanece | 1 | 0 | N | N
PENN-UNION | BCU-1/OT | Y | PENN-UNION , BCU-1/OT |  |  | 1.73 | 2001-12-04 09:54 | Anjanece | 1 | 0 | N | N
PENN-UNION | BCU-1/OT | Y | PENN-UNION , BCU-1/OT |  |  | 1.76 | 2001-12-04 09:54 | Anjanece | 1 | 0 | N | N
PENN-UNION | BCU-1/OT | Y | PENN-UNION , BCU-1/OT |  |  | 1.79 | 2001-12-04 09:54 | Anjanece | 1 | 0 | N | N
PENN-UNION | BCU-1/OT | Y | PENN-UNION , BCU-1/OT |  |  | 1.81 | 2001-12-04 09:54 | Anjanece | 1 | 0 | N | N
PENN-UNION | BCU-1/OT | Y | PENN-UNION , BCU-1/OT |  |  | 1.82 | 2001-12-04 09:54 | Anjanece | 1 | 0 | N | N
PENN-UNION | BCU-1/OT | Y | PENN-UNION , BCU-1/OT |  |  | 1.83 | 2001-12-04 09:54 | Anjanece | 1 | 0 | N | N
RICHARDS MFG. CO. | SCC9 | Y | RICHARDS MFG. CO. , SCC9 | JEA OVERHEAD DISTRIBUTION | CSC Stores | 1.14 | 2001-12-04 09:54 | Anjanece | 1 | 0 | N | N
RICHARDS MFG. CO. | SCC9 | Y | RICHARDS MFG. CO. , SCC9 |  |  | 1.15 | 2001-12-04 09:54 | Anjanece | 1 | 0 | N | N
RICHARDS MFG. CO. | SCC9 | Y | RICHARDS MFG. CO. , SCC9 |  |  | 1.16 | 2001-12-04 09:54 | Anjanece | 1 | 0 | N | N
RICHARDS MFG. CO. | SCC9 | Y | RICHARDS MFG. CO. , SCC9 |  |  | 1.17 | 2001-12-04 09:54 | Anjanece | 1 | 0 | N | N
RICHARDS MFG. CO. | SCC9 | Y | RICHARDS MFG. CO. , SCC9 |  |  | 1.18 | 2001-12-04 09:54 | Anjanece | 1 | 0 | N | N
RICHARDS MFG. CO. | SCC9 | Y | RICHARDS MFG. CO. , SCC9 |  |  | 1.26 | 2001-12-04 09:54 | Anjanece | 1 | 0 | N | N
RICHARDS MFG. CO. | SCC9 | Y | RICHARDS MFG. CO. , SCC9 |  |  | 1.28 | 2001-12-04 09:54 | Anjanece | 1 | 0 | N | N
RICHARDS MFG. CO. | SCC9 | Y | RICHARDS MFG. CO. , SCC9 |  |  | 1.3 | 2001-12-04 09:54 | Anjanece | 1 | 0 | N | N
RICHARDS MFG. CO. | SCC9 | Y | RICHARDS MFG. CO. , SCC9 |  |  | 1.33 | 2001-12-04 09:54 | Anjanece | 1 | 0 | N | N
RICHARDS MFG. CO. | SCC9 | Y | RICHARDS MFG. CO. , SCC9 |  |  | 1.35 | 2001-12-04 09:54 | Anjanece | 1 | 0 | N | N
RICHARDS MFG. CO. | SCC9 | Y | RICHARDS MFG. CO. , SCC9 |  |  | 1.45 | 2001-12-04 09:54 | Anjanece | 1 | 0 | N | N
RICHARDS MFG. CO. | SCC9 | Y | RICHARDS MFG. CO. , SCC9 |  |  | 1.47 | 2001-12-04 09:54 | Anjanece | 1 | 0 | N | N
RICHARDS MFG. CO. | SCC9 | Y | RICHARDS MFG. CO. , SCC9 |  |  | 1.58 | 2001-12-04 09:54 | Anjanece | 1 | 0 | N | N
RICHARDS MFG. CO. | SCC9 | Y | RICHARDS MFG. CO. , SCC9 |  |  | 1.61 | 2001-12-04 09:54 | Anjanece | 1 | 0 | N | N
RICHARDS MFG. CO. | SCC9 | Y | RICHARDS MFG. CO. , SCC9 |  |  | 1.64 | 2001-12-04 09:54 | Anjanece | 1 | 0 | N | N
RICHARDS MFG. CO. | SCC9 | Y | RICHARDS MFG. CO. , SCC9 |  |  | 1.66 | 2001-12-04 09:54 | Anjanece | 1 | 0 | N | N
RICHARDS MFG. CO. | SCC9 | Y | RICHARDS MFG. CO. , SCC9 |  |  | 1.7 | 2001-12-04 09:54 | Anjanece | 1 | 0 | N | N
RICHARDS MFG. CO. | SCC9 | Y | RICHARDS MFG. CO. , SCC9 |  |  | 1.73 | 2001-12-04 09:54 | Anjanece | 1 | 0 | N | N
RICHARDS MFG. CO. | SCC9 | Y | RICHARDS MFG. CO. , SCC9 |  |  | 1.76 | 2001-12-04 09:54 | Anjanece | 1 | 0 | N | N
RICHARDS MFG. CO. | SCC9 | Y | RICHARDS MFG. CO. , SCC9 |  |  | 1.79 | 2001-12-04 09:54 | Anjanece | 1 | 0 | N | N
RICHARDS MFG. CO. | SCC9 | Y | RICHARDS MFG. CO. , SCC9 |  |  | 1.81 | 2001-12-04 09:54 | Anjanece | 1 | 0 | N | N
RICHARDS MFG. CO. | SCC9 | Y | RICHARDS MFG. CO. , SCC9 |  |  | 1.82 | 2001-12-04 09:54 | Anjanece | 1 | 0 | N | N
RICHARDS MFG. CO. | SCC9 | Y | RICHARDS MFG. CO. , SCC9 |  |  | 1.83 | 2001-12-04 09:54 | Anjanece | 1 | 0 | N | N
UTILCO | CT-1/0 | Y | UTILCO , CT-1/0 | JEA OVERHEAD DISTRIBUTION | CSC Stores | 1.14 | 2001-12-04 09:54 | Anjanece | 1 | 0 | N | N
UTILCO | CT-1/0 | Y | UTILCO , CT-1/0 |  |  | 1.15 | 2001-12-04 09:54 | Anjanece | 1 | 0 | N | N
UTILCO | CT-1/0 | Y | UTILCO , CT-1/0 |  |  | 1.16 | 2001-12-04 09:54 | Anjanece | 1 | 0 | N | N
UTILCO | CT-1/0 | Y | UTILCO , CT-1/0 |  |  | 1.17 | 2001-12-04 09:54 | Anjanece | 1 | 0 | N | N
UTILCO | CT-1/0 | Y | UTILCO , CT-1/0 |  |  | 1.18 | 2001-12-04 09:54 | Anjanece | 1 | 0 | N | N
UTILCO | CT-1/0 | Y | UTILCO , CT-1/0 |  |  | 1.26 | 2001-12-04 09:54 | Anjanece | 1 | 0 | N | N
UTILCO | CT-1/0 | Y | UTILCO , CT-1/0 |  |  | 1.28 | 2001-12-04 09:54 | Anjanece | 1 | 0 | N | N
UTILCO | CT-1/0 | Y | UTILCO , CT-1/0 |  |  | 1.3 | 2001-12-04 09:54 | Anjanece | 1 | 0 | N | N
UTILCO | CT-1/0 | Y | UTILCO , CT-1/0 |  |  | 1.33 | 2001-12-04 09:54 | Anjanece | 1 | 0 | N | N
UTILCO | CT-1/0 | Y | UTILCO , CT-1/0 |  |  | 1.35 | 2001-12-04 09:54 | Anjanece | 1 | 0 | N | N
UTILCO | CT-1/0 | Y | UTILCO , CT-1/0 |  |  | 1.45 | 2001-12-04 09:54 | Anjanece | 1 | 0 | N | N
UTILCO | CT-1/0 | Y | UTILCO , CT-1/0 |  |  | 1.47 | 2001-12-04 09:54 | Anjanece | 1 | 0 | N | N
UTILCO | CT-1/0 | Y | UTILCO , CT-1/0 |  |  | 1.58 | 2001-12-04 09:54 | Anjanece | 1 | 0 | N | N
UTILCO | CT-1/0 | Y | UTILCO , CT-1/0 |  |  | 1.61 | 2001-12-04 09:54 | Anjanece | 1 | 0 | N | N
UTILCO | CT-1/0 | Y | UTILCO , CT-1/0 |  |  | 1.64 | 2001-12-04 09:54 | Anjanece | 1 | 0 | N | N
UTILCO | CT-1/0 | Y | UTILCO , CT-1/0 |  |  | 1.66 | 2001-12-04 09:54 | Anjanece | 1 | 0 | N | N
UTILCO | CT-1/0 | Y | UTILCO , CT-1/0 |  |  | 1.7 | 2001-12-04 09:54 | Anjanece | 1 | 0 | N | N
UTILCO | CT-1/0 | Y | UTILCO , CT-1/0 |  |  | 1.73 | 2001-12-04 09:54 | Anjanece | 1 | 0 | N | N
UTILCO | CT-1/0 | Y | UTILCO , CT-1/0 |  |  | 1.76 | 2001-12-04 09:54 | Anjanece | 1 | 0 | N | N
UTILCO | CT-1/0 | Y | UTILCO , CT-1/0 |  |  | 1.79 | 2001-12-04 09:54 | Anjanece | 1 | 0 | N | N
UTILCO | CT-1/0 | Y | UTILCO , CT-1/0 |  |  | 1.81 | 2001-12-04 09:54 | Anjanece | 1 | 0 | N | N
UTILCO | CT-1/0 | Y | UTILCO , CT-1/0 |  |  | 1.82 | 2001-12-04 09:54 | Anjanece | 1 | 0 | N | N
UTILCO | CT-1/0 | Y | UTILCO , CT-1/0 |  |  | 1.83 | 2001-12-04 09:54 | Anjanece | 1 | 0 | N | N
BURNDY CORP. | YS34 | Y | BURNDY CORP. , YS34 | JEA UNDERGROUND DISTRIBUTION | CSC Stores | 4.77 | 2002-05-06 07:56 | Anjanece | 1 | 0 | N | N
BURNDY CORP. | YS34 | Y | BURNDY CORP. , YS34 |  |  | 4.98 | 2002-05-06 07:56 | Anjanece | 1 | 0 | N | N
BURNDY CORP. | YS34 | Y | BURNDY CORP. , YS34 |  |  | 5.04 | 2002-05-06 07:56 | Anjanece | 1 | 0 | N | N
BURNDY CORP. | YS34 | Y | BURNDY CORP. , YS34 |  |  | 5.49 | 2002-05-06 07:56 | Anjanece | 1 | 0 | N | N
BURNDY CORP. | YS34 | Y | BURNDY CORP. , YS34 |  |  | 5.94 | 2002-05-06 07:56 | Anjanece | 1 | 0 | N | N
BURNDY CORP. | YS34 | Y | BURNDY CORP. , YS34 |  |  | 6.53 | 2002-05-06 07:56 | Anjanece | 1 | 0 | N | N
BURNDY CORP. | YS34 | Y | BURNDY CORP. , YS34 |  |  | 6.66 | 2002-05-06 07:56 | Anjanece | 1 | 0 | N | N
BURNDY CORP. | YS34 | Y | BURNDY CORP. , YS34 |  |  | 6.71 | 2002-05-06 07:56 | Anjanece | 1 | 0 | N | N
BURNDY CORP. | YS34 | Y | BURNDY CORP. , YS34 |  |  | 6.75 | 2002-05-06 07:56 | Anjanece | 1 | 0 | N | N
BURNDY CORP. | YS34 | Y | BURNDY CORP. , YS34 |  |  | 7.41 | 2002-05-06 07:56 | Anjanece | 1 | 0 | N | N
BURNDY CORP. | YS34 | Y | BURNDY CORP. , YS34 |  |  | 8.35 | 2002-05-06 07:56 | Anjanece | 1 | 0 | N | N
BURNDY CORP. | YS34 | Y | BURNDY CORP. , YS34 |  |  | 8.46 | 2002-05-06 07:56 | Anjanece | 1 | 0 | N | N
BURNDY CORP. | YS34 | Y | BURNDY CORP. , YS34 |  |  | 8.58 | 2002-05-06 07:56 | Anjanece | 1 | 0 | N | N
BURNDY CORP. | YS34 | Y | BURNDY CORP. , YS34 |  |  | 8.59 | 2002-05-06 07:56 | Anjanece | 1 | 0 | N | N
BURNDY CORP. | YS34 | Y | BURNDY CORP. , YS34 |  |  | 8.79 | 2002-05-06 07:56 | Anjanece | 1 | 0 | N | N
BURNDY CORP. | YS34 | Y | BURNDY CORP. , YS34 |  |  | 10.17 | 2002-05-06 07:56 | Anjanece | 1 | 0 | N | N
BURNDY CORP. | YS34 | Y | BURNDY CORP. , YS34 |  |  | 10.78 | 2002-05-06 07:56 | Anjanece | 1 | 0 | N | N
BURNDY CORP. | YS34 | Y | BURNDY CORP. , YS34 |  | Storm Stores | 0 | 2019-07-29 09:33 | Anjanece | 1 | 0 | N | N
BURNDY CORP. | YS34 | Y | BURNDY CORP. , YS34 |  |  | 5.04 | 2019-07-29 09:33 | Anjanece | 1 | 0 | N | N
BURNDY CORP. | YS34 | Y | BURNDY CORP. , YS34 |  |  | 6.36 | 2019-07-29 09:33 | Anjanece | 1 | 0 | N | N
BURNDY CORP. | YS34 | Y | BURNDY CORP. , YS34 |  |  | 6.95 | 2019-07-29 09:33 | Anjanece | 1 | 0 | N | N
BURNDY CORP. | YS34 | Y | BURNDY CORP. , YS34 |  |  | 7.77 | 2019-07-29 09:33 | Anjanece | 1 | 0 | N | N
HOMAC | C500 | Y | HOMAC , C500 | JEA UNDERGROUND DISTRIBUTION | CSC Stores | 4.77 | 2002-05-06 07:56 | Anjanece | 1 | 0 | N | N
HOMAC | C500 | Y | HOMAC , C500 |  |  | 4.98 | 2002-05-06 07:56 | Anjanece | 1 | 0 | N | N
HOMAC | C500 | Y | HOMAC , C500 |  |  | 5.04 | 2002-05-06 07:56 | Anjanece | 1 | 0 | N | N
HOMAC | C500 | Y | HOMAC , C500 |  |  | 5.49 | 2002-05-06 07:56 | Anjanece | 1 | 0 | N | N
HOMAC | C500 | Y | HOMAC , C500 |  |  | 5.94 | 2002-05-06 07:56 | Anjanece | 1 | 0 | N | N
HOMAC | C500 | Y | HOMAC , C500 |  |  | 6.53 | 2002-05-06 07:56 | Anjanece | 1 | 0 | N | N
HOMAC | C500 | Y | HOMAC , C500 |  |  | 6.66 | 2002-05-06 07:56 | Anjanece | 1 | 0 | N | N
HOMAC | C500 | Y | HOMAC , C500 |  |  | 6.71 | 2002-05-06 07:56 | Anjanece | 1 | 0 | N | N
HOMAC | C500 | Y | HOMAC , C500 |  |  | 6.75 | 2002-05-06 07:56 | Anjanece | 1 | 0 | N | N
HOMAC | C500 | Y | HOMAC , C500 |  |  | 7.41 | 2002-05-06 07:56 | Anjanece | 1 | 0 | N | N
HOMAC | C500 | Y | HOMAC , C500 |  |  | 8.35 | 2002-05-06 07:56 | Anjanece | 1 | 0 | N | N
HOMAC | C500 | Y | HOMAC , C500 |  |  | 8.46 | 2002-05-06 07:56 | Anjanece | 1 | 0 | N | N
HOMAC | C500 | Y | HOMAC , C500 |  |  | 8.58 | 2002-05-06 07:56 | Anjanece | 1 | 0 | N | N
HOMAC | C500 | Y | HOMAC , C500 |  |  | 8.59 | 2002-05-06 07:56 | Anjanece | 1 | 0 | N | N
HOMAC | C500 | Y | HOMAC , C500 |  |  | 8.79 | 2002-05-06 07:56 | Anjanece | 1 | 0 | N | N
HOMAC | C500 | Y | HOMAC , C500 |  |  | 10.17 | 2002-05-06 07:56 | Anjanece | 1 | 0 | N | N
HOMAC | C500 | Y | HOMAC , C500 |  |  | 10.78 | 2002-05-06 07:56 | Anjanece | 1 | 0 | N | N
HOMAC | C500 | Y | HOMAC , C500 |  | Storm Stores | 0 | 2019-07-29 09:33 | Anjanece | 1 | 0 | N | N
HOMAC | C500 | Y | HOMAC , C500 |  |  | 5.04 | 2019-07-29 09:33 | Anjanece | 1 | 0 | N | N
HOMAC | C500 | Y | HOMAC , C500 |  |  | 6.36 | 2019-07-29 09:33 | Anjanece | 1 | 0 | N | N
HOMAC | C500 | Y | HOMAC , C500 |  |  | 6.95 | 2019-07-29 09:33 | Anjanece | 1 | 0 | N | N
HOMAC | C500 | Y | HOMAC , C500 |  |  | 7.77 | 2019-07-29 09:33 | Anjanece | 1 | 0 | N | N
HUBBELL | VHS500 | Y | HUBBELL , VHS500 | JEA UNDERGROUND DISTRIBUTION | CSC Stores | 4.77 | 2002-05-06 07:56 | Anjanece | 1 | 0 | N | N
HUBBELL | VHS500 | Y | HUBBELL , VHS500 |  |  | 4.98 | 2002-05-06 07:56 | Anjanece | 1 | 0 | N | N
HUBBELL | VHS500 | Y | HUBBELL , VHS500 |  |  | 5.04 | 2002-05-06 07:56 | Anjanece | 1 | 0 | N | N
HUBBELL | VHS500 | Y | HUBBELL , VHS500 |  |  | 5.49 | 2002-05-06 07:56 | Anjanece | 1 | 0 | N | N
HUBBELL | VHS500 | Y | HUBBELL , VHS500 |  |  | 5.94 | 2002-05-06 07:56 | Anjanece | 1 | 0 | N | N
HUBBELL | VHS500 | Y | HUBBELL , VHS500 |  |  | 6.53 | 2002-05-06 07:56 | Anjanece | 1 | 0 | N | N
HUBBELL | VHS500 | Y | HUBBELL , VHS500 |  |  | 6.66 | 2002-05-06 07:56 | Anjanece | 1 | 0 | N | N
HUBBELL | VHS500 | Y | HUBBELL , VHS500 |  |  | 6.71 | 2002-05-06 07:56 | Anjanece | 1 | 0 | N | N
HUBBELL | VHS500 | Y | HUBBELL , VHS500 |  |  | 6.75 | 2002-05-06 07:56 | Anjanece | 1 | 0 | N | N
HUBBELL | VHS500 | Y | HUBBELL , VHS500 |  |  | 7.41 | 2002-05-06 07:56 | Anjanece | 1 | 0 | N | N
HUBBELL | VHS500 | Y | HUBBELL , VHS500 |  |  | 8.35 | 2002-05-06 07:56 | Anjanece | 1 | 0 | N | N
HUBBELL | VHS500 | Y | HUBBELL , VHS500 |  |  | 8.46 | 2002-05-06 07:56 | Anjanece | 1 | 0 | N | N
HUBBELL | VHS500 | Y | HUBBELL , VHS500 |  |  | 8.58 | 2002-05-06 07:56 | Anjanece | 1 | 0 | N | N
HUBBELL | VHS500 | Y | HUBBELL , VHS500 |  |  | 8.59 | 2002-05-06 07:56 | Anjanece | 1 | 0 | N | N
HUBBELL | VHS500 | Y | HUBBELL , VHS500 |  |  | 8.79 | 2002-05-06 07:56 | Anjanece | 1 | 0 | N | N
HUBBELL | VHS500 | Y | HUBBELL , VHS500 |  |  | 10.17 | 2002-05-06 07:56 | Anjanece | 1 | 0 | N | N
HUBBELL | VHS500 | Y | HUBBELL , VHS500 |  |  | 10.78 | 2002-05-06 07:56 | Anjanece | 1 | 0 | N | N
HUBBELL | VHS500 | Y | HUBBELL , VHS500 |  | Storm Stores | 0 | 2019-07-29 09:33 | Anjanece | 1 | 0 | N | N
HUBBELL | VHS500 | Y | HUBBELL , VHS500 |  |  | 5.04 | 2019-07-29 09:33 | Anjanece | 1 | 0 | N | N
HUBBELL | VHS500 | Y | HUBBELL , VHS500 |  |  | 6.36 | 2019-07-29 09:33 | Anjanece | 1 | 0 | N | N
HUBBELL | VHS500 | Y | HUBBELL , VHS500 |  |  | 6.95 | 2019-07-29 09:33 | Anjanece | 1 | 0 | N | N
HUBBELL | VHS500 | Y | HUBBELL , VHS500 |  |  | 7.77 | 2019-07-29 09:33 | Anjanece | 1 | 0 | N | N
RICHARDS MFG. CO. | CC18 | Y | RICHARDS MFG. CO. , CC18 | JEA UNDERGROUND DISTRIBUTION | CSC Stores | 4.77 | 2002-05-06 07:56 | Anjanece | 1 | 0 | N | N
RICHARDS MFG. CO. | CC18 | Y | RICHARDS MFG. CO. , CC18 |  |  | 4.98 | 2002-05-06 07:56 | Anjanece | 1 | 0 | N | N
RICHARDS MFG. CO. | CC18 | Y | RICHARDS MFG. CO. , CC18 |  |  | 5.04 | 2002-05-06 07:56 | Anjanece | 1 | 0 | N | N
RICHARDS MFG. CO. | CC18 | Y | RICHARDS MFG. CO. , CC18 |  |  | 5.49 | 2002-05-06 07:56 | Anjanece | 1 | 0 | N | N
RICHARDS MFG. CO. | CC18 | Y | RICHARDS MFG. CO. , CC18 |  |  | 5.94 | 2002-05-06 07:56 | Anjanece | 1 | 0 | N | N
RICHARDS MFG. CO. | CC18 | Y | RICHARDS MFG. CO. , CC18 |  |  | 6.53 | 2002-05-06 07:56 | Anjanece | 1 | 0 | N | N
RICHARDS MFG. CO. | CC18 | Y | RICHARDS MFG. CO. , CC18 |  |  | 6.66 | 2002-05-06 07:56 | Anjanece | 1 | 0 | N | N
RICHARDS MFG. CO. | CC18 | Y | RICHARDS MFG. CO. , CC18 |  |  | 6.71 | 2002-05-06 07:56 | Anjanece | 1 | 0 | N | N
RICHARDS MFG. CO. | CC18 | Y | RICHARDS MFG. CO. , CC18 |  |  | 6.75 | 2002-05-06 07:56 | Anjanece | 1 | 0 | N | N
RICHARDS MFG. CO. | CC18 | Y | RICHARDS MFG. CO. , CC18 |  |  | 7.41 | 2002-05-06 07:56 | Anjanece | 1 | 0 | N | N
RICHARDS MFG. CO. | CC18 | Y | RICHARDS MFG. CO. , CC18 |  |  | 8.35 | 2002-05-06 07:56 | Anjanece | 1 | 0 | N | N
RICHARDS MFG. CO. | CC18 | Y | RICHARDS MFG. CO. , CC18 |  |  | 8.46 | 2002-05-06 07:56 | Anjanece | 1 | 0 | N | N
RICHARDS MFG. CO. | CC18 | Y | RICHARDS MFG. CO. , CC18 |  |  | 8.58 | 2002-05-06 07:56 | Anjanece | 1 | 0 | N | N
RICHARDS MFG. CO. | CC18 | Y | RICHARDS MFG. CO. , CC18 |  |  | 8.59 | 2002-05-06 07:56 | Anjanece | 1 | 0 | N | N
RICHARDS MFG. CO. | CC18 | Y | RICHARDS MFG. CO. , CC18 |  |  | 8.79 | 2002-05-06 07:56 | Anjanece | 1 | 0 | N | N
RICHARDS MFG. CO. | CC18 | Y | RICHARDS MFG. CO. , CC18 |  |  | 10.17 | 2002-05-06 07:56 | Anjanece | 1 | 0 | N | N
RICHARDS MFG. CO. | CC18 | Y | RICHARDS MFG. CO. , CC18 |  |  | 10.78 | 2002-05-06 07:56 | Anjanece | 1 | 0 | N | N
RICHARDS MFG. CO. | CC18 | Y | RICHARDS MFG. CO. , CC18 |  | Storm Stores | 0 | 2019-07-29 09:33 | Anjanece | 1 | 0 | N | N
RICHARDS MFG. CO. | CC18 | Y | RICHARDS MFG. CO. , CC18 |  |  | 5.04 | 2019-07-29 09:33 | Anjanece | 1 | 0 | N | N
RICHARDS MFG. CO. | CC18 | Y | RICHARDS MFG. CO. , CC18 |  |  | 6.36 | 2019-07-29 09:33 | Anjanece | 1 | 0 | N | N
RICHARDS MFG. CO. | CC18 | Y | RICHARDS MFG. CO. , CC18 |  |  | 6.95 | 2019-07-29 09:33 | Anjanece | 1 | 0 | N | N
RICHARDS MFG. CO. | CC18 | Y | RICHARDS MFG. CO. , CC18 |  |  | 7.77 | 2019-07-29 09:33 | Anjanece | 1 | 0 | N | N
BURNDY CORP. | YS39 | Y | BURNDY CORP. , YS39 | JEA UNDERGROUND DISTRIBUTION | CSC Stores | 9.23 | 2002-05-06 07:59 | Anjanece | 6 | 0 | N | N
BURNDY CORP. | YS39 | Y | BURNDY CORP. , YS39 |  |  | 10.7 | 2002-05-06 07:59 | Anjanece | 6 | 0 | N | N
BURNDY CORP. | YS39 | Y | BURNDY CORP. , YS39 |  |  | 12.1 | 2002-05-06 07:59 | Anjanece | 6 | 0 | N | N
HOMAC | C750 | Y | HOMAC , C750 | JEA UNDERGROUND DISTRIBUTION | CSC Stores | 9.23 | 2002-05-06 07:59 | Anjanece | 6 | 0 | N | N
HOMAC | C750 | Y | HOMAC , C750 |  |  | 10.7 | 2002-05-06 07:59 | Anjanece | 6 | 0 | N | N
HOMAC | C750 | Y | HOMAC , C750 |  |  | 12.1 | 2002-05-06 07:59 | Anjanece | 6 | 0 | N | N
ILSCO | CTL-750 | Y | ILSCO , CTL-750 | JEA UNDERGROUND DISTRIBUTION | CSC Stores | 9.23 | 2002-05-06 07:59 | Anjanece | 6 | 0 | N | N
ILSCO | CTL-750 | Y | ILSCO , CTL-750 |  |  | 10.7 | 2002-05-06 07:59 | Anjanece | 6 | 0 | N | N
ILSCO | CTL-750 | Y | ILSCO , CTL-750 |  |  | 12.1 | 2002-05-06 07:59 | Anjanece | 6 | 0 | N | N
RICHARDS MFG. CO. | CC23 | Y | RICHARDS MFG. CO. , CC23 | JEA UNDERGROUND DISTRIBUTION | CSC Stores | 9.23 | 2002-05-06 07:59 | Anjanece | 6 | 0 | N | N
RICHARDS MFG. CO. | CC23 | Y | RICHARDS MFG. CO. , CC23 |  |  | 10.7 | 2002-05-06 07:59 | Anjanece | 6 | 0 | N | N
RICHARDS MFG. CO. | CC23 | Y | RICHARDS MFG. CO. , CC23 |  |  | 12.1 | 2002-05-06 07:59 | Anjanece | 6 | 0 | N | N
UTILCO | CTL-750 | Y | UTILCO , CTL-750 | JEA UNDERGROUND DISTRIBUTION | CSC Stores | 9.23 | 2002-05-06 07:59 | Anjanece | 6 | 0 | N | N
UTILCO | CTL-750 | Y | UTILCO , CTL-750 |  |  | 10.7 | 2002-05-06 07:59 | Anjanece | 6 | 0 | N | N
UTILCO | CTL-750 | Y | UTILCO , CTL-750 |  |  | 12.1 | 2002-05-06 07:59 | Anjanece | 6 | 0 | N | N
UTLX | 1-1443403-6 | Y | UTLX , 1-1443403-6 | JEA UNDERGROUND DISTRIBUTION | CSC Stores | 9.23 | 2002-05-06 07:59 | Anjanece | 6 | 0 | N | N
UTLX | 1-1443403-6 | Y | UTLX , 1-1443403-6 |  |  | 10.7 | 2002-05-06 07:59 | Anjanece | 6 | 0 | N | N
UTLX | 1-1443403-6 | Y | UTLX , 1-1443403-6 |  |  | 12.1 | 2002-05-06 07:59 | Anjanece | 6 | 0 | N | N
BLACKBURN | ASP1000 | Y | BLACKBURN , ASP1000 | JEA UNDERGROUND DISTRIBUTION | CSC Stores | 28.53 | 2002-05-06 07:59 | Anjanece | 1 | 0 | N | N
BLACKBURN | ASP1000 | Y | BLACKBURN , ASP1000 |  |  | 36.38 | 2002-05-06 07:59 | Anjanece | 1 | 0 | N | N
BLACKBURN | ASP1000 | Y | BLACKBURN , ASP1000 |  |  | 37.45 | 2002-05-06 07:59 | Anjanece | 1 | 0 | N | N
BLACKBURN | ASP1000 | Y | BLACKBURN , ASP1000 |  |  | 38.58 | 2002-05-06 07:59 | Anjanece | 1 | 0 | N | N
BLACKBURN | ASP1000 | Y | BLACKBURN , ASP1000 |  |  | 41.08 | 2002-05-06 07:59 | Anjanece | 1 | 0 | N | N
BLACKBURN | ASP1000 | Y | BLACKBURN , ASP1000 |  |  | 41.45 | 2002-05-06 07:59 | Anjanece | 1 | 0 | N | N
BLACKBURN | ASP1000 | Y | BLACKBURN , ASP1000 |  |  | 45.46 | 2002-05-06 07:59 | Anjanece | 1 | 0 | N | N
BLACKBURN | ASP1000 | Y | BLACKBURN , ASP1000 |  |  | 46.46 | 2002-05-06 07:59 | Anjanece | 1 | 0 | N | N
BLACKBURN | ASP1000 | Y | BLACKBURN , ASP1000 |  |  | 47.62 | 2002-05-06 07:59 | Anjanece | 1 | 0 | N | N
BLACKBURN | ASP1000 | Y | BLACKBURN , ASP1000 |  |  | 48.09 | 2002-05-06 07:59 | Anjanece | 1 | 0 | N | N
BLACKBURN | ASP1000 | Y | BLACKBURN , ASP1000 |  |  | 48.13 | 2002-05-06 07:59 | Anjanece | 1 | 0 | N | N
BLACKBURN | ASP1000 | Y | BLACKBURN , ASP1000 |  |  | 48.49 | 2002-05-06 07:59 | Anjanece | 1 | 0 | N | N
BLACKBURN | ASP1000 | Y | BLACKBURN , ASP1000 |  |  | 48.58 | 2002-05-06 07:59 | Anjanece | 1 | 0 | N | N
BLACKBURN | ASP1000 | Y | BLACKBURN , ASP1000 |  |  | 51.22 | 2002-05-06 07:59 | Anjanece | 1 | 0 | N | N
BLACKBURN | ASP1000 | Y | BLACKBURN , ASP1000 |  |  | 53.14 | 2002-05-06 07:59 | Anjanece | 1 | 0 | N | N
BLACKBURN | ASP1000 | Y | BLACKBURN , ASP1000 |  |  | 58.01 | 2002-05-06 07:59 | Anjanece | 1 | 0 | N | N
FCI USA INCORPORATED | YS44A1 | Y | FCI USA INCORPORATED , YS44A1 | JEA UNDERGROUND DISTRIBUTION | CSC Stores | 28.53 | 2002-05-06 07:59 | Anjanece | 1 | 0 | N | N
FCI USA INCORPORATED | YS44A1 | Y | FCI USA INCORPORATED , YS44A1 |  |  | 36.38 | 2002-05-06 07:59 | Anjanece | 1 | 0 | N | N
FCI USA INCORPORATED | YS44A1 | Y | FCI USA INCORPORATED , YS44A1 |  |  | 37.45 | 2002-05-06 07:59 | Anjanece | 1 | 0 | N | N
FCI USA INCORPORATED | YS44A1 | Y | FCI USA INCORPORATED , YS44A1 |  |  | 38.58 | 2002-05-06 07:59 | Anjanece | 1 | 0 | N | N
FCI USA INCORPORATED | YS44A1 | Y | FCI USA INCORPORATED , YS44A1 |  |  | 41.08 | 2002-05-06 07:59 | Anjanece | 1 | 0 | N | N
FCI USA INCORPORATED | YS44A1 | Y | FCI USA INCORPORATED , YS44A1 |  |  | 41.45 | 2002-05-06 07:59 | Anjanece | 1 | 0 | N | N
FCI USA INCORPORATED | YS44A1 | Y | FCI USA INCORPORATED , YS44A1 |  |  | 45.46 | 2002-05-06 07:59 | Anjanece | 1 | 0 | N | N
FCI USA INCORPORATED | YS44A1 | Y | FCI USA INCORPORATED , YS44A1 |  |  | 46.46 | 2002-05-06 07:59 | Anjanece | 1 | 0 | N | N
FCI USA INCORPORATED | YS44A1 | Y | FCI USA INCORPORATED , YS44A1 |  |  | 47.62 | 2002-05-06 07:59 | Anjanece | 1 | 0 | N | N
FCI USA INCORPORATED | YS44A1 | Y | FCI USA INCORPORATED , YS44A1 |  |  | 48.09 | 2002-05-06 07:59 | Anjanece | 1 | 0 | N | N
FCI USA INCORPORATED | YS44A1 | Y | FCI USA INCORPORATED , YS44A1 |  |  | 48.13 | 2002-05-06 07:59 | Anjanece | 1 | 0 | N | N
FCI USA INCORPORATED | YS44A1 | Y | FCI USA INCORPORATED , YS44A1 |  |  | 48.49 | 2002-05-06 07:59 | Anjanece | 1 | 0 | N | N
FCI USA INCORPORATED | YS44A1 | Y | FCI USA INCORPORATED , YS44A1 |  |  | 48.58 | 2002-05-06 07:59 | Anjanece | 1 | 0 | N | N
FCI USA INCORPORATED | YS44A1 | Y | FCI USA INCORPORATED , YS44A1 |  |  | 51.22 | 2002-05-06 07:59 | Anjanece | 1 | 0 | N | N
FCI USA INCORPORATED | YS44A1 | Y | FCI USA INCORPORATED , YS44A1 |  |  | 53.14 | 2002-05-06 07:59 | Anjanece | 1 | 0 | N | N
FCI USA INCORPORATED | YS44A1 | Y | FCI USA INCORPORATED , YS44A1 |  |  | 58.01 | 2002-05-06 07:59 | Anjanece | 1 | 0 | N | N
BURNDY ELECTRICAL | YS25A1 | Y | BURNDY ELECTRICAL , YS25A1 | JEA UNDERGROUND DISTRIBUTION | CSC Stores | 2.25 | 2001-12-04 09:55 | Anjanece | 1 | 0 | N | N
BURNDY ELECTRICAL | YS25A1 | Y | BURNDY ELECTRICAL , YS25A1 |  |  | 2.6 | 2001-12-04 09:55 | Anjanece | 1 | 0 | N | N
BURNDY ELECTRICAL | YS25A1 | Y | BURNDY ELECTRICAL , YS25A1 |  |  | 2.79 | 2001-12-04 09:55 | Anjanece | 1 | 0 | N | N
BURNDY ELECTRICAL | YS25A1 | Y | BURNDY ELECTRICAL , YS25A1 |  |  | 3.06 | 2001-12-04 09:55 | Anjanece | 1 | 0 | N | N
BURNDY ELECTRICAL | YS25A1 | Y | BURNDY ELECTRICAL , YS25A1 |  |  | 3.29 | 2001-12-04 09:55 | Anjanece | 1 | 0 | N | N
BURNDY ELECTRICAL | YS25A1 | Y | BURNDY ELECTRICAL , YS25A1 |  |  | 4.1 | 2001-12-04 09:55 | Anjanece | 1 | 0 | N | N
HOMAC | SAC 1/0TN | Y | HOMAC , SAC 1/0TN | JEA UNDERGROUND DISTRIBUTION | CSC Stores | 2.25 | 2001-12-04 09:55 | Anjanece | 1 | 0 | N | N
HOMAC | SAC 1/0TN | Y | HOMAC , SAC 1/0TN |  |  | 2.6 | 2001-12-04 09:55 | Anjanece | 1 | 0 | N | N
HOMAC | SAC 1/0TN | Y | HOMAC , SAC 1/0TN |  |  | 2.79 | 2001-12-04 09:55 | Anjanece | 1 | 0 | N | N
HOMAC | SAC 1/0TN | Y | HOMAC , SAC 1/0TN |  |  | 3.06 | 2001-12-04 09:55 | Anjanece | 1 | 0 | N | N
HOMAC | SAC 1/0TN | Y | HOMAC , SAC 1/0TN |  |  | 3.29 | 2001-12-04 09:55 | Anjanece | 1 | 0 | N | N
HOMAC | SAC 1/0TN | Y | HOMAC , SAC 1/0TN |  |  | 4.1 | 2001-12-04 09:55 | Anjanece | 1 | 0 | N | N
COOPER POWER SYSTEMS | CDT630SB400 | Y | COOPER POWER SYSTEMS , CDT630SB400 | JEA UNDERGROUND DISTRIBUTION | CSC Stores | 14.21 | 2002-05-06 08:02 | Anjanece | 1 | 0 | N | N
COOPER POWER SYSTEMS | CDT630SB400 | Y | COOPER POWER SYSTEMS , CDT630SB400 |  |  | 57.81 | 2002-05-06 08:02 | Anjanece | 1 | 0 | N | N
COOPER POWER SYSTEMS | CDT630SB400 | Y | COOPER POWER SYSTEMS , CDT630SB400 |  |  | 83.97 | 2002-05-06 08:02 | Anjanece | 1 | 0 | N | N
ELASTIMOLD | EACT-0750(350-750) | Y | ELASTIMOLD , EACT-0750(350-750) | JEA UNDERGROUND DISTRIBUTION | CSC Stores | 14.21 | 2002-05-06 08:02 | Anjanece | 1 | 0 | N | N
ELASTIMOLD | EACT-0750(350-750) | Y | ELASTIMOLD , EACT-0750(350-750) |  |  | 57.81 | 2002-05-06 08:02 | Anjanece | 1 | 0 | N | N
ELASTIMOLD | EACT-0750(350-750) | Y | ELASTIMOLD , EACT-0750(350-750) |  |  | 83.97 | 2002-05-06 08:02 | Anjanece | 1 | 0 | N | N
RICHARDS MFG. CO. | P6ALR5 | Y | RICHARDS MFG. CO. , P6ALR5 | JEA UNDERGROUND DISTRIBUTION | CSC Stores | 14.21 | 2002-05-06 08:02 | Anjanece | 1 | 0 | N | N
RICHARDS MFG. CO. | P6ALR5 | Y | RICHARDS MFG. CO. , P6ALR5 |  |  | 57.81 | 2002-05-06 08:02 | Anjanece | 1 | 0 | N | N
RICHARDS MFG. CO. | P6ALR5 | Y | RICHARDS MFG. CO. , P6ALR5 |  |  | 83.97 | 2002-05-06 08:02 | Anjanece | 1 | 0 | N | N
COOPER POWER SYSTEMS | CDT630SB150 | Y | COOPER POWER SYSTEMS , CDT630SB150 | JEA UNDERGROUND DISTRIBUTION | CSC Stores | 6.55 | 2004-06-01 11:09 | Anjanece | 3 | 0 | N | N
COOPER POWER SYSTEMS | CDT630SB150 | Y | COOPER POWER SYSTEMS , CDT630SB150 |  |  | 19.71 | 2004-06-01 11:09 | Anjanece | 3 | 0 | N | N
COOPER POWER SYSTEMS | CDT630SB150 | Y | COOPER POWER SYSTEMS , CDT630SB150 |  |  | 26.81 | 2004-06-01 11:09 | Anjanece | 3 | 0 | N | N
COOPER POWER SYSTEMS | CDT630SB150 | Y | COOPER POWER SYSTEMS , CDT630SB150 |  |  | 28.89 | 2004-06-01 11:09 | Anjanece | 3 | 0 | N | N
ELASTIMOLD | 03700240 | Y | ELASTIMOLD , 03700240 | JEA UNDERGROUND DISTRIBUTION | CSC Stores | 6.55 | 2004-06-01 11:09 | Anjanece | 3 | 0 | N | N
ELASTIMOLD | 03700240 | Y | ELASTIMOLD , 03700240 |  |  | 19.71 | 2004-06-01 11:09 | Anjanece | 3 | 0 | N | N
ELASTIMOLD | 03700240 | Y | ELASTIMOLD , 03700240 |  |  | 26.81 | 2004-06-01 11:09 | Anjanece | 3 | 0 | N | N
ELASTIMOLD | 03700240 | Y | ELASTIMOLD , 03700240 |  |  | 28.89 | 2004-06-01 11:09 | Anjanece | 3 | 0 | N | N
HUBBELL POWER SYSTEMS, INC. | 625LUG24 | Y | HUBBELL POWER SYSTEMS, INC. , 625LUG24 | JEA UNDERGROUND DISTRIBUTION | CSC Stores | 6.55 | 2004-06-01 11:09 | Anjanece | 3 | 0 | N | N
HUBBELL POWER SYSTEMS, INC. | 625LUG24 | Y | HUBBELL POWER SYSTEMS, INC. , 625LUG24 |  |  | 19.71 | 2004-06-01 11:09 | Anjanece | 3 | 0 | N | N
HUBBELL POWER SYSTEMS, INC. | 625LUG24 | Y | HUBBELL POWER SYSTEMS, INC. , 625LUG24 |  |  | 26.81 | 2004-06-01 11:09 | Anjanece | 3 | 0 | N | N
HUBBELL POWER SYSTEMS, INC. | 625LUG24 | Y | HUBBELL POWER SYSTEMS, INC. , 625LUG24 |  |  | 28.89 | 2004-06-01 11:09 | Anjanece | 3 | 0 | N | N
POWERCONNECTOR SPECIALTIES | PCE-63 | Y | POWERCONNECTOR SPECIALTIES , PCE-63 | JEA UNDERGROUND DISTRIBUTION | CSC Stores | 6.55 | 2004-06-01 11:09 | Anjanece | 3 | 0 | N | N
POWERCONNECTOR SPECIALTIES | PCE-63 | Y | POWERCONNECTOR SPECIALTIES , PCE-63 |  |  | 19.71 | 2004-06-01 11:09 | Anjanece | 3 | 0 | N | N
POWERCONNECTOR SPECIALTIES | PCE-63 | Y | POWERCONNECTOR SPECIALTIES , PCE-63 |  |  | 26.81 | 2004-06-01 11:09 | Anjanece | 3 | 0 | N | N
POWERCONNECTOR SPECIALTIES | PCE-63 | Y | POWERCONNECTOR SPECIALTIES , PCE-63 |  |  | 28.89 | 2004-06-01 11:09 | Anjanece | 3 | 0 | N | N
RICHARDS MFG. CO. | P6AL-9 | Y | RICHARDS MFG. CO. , P6AL-9 | JEA UNDERGROUND DISTRIBUTION | CSC Stores | 6.55 | 2004-06-01 11:09 | Anjanece | 3 | 0 | N | N
RICHARDS MFG. CO. | P6AL-9 | Y | RICHARDS MFG. CO. , P6AL-9 |  |  | 19.71 | 2004-06-01 11:09 | Anjanece | 3 | 0 | N | N
RICHARDS MFG. CO. | P6AL-9 | Y | RICHARDS MFG. CO. , P6AL-9 |  |  | 26.81 | 2004-06-01 11:09 | Anjanece | 3 | 0 | N | N
RICHARDS MFG. CO. | P6AL-9 | Y | RICHARDS MFG. CO. , P6AL-9 |  |  | 28.89 | 2004-06-01 11:09 | Anjanece | 3 | 0 | N | N
DEMARK | GRC-58B | Y | DEMARK , GRC-58B | JEA OVERHEAD DISTRIBUTION | CSC Stores | 1.94 | 2001-12-04 09:56 | Anjanece | 50 | 0 | N | N
DEMARK | GRC-58B | Y | DEMARK , GRC-58B |  |  | 2.06 | 2001-12-04 09:56 | Anjanece | 50 | 0 | N | N
DEMARK | GRC-58B | Y | DEMARK , GRC-58B |  |  | 2.11 | 2001-12-04 09:56 | Anjanece | 50 | 0 | N | N
DEMARK | GRC-58B | Y | DEMARK , GRC-58B |  |  | 2.14 | 2001-12-04 09:56 | Anjanece | 50 | 0 | N | N
DEMARK | GRC-58B | Y | DEMARK , GRC-58B |  |  | 2.23 | 2001-12-04 09:56 | Anjanece | 50 | 0 | N | N
DEMARK | GRC-58B | Y | DEMARK , GRC-58B |  |  | 2.4 | 2001-12-04 09:56 | Anjanece | 50 | 0 | N | N
DEMARK | GRC-58B | Y | DEMARK , GRC-58B |  |  | 2.65 | 2001-12-04 09:56 | Anjanece | 50 | 0 | N | N
DEMARK | GRC-58B | Y | DEMARK , GRC-58B |  |  | 3.02 | 2001-12-04 09:56 | Anjanece | 50 | 0 | N | N
DEMARK | GRC-58B | Y | DEMARK , GRC-58B |  |  | 3.04 | 2001-12-04 09:56 | Anjanece | 50 | 0 | N | N
DEMARK | GRC-58B | Y | DEMARK , GRC-58B |  |  | 3.05 | 2001-12-04 09:56 | Anjanece | 50 | 0 | N | N
DEMARK | GRC-58B | Y | DEMARK , GRC-58B |  |  | 3.06 | 2001-12-04 09:56 | Anjanece | 50 | 0 | N | N
DEMARK | GRC-58B | Y | DEMARK , GRC-58B |  |  | 3.07 | 2001-12-04 09:56 | Anjanece | 50 | 0 | N | N
DEMARK | GRC-58B | Y | DEMARK , GRC-58B |  |  | 3.08 | 2001-12-04 09:56 | Anjanece | 50 | 0 | N | N
DEMARK | GRC-58B | Y | DEMARK , GRC-58B |  |  | 3.09 | 2001-12-04 09:56 | Anjanece | 50 | 0 | N | N
DEMARK | GRC-58B | Y | DEMARK , GRC-58B |  |  | 3.13 | 2001-12-04 09:56 | Anjanece | 50 | 0 | N | N
DEMARK | GRC-58B | Y | DEMARK , GRC-58B |  |  | 3.16 | 2001-12-04 09:56 | Anjanece | 50 | 0 | N | N
DEMARK | GRC-58B | Y | DEMARK , GRC-58B |  |  | 3.22 | 2001-12-04 09:56 | Anjanece | 50 | 0 | N | N
DEMARK | GRC-58B | Y | DEMARK , GRC-58B |  |  | 3.24 | 2001-12-04 09:56 | Anjanece | 50 | 0 | N | N
DEMARK | GRC-58B | Y | DEMARK , GRC-58B |  |  | 3.26 | 2001-12-04 09:56 | Anjanece | 50 | 0 | N | N
DEMARK | GRC-58B | Y | DEMARK , GRC-58B |  |  | 3.31 | 2001-12-04 09:56 | Anjanece | 50 | 0 | N | N
DEMARK | GRC-58B | Y | DEMARK , GRC-58B |  |  | 3.43 | 2001-12-04 09:56 | Anjanece | 50 | 0 | N | N
DEMARK | GRC-58B | Y | DEMARK , GRC-58B |  |  | 3.49 | 2001-12-04 09:56 | Anjanece | 50 | 0 | N | N
DEMARK | GRC-58B | Y | DEMARK , GRC-58B |  |  | 3.5 | 2001-12-04 09:56 | Anjanece | 50 | 0 | N | N
DEMARK | GRC-58B | Y | DEMARK , GRC-58B |  |  | 3.61 | 2001-12-04 09:56 | Anjanece | 50 | 0 | N | N
DEMARK | GRC-58B | Y | DEMARK , GRC-58B |  |  | 3.63 | 2001-12-04 09:56 | Anjanece | 50 | 0 | N | N
DEMARK | GRC-58B | Y | DEMARK , GRC-58B |  |  | 3.91 | 2001-12-04 09:56 | Anjanece | 50 | 0 | N | N
DEMARK | GRC-58B | Y | DEMARK , GRC-58B |  |  | 4.17 | 2001-12-04 09:56 | Anjanece | 50 | 0 | N | N
DEMARK | GRC-58B | Y | DEMARK , GRC-58B |  |  | 4.75 | 2001-12-04 09:56 | Anjanece | 50 | 0 | N | N
DEMARK | GRC-58B | Y | DEMARK , GRC-58B |  |  | 4.83 | 2001-12-04 09:56 | Anjanece | 50 | 0 | N | N
DEMARK | GRC-58B | Y | DEMARK , GRC-58B |  |  | 4.9 | 2001-12-04 09:56 | Anjanece | 50 | 0 | N | N
DEMARK | GRC-58B | Y | DEMARK , GRC-58B |  |  | 5.03 | 2001-12-04 09:56 | Anjanece | 50 | 0 | N | N
DEMARK | GRC-58B | Y | DEMARK , GRC-58B |  |  | 5.06 | 2001-12-04 09:56 | Anjanece | 50 | 0 | N | N
DEMARK | GRC-58B | Y | DEMARK , GRC-58B |  |  | 5.24 | 2001-12-04 09:56 | Anjanece | 50 | 0 | N | N
ERICO PRODUCTS | CC58 | Y | ERICO PRODUCTS , CC58 | JEA OVERHEAD DISTRIBUTION | CSC Stores | 1.94 | 2001-12-04 09:56 | Anjanece | 50 | 0 | N | N
ERICO PRODUCTS | CC58 | Y | ERICO PRODUCTS , CC58 |  |  | 2.06 | 2001-12-04 09:56 | Anjanece | 50 | 0 | N | N
ERICO PRODUCTS | CC58 | Y | ERICO PRODUCTS , CC58 |  |  | 2.11 | 2001-12-04 09:56 | Anjanece | 50 | 0 | N | N
ERICO PRODUCTS | CC58 | Y | ERICO PRODUCTS , CC58 |  |  | 2.14 | 2001-12-04 09:56 | Anjanece | 50 | 0 | N | N
ERICO PRODUCTS | CC58 | Y | ERICO PRODUCTS , CC58 |  |  | 2.23 | 2001-12-04 09:56 | Anjanece | 50 | 0 | N | N
ERICO PRODUCTS | CC58 | Y | ERICO PRODUCTS , CC58 |  |  | 2.4 | 2001-12-04 09:56 | Anjanece | 50 | 0 | N | N
ERICO PRODUCTS | CC58 | Y | ERICO PRODUCTS , CC58 |  |  | 2.65 | 2001-12-04 09:56 | Anjanece | 50 | 0 | N | N
ERICO PRODUCTS | CC58 | Y | ERICO PRODUCTS , CC58 |  |  | 3.02 | 2001-12-04 09:56 | Anjanece | 50 | 0 | N | N
ERICO PRODUCTS | CC58 | Y | ERICO PRODUCTS , CC58 |  |  | 3.04 | 2001-12-04 09:56 | Anjanece | 50 | 0 | N | N
ERICO PRODUCTS | CC58 | Y | ERICO PRODUCTS , CC58 |  |  | 3.05 | 2001-12-04 09:56 | Anjanece | 50 | 0 | N | N
ERICO PRODUCTS | CC58 | Y | ERICO PRODUCTS , CC58 |  |  | 3.06 | 2001-12-04 09:56 | Anjanece | 50 | 0 | N | N
ERICO PRODUCTS | CC58 | Y | ERICO PRODUCTS , CC58 |  |  | 3.07 | 2001-12-04 09:56 | Anjanece | 50 | 0 | N | N
ERICO PRODUCTS | CC58 | Y | ERICO PRODUCTS , CC58 |  |  | 3.08 | 2001-12-04 09:56 | Anjanece | 50 | 0 | N | N
ERICO PRODUCTS | CC58 | Y | ERICO PRODUCTS , CC58 |  |  | 3.09 | 2001-12-04 09:56 | Anjanece | 50 | 0 | N | N
ERICO PRODUCTS | CC58 | Y | ERICO PRODUCTS , CC58 |  |  | 3.13 | 2001-12-04 09:56 | Anjanece | 50 | 0 | N | N
ERICO PRODUCTS | CC58 | Y | ERICO PRODUCTS , CC58 |  |  | 3.16 | 2001-12-04 09:56 | Anjanece | 50 | 0 | N | N
ERICO PRODUCTS | CC58 | Y | ERICO PRODUCTS , CC58 |  |  | 3.22 | 2001-12-04 09:56 | Anjanece | 50 | 0 | N | N
ERICO PRODUCTS | CC58 | Y | ERICO PRODUCTS , CC58 |  |  | 3.24 | 2001-12-04 09:56 | Anjanece | 50 | 0 | N | N
ERICO PRODUCTS | CC58 | Y | ERICO PRODUCTS , CC58 |  |  | 3.26 | 2001-12-04 09:56 | Anjanece | 50 | 0 | N | N
ERICO PRODUCTS | CC58 | Y | ERICO PRODUCTS , CC58 |  |  | 3.31 | 2001-12-04 09:56 | Anjanece | 50 | 0 | N | N
ERICO PRODUCTS | CC58 | Y | ERICO PRODUCTS , CC58 |  |  | 3.43 | 2001-12-04 09:56 | Anjanece | 50 | 0 | N | N
ERICO PRODUCTS | CC58 | Y | ERICO PRODUCTS , CC58 |  |  | 3.49 | 2001-12-04 09:56 | Anjanece | 50 | 0 | N | N
ERICO PRODUCTS | CC58 | Y | ERICO PRODUCTS , CC58 |  |  | 3.5 | 2001-12-04 09:56 | Anjanece | 50 | 0 | N | N
ERICO PRODUCTS | CC58 | Y | ERICO PRODUCTS , CC58 |  |  | 3.61 | 2001-12-04 09:56 | Anjanece | 50 | 0 | N | N
ERICO PRODUCTS | CC58 | Y | ERICO PRODUCTS , CC58 |  |  | 3.63 | 2001-12-04 09:56 | Anjanece | 50 | 0 | N | N
ERICO PRODUCTS | CC58 | Y | ERICO PRODUCTS , CC58 |  |  | 3.91 | 2001-12-04 09:56 | Anjanece | 50 | 0 | N | N
ERICO PRODUCTS | CC58 | Y | ERICO PRODUCTS , CC58 |  |  | 4.17 | 2001-12-04 09:56 | Anjanece | 50 | 0 | N | N
ERICO PRODUCTS | CC58 | Y | ERICO PRODUCTS , CC58 |  |  | 4.75 | 2001-12-04 09:56 | Anjanece | 50 | 0 | N | N
ERICO PRODUCTS | CC58 | Y | ERICO PRODUCTS , CC58 |  |  | 4.83 | 2001-12-04 09:56 | Anjanece | 50 | 0 | N | N
ERICO PRODUCTS | CC58 | Y | ERICO PRODUCTS , CC58 |  |  | 4.9 | 2001-12-04 09:56 | Anjanece | 50 | 0 | N | N
ERICO PRODUCTS | CC58 | Y | ERICO PRODUCTS , CC58 |  |  | 5.03 | 2001-12-04 09:56 | Anjanece | 50 | 0 | N | N
ERICO PRODUCTS | CC58 | Y | ERICO PRODUCTS , CC58 |  |  | 5.06 | 2001-12-04 09:56 | Anjanece | 50 | 0 | N | N
ERICO PRODUCTS | CC58 | Y | ERICO PRODUCTS , CC58 |  |  | 5.24 | 2001-12-04 09:56 | Anjanece | 50 | 0 | N | N
GALVAN INDUSTRIES | 58DC | Y | GALVAN INDUSTRIES , 58DC | JEA OVERHEAD DISTRIBUTION | CSC Stores | 1.94 | 2001-12-04 09:56 | Anjanece | 50 | 0 | N | N
GALVAN INDUSTRIES | 58DC | Y | GALVAN INDUSTRIES , 58DC |  |  | 2.06 | 2001-12-04 09:56 | Anjanece | 50 | 0 | N | N
GALVAN INDUSTRIES | 58DC | Y | GALVAN INDUSTRIES , 58DC |  |  | 2.11 | 2001-12-04 09:56 | Anjanece | 50 | 0 | N | N
GALVAN INDUSTRIES | 58DC | Y | GALVAN INDUSTRIES , 58DC |  |  | 2.14 | 2001-12-04 09:56 | Anjanece | 50 | 0 | N | N
GALVAN INDUSTRIES | 58DC | Y | GALVAN INDUSTRIES , 58DC |  |  | 2.23 | 2001-12-04 09:56 | Anjanece | 50 | 0 | N | N
GALVAN INDUSTRIES | 58DC | Y | GALVAN INDUSTRIES , 58DC |  |  | 2.4 | 2001-12-04 09:56 | Anjanece | 50 | 0 | N | N
GALVAN INDUSTRIES | 58DC | Y | GALVAN INDUSTRIES , 58DC |  |  | 2.65 | 2001-12-04 09:56 | Anjanece | 50 | 0 | N | N
GALVAN INDUSTRIES | 58DC | Y | GALVAN INDUSTRIES , 58DC |  |  | 3.02 | 2001-12-04 09:56 | Anjanece | 50 | 0 | N | N
GALVAN INDUSTRIES | 58DC | Y | GALVAN INDUSTRIES , 58DC |  |  | 3.04 | 2001-12-04 09:56 | Anjanece | 50 | 0 | N | N
GALVAN INDUSTRIES | 58DC | Y | GALVAN INDUSTRIES , 58DC |  |  | 3.05 | 2001-12-04 09:56 | Anjanece | 50 | 0 | N | N
GALVAN INDUSTRIES | 58DC | Y | GALVAN INDUSTRIES , 58DC |  |  | 3.06 | 2001-12-04 09:56 | Anjanece | 50 | 0 | N | N
GALVAN INDUSTRIES | 58DC | Y | GALVAN INDUSTRIES , 58DC |  |  | 3.07 | 2001-12-04 09:56 | Anjanece | 50 | 0 | N | N
GALVAN INDUSTRIES | 58DC | Y | GALVAN INDUSTRIES , 58DC |  |  | 3.08 | 2001-12-04 09:56 | Anjanece | 50 | 0 | N | N
GALVAN INDUSTRIES | 58DC | Y | GALVAN INDUSTRIES , 58DC |  |  | 3.09 | 2001-12-04 09:56 | Anjanece | 50 | 0 | N | N
GALVAN INDUSTRIES | 58DC | Y | GALVAN INDUSTRIES , 58DC |  |  | 3.13 | 2001-12-04 09:56 | Anjanece | 50 | 0 | N | N
GALVAN INDUSTRIES | 58DC | Y | GALVAN INDUSTRIES , 58DC |  |  | 3.16 | 2001-12-04 09:56 | Anjanece | 50 | 0 | N | N
GALVAN INDUSTRIES | 58DC | Y | GALVAN INDUSTRIES , 58DC |  |  | 3.22 | 2001-12-04 09:56 | Anjanece | 50 | 0 | N | N
GALVAN INDUSTRIES | 58DC | Y | GALVAN INDUSTRIES , 58DC |  |  | 3.24 | 2001-12-04 09:56 | Anjanece | 50 | 0 | N | N
GALVAN INDUSTRIES | 58DC | Y | GALVAN INDUSTRIES , 58DC |  |  | 3.26 | 2001-12-04 09:56 | Anjanece | 50 | 0 | N | N
GALVAN INDUSTRIES | 58DC | Y | GALVAN INDUSTRIES , 58DC |  |  | 3.31 | 2001-12-04 09:56 | Anjanece | 50 | 0 | N | N
GALVAN INDUSTRIES | 58DC | Y | GALVAN INDUSTRIES , 58DC |  |  | 3.43 | 2001-12-04 09:56 | Anjanece | 50 | 0 | N | N
GALVAN INDUSTRIES | 58DC | Y | GALVAN INDUSTRIES , 58DC |  |  | 3.49 | 2001-12-04 09:56 | Anjanece | 50 | 0 | N | N
GALVAN INDUSTRIES | 58DC | Y | GALVAN INDUSTRIES , 58DC |  |  | 3.5 | 2001-12-04 09:56 | Anjanece | 50 | 0 | N | N
GALVAN INDUSTRIES | 58DC | Y | GALVAN INDUSTRIES , 58DC |  |  | 3.61 | 2001-12-04 09:56 | Anjanece | 50 | 0 | N | N
GALVAN INDUSTRIES | 58DC | Y | GALVAN INDUSTRIES , 58DC |  |  | 3.63 | 2001-12-04 09:56 | Anjanece | 50 | 0 | N | N
GALVAN INDUSTRIES | 58DC | Y | GALVAN INDUSTRIES , 58DC |  |  | 3.91 | 2001-12-04 09:56 | Anjanece | 50 | 0 | N | N
GALVAN INDUSTRIES | 58DC | Y | GALVAN INDUSTRIES , 58DC |  |  | 4.17 | 2001-12-04 09:56 | Anjanece | 50 | 0 | N | N
GALVAN INDUSTRIES | 58DC | Y | GALVAN INDUSTRIES , 58DC |  |  | 4.75 | 2001-12-04 09:56 | Anjanece | 50 | 0 | N | N
GALVAN INDUSTRIES | 58DC | Y | GALVAN INDUSTRIES , 58DC |  |  | 4.83 | 2001-12-04 09:56 | Anjanece | 50 | 0 | N | N
GALVAN INDUSTRIES | 58DC | Y | GALVAN INDUSTRIES , 58DC |  |  | 4.9 | 2001-12-04 09:56 | Anjanece | 50 | 0 | N | N
GALVAN INDUSTRIES | 58DC | Y | GALVAN INDUSTRIES , 58DC |  |  | 5.03 | 2001-12-04 09:56 | Anjanece | 50 | 0 | N | N
GALVAN INDUSTRIES | 58DC | Y | GALVAN INDUSTRIES , 58DC |  |  | 5.06 | 2001-12-04 09:56 | Anjanece | 50 | 0 | N | N
GALVAN INDUSTRIES | 58DC | Y | GALVAN INDUSTRIES , 58DC |  |  | 5.24 | 2001-12-04 09:56 | Anjanece | 50 | 0 | N | N
SOUTHERN GROUNDING | 58DC | Y | SOUTHERN GROUNDING , 58DC | JEA OVERHEAD DISTRIBUTION | CSC Stores | 1.94 | 2001-12-04 09:56 | Anjanece | 50 | 0 | N | N
SOUTHERN GROUNDING | 58DC | Y | SOUTHERN GROUNDING , 58DC |  |  | 2.06 | 2001-12-04 09:56 | Anjanece | 50 | 0 | N | N
SOUTHERN GROUNDING | 58DC | Y | SOUTHERN GROUNDING , 58DC |  |  | 2.11 | 2001-12-04 09:56 | Anjanece | 50 | 0 | N | N
SOUTHERN GROUNDING | 58DC | Y | SOUTHERN GROUNDING , 58DC |  |  | 2.14 | 2001-12-04 09:56 | Anjanece | 50 | 0 | N | N
SOUTHERN GROUNDING | 58DC | Y | SOUTHERN GROUNDING , 58DC |  |  | 2.23 | 2001-12-04 09:56 | Anjanece | 50 | 0 | N | N
SOUTHERN GROUNDING | 58DC | Y | SOUTHERN GROUNDING , 58DC |  |  | 2.4 | 2001-12-04 09:56 | Anjanece | 50 | 0 | N | N
SOUTHERN GROUNDING | 58DC | Y | SOUTHERN GROUNDING , 58DC |  |  | 2.65 | 2001-12-04 09:56 | Anjanece | 50 | 0 | N | N
SOUTHERN GROUNDING | 58DC | Y | SOUTHERN GROUNDING , 58DC |  |  | 3.02 | 2001-12-04 09:56 | Anjanece | 50 | 0 | N | N
SOUTHERN GROUNDING | 58DC | Y | SOUTHERN GROUNDING , 58DC |  |  | 3.04 | 2001-12-04 09:56 | Anjanece | 50 | 0 | N | N
SOUTHERN GROUNDING | 58DC | Y | SOUTHERN GROUNDING , 58DC |  |  | 3.05 | 2001-12-04 09:56 | Anjanece | 50 | 0 | N | N
SOUTHERN GROUNDING | 58DC | Y | SOUTHERN GROUNDING , 58DC |  |  | 3.06 | 2001-12-04 09:56 | Anjanece | 50 | 0 | N | N
SOUTHERN GROUNDING | 58DC | Y | SOUTHERN GROUNDING , 58DC |  |  | 3.07 | 2001-12-04 09:56 | Anjanece | 50 | 0 | N | N
SOUTHERN GROUNDING | 58DC | Y | SOUTHERN GROUNDING , 58DC |  |  | 3.08 | 2001-12-04 09:56 | Anjanece | 50 | 0 | N | N
SOUTHERN GROUNDING | 58DC | Y | SOUTHERN GROUNDING , 58DC |  |  | 3.09 | 2001-12-04 09:56 | Anjanece | 50 | 0 | N | N
SOUTHERN GROUNDING | 58DC | Y | SOUTHERN GROUNDING , 58DC |  |  | 3.13 | 2001-12-04 09:56 | Anjanece | 50 | 0 | N | N
SOUTHERN GROUNDING | 58DC | Y | SOUTHERN GROUNDING , 58DC |  |  | 3.16 | 2001-12-04 09:56 | Anjanece | 50 | 0 | N | N
SOUTHERN GROUNDING | 58DC | Y | SOUTHERN GROUNDING , 58DC |  |  | 3.22 | 2001-12-04 09:56 | Anjanece | 50 | 0 | N | N
SOUTHERN GROUNDING | 58DC | Y | SOUTHERN GROUNDING , 58DC |  |  | 3.24 | 2001-12-04 09:56 | Anjanece | 50 | 0 | N | N
SOUTHERN GROUNDING | 58DC | Y | SOUTHERN GROUNDING , 58DC |  |  | 3.26 | 2001-12-04 09:56 | Anjanece | 50 | 0 | N | N
SOUTHERN GROUNDING | 58DC | Y | SOUTHERN GROUNDING , 58DC |  |  | 3.31 | 2001-12-04 09:56 | Anjanece | 50 | 0 | N | N
SOUTHERN GROUNDING | 58DC | Y | SOUTHERN GROUNDING , 58DC |  |  | 3.43 | 2001-12-04 09:56 | Anjanece | 50 | 0 | N | N
SOUTHERN GROUNDING | 58DC | Y | SOUTHERN GROUNDING , 58DC |  |  | 3.49 | 2001-12-04 09:56 | Anjanece | 50 | 0 | N | N
SOUTHERN GROUNDING | 58DC | Y | SOUTHERN GROUNDING , 58DC |  |  | 3.5 | 2001-12-04 09:56 | Anjanece | 50 | 0 | N | N
SOUTHERN GROUNDING | 58DC | Y | SOUTHERN GROUNDING , 58DC |  |  | 3.61 | 2001-12-04 09:56 | Anjanece | 50 | 0 | N | N
SOUTHERN GROUNDING | 58DC | Y | SOUTHERN GROUNDING , 58DC |  |  | 3.63 | 2001-12-04 09:56 | Anjanece | 50 | 0 | N | N
SOUTHERN GROUNDING | 58DC | Y | SOUTHERN GROUNDING , 58DC |  |  | 3.91 | 2001-12-04 09:56 | Anjanece | 50 | 0 | N | N
SOUTHERN GROUNDING | 58DC | Y | SOUTHERN GROUNDING , 58DC |  |  | 4.17 | 2001-12-04 09:56 | Anjanece | 50 | 0 | N | N
SOUTHERN GROUNDING | 58DC | Y | SOUTHERN GROUNDING , 58DC |  |  | 4.75 | 2001-12-04 09:56 | Anjanece | 50 | 0 | N | N
SOUTHERN GROUNDING | 58DC | Y | SOUTHERN GROUNDING , 58DC |  |  | 4.83 | 2001-12-04 09:56 | Anjanece | 50 | 0 | N | N
SOUTHERN GROUNDING | 58DC | Y | SOUTHERN GROUNDING , 58DC |  |  | 4.9 | 2001-12-04 09:56 | Anjanece | 50 | 0 | N | N
SOUTHERN GROUNDING | 58DC | Y | SOUTHERN GROUNDING , 58DC |  |  | 5.03 | 2001-12-04 09:56 | Anjanece | 50 | 0 | N | N
SOUTHERN GROUNDING | 58DC | Y | SOUTHERN GROUNDING , 58DC |  |  | 5.06 | 2001-12-04 09:56 | Anjanece | 50 | 0 | N | N
SOUTHERN GROUNDING | 58DC | Y | SOUTHERN GROUNDING , 58DC |  |  | 5.24 | 2001-12-04 09:56 | Anjanece | 50 | 0 | N | N
AFL | CF200-5A | Y | AFL , CF200-5A | JEA SUBSTATION | CSC Stores | 21.1 | 1992-04-22 | John | 1 | 0 | N | N
AFL | CF200-5A | Y | AFL , CF200-5A |  |  | 24.3 | 1992-04-22 | John | 1 | 0 | N | N
AFL | CF200-5A | Y | AFL , CF200-5A |  |  | 27.68 | 1992-04-22 | John | 1 | 0 | N | N
AFL | CF200-5A | Y | AFL , CF200-5A |  |  | 27.85 | 1992-04-22 | John | 1 | 0 | N | N
AFL | CF200-5A | Y | AFL , CF200-5A |  |  | 44.59 | 1992-04-22 | John | 1 | 0 | N | N
AFL | CF200-5A | Y | AFL , CF200-5A |  |  | 51.69 | 1992-04-22 | John | 1 | 0 | N | N
AFL | CF200-5A | Y | AFL , CF200-5A |  |  | 73 | 1992-04-22 | John | 1 | 0 | N | N
ANDERSON | GB-200-5A | Y | ANDERSON , GB-200-5A | JEA SUBSTATION | CSC Stores | 21.1 | 1992-04-22 | John | 1 | 0 | N | N
ANDERSON | GB-200-5A | Y | ANDERSON , GB-200-5A |  |  | 24.3 | 1992-04-22 | John | 1 | 0 | N | N
ANDERSON | GB-200-5A | Y | ANDERSON , GB-200-5A |  |  | 27.68 | 1992-04-22 | John | 1 | 0 | N | N
ANDERSON | GB-200-5A | Y | ANDERSON , GB-200-5A |  |  | 27.85 | 1992-04-22 | John | 1 | 0 | N | N
ANDERSON | GB-200-5A | Y | ANDERSON , GB-200-5A |  |  | 44.59 | 1992-04-22 | John | 1 | 0 | N | N
ANDERSON | GB-200-5A | Y | ANDERSON , GB-200-5A |  |  | 51.69 | 1992-04-22 | John | 1 | 0 | N | N
ANDERSON | GB-200-5A | Y | ANDERSON , GB-200-5A |  |  | 73 | 1992-04-22 | John | 1 | 0 | N | N
DOSSERT | CF200-5A | Y | DOSSERT , CF200-5A | JEA SUBSTATION | CSC Stores | 21.1 | 1992-04-22 | John | 1 | 0 | N | N
DOSSERT | CF200-5A | Y | DOSSERT , CF200-5A |  |  | 24.3 | 1992-04-22 | John | 1 | 0 | N | N
DOSSERT | CF200-5A | Y | DOSSERT , CF200-5A |  |  | 27.68 | 1992-04-22 | John | 1 | 0 | N | N
DOSSERT | CF200-5A | Y | DOSSERT , CF200-5A |  |  | 27.85 | 1992-04-22 | John | 1 | 0 | N | N
DOSSERT | CF200-5A | Y | DOSSERT , CF200-5A |  |  | 44.59 | 1992-04-22 | John | 1 | 0 | N | N
DOSSERT | CF200-5A | Y | DOSSERT , CF200-5A |  |  | 51.69 | 1992-04-22 | John | 1 | 0 | N | N
DOSSERT | CF200-5A | Y | DOSSERT , CF200-5A |  |  | 73 | 1992-04-22 | John | 1 | 0 | N | N
HOMAC | GA-397-W-24 | Y | HOMAC , GA-397-W-24 | JEA SUBSTATION | CSC Stores | 21.1 | 1992-04-22 | John | 1 | 0 | N | N
HOMAC | GA-397-W-24 | Y | HOMAC , GA-397-W-24 |  |  | 24.3 | 1992-04-22 | John | 1 | 0 | N | N
HOMAC | GA-397-W-24 | Y | HOMAC , GA-397-W-24 |  |  | 27.68 | 1992-04-22 | John | 1 | 0 | N | N
HOMAC | GA-397-W-24 | Y | HOMAC , GA-397-W-24 |  |  | 27.85 | 1992-04-22 | John | 1 | 0 | N | N
HOMAC | GA-397-W-24 | Y | HOMAC , GA-397-W-24 |  |  | 44.59 | 1992-04-22 | John | 1 | 0 | N | N
HOMAC | GA-397-W-24 | Y | HOMAC , GA-397-W-24 |  |  | 51.69 | 1992-04-22 | John | 1 | 0 | N | N
HOMAC | GA-397-W-24 | Y | HOMAC , GA-397-W-24 |  |  | 73 | 1992-04-22 | John | 1 | 0 | N | N
SEFCOR | XBG146-D1-24 | Y | SEFCOR , XBG146-D1-24 | JEA SUBSTATION | CSC Stores | 21.1 | 1992-04-22 | John | 1 | 0 | N | N
SEFCOR | XBG146-D1-24 | Y | SEFCOR , XBG146-D1-24 |  |  | 24.3 | 1992-04-22 | John | 1 | 0 | N | N
SEFCOR | XBG146-D1-24 | Y | SEFCOR , XBG146-D1-24 |  |  | 27.68 | 1992-04-22 | John | 1 | 0 | N | N
SEFCOR | XBG146-D1-24 | Y | SEFCOR , XBG146-D1-24 |  |  | 27.85 | 1992-04-22 | John | 1 | 0 | N | N
SEFCOR | XBG146-D1-24 | Y | SEFCOR , XBG146-D1-24 |  |  | 44.59 | 1992-04-22 | John | 1 | 0 | N | N
SEFCOR | XBG146-D1-24 | Y | SEFCOR , XBG146-D1-24 |  |  | 51.69 | 1992-04-22 | John | 1 | 0 | N | N
SEFCOR | XBG146-D1-24 | Y | SEFCOR , XBG146-D1-24 |  |  | 73 | 1992-04-22 | John | 1 | 0 | N | N
TRAVIS FOUNDRY - PDU | 111-182-24-HP | Y | TRAVIS FOUNDRY - PDU , 111-182-24-HP | JEA SUBSTATION | CSC Stores | 21.1 | 1992-04-22 | John | 1 | 0 | N | N
TRAVIS FOUNDRY - PDU | 111-182-24-HP | Y | TRAVIS FOUNDRY - PDU , 111-182-24-HP |  |  | 24.3 | 1992-04-22 | John | 1 | 0 | N | N
TRAVIS FOUNDRY - PDU | 111-182-24-HP | Y | TRAVIS FOUNDRY - PDU , 111-182-24-HP |  |  | 27.68 | 1992-04-22 | John | 1 | 0 | N | N
TRAVIS FOUNDRY - PDU | 111-182-24-HP | Y | TRAVIS FOUNDRY - PDU , 111-182-24-HP |  |  | 27.85 | 1992-04-22 | John | 1 | 0 | N | N
TRAVIS FOUNDRY - PDU | 111-182-24-HP | Y | TRAVIS FOUNDRY - PDU , 111-182-24-HP |  |  | 44.59 | 1992-04-22 | John | 1 | 0 | N | N
TRAVIS FOUNDRY - PDU | 111-182-24-HP | Y | TRAVIS FOUNDRY - PDU , 111-182-24-HP |  |  | 51.69 | 1992-04-22 | John | 1 | 0 | N | N
TRAVIS FOUNDRY - PDU | 111-182-24-HP | Y | TRAVIS FOUNDRY - PDU , 111-182-24-HP |  |  | 73 | 1992-04-22 | John | 1 | 0 | N | N
AFL | CF200-5B | Y | AFL , CF200-5B | JEA SUBSTATION | CSC Stores | 20.08 | 1992-04-20 | John | 1 | 0 | N | N
AFL | CF200-5B | Y | AFL , CF200-5B |  |  | 23.78 | 1992-04-20 | John | 1 | 0 | N | N
AFL | CF200-5B | Y | AFL , CF200-5B |  |  | 30.69 | 1992-04-20 | John | 1 | 0 | N | N
ANDERSON | GB-200-5B | Y | ANDERSON , GB-200-5B | JEA SUBSTATION | CSC Stores | 20.08 | 1992-04-20 | John | 1 | 0 | N | N
ANDERSON | GB-200-5B | Y | ANDERSON , GB-200-5B |  |  | 23.78 | 1992-04-20 | John | 1 | 0 | N | N
ANDERSON | GB-200-5B | Y | ANDERSON , GB-200-5B |  |  | 30.69 | 1992-04-20 | John | 1 | 0 | N | N
HOMAC | GA-397-O-24 | Y | HOMAC , GA-397-O-24 | JEA SUBSTATION | CSC Stores | 20.08 | 1992-04-20 | John | 1 | 0 | N | N
HOMAC | GA-397-O-24 | Y | HOMAC , GA-397-O-24 |  |  | 23.78 | 1992-04-20 | John | 1 | 0 | N | N
HOMAC | GA-397-O-24 | Y | HOMAC , GA-397-O-24 |  |  | 30.69 | 1992-04-20 | John | 1 | 0 | N | N
SEFCOR | XBG146-D-24 | Y | SEFCOR , XBG146-D-24 | JEA SUBSTATION | CSC Stores | 20.08 | 1992-04-20 | John | 1 | 0 | N | N
SEFCOR | XBG146-D-24 | Y | SEFCOR , XBG146-D-24 |  |  | 23.78 | 1992-04-20 | John | 1 | 0 | N | N
SEFCOR | XBG146-D-24 | Y | SEFCOR , XBG146-D-24 |  |  | 30.69 | 1992-04-20 | John | 1 | 0 | N | N
TRAVIS FOUNDRY - PDU | 111-182-24-2HP | Y | TRAVIS FOUNDRY - PDU , 111-182-24-2HP | JEA SUBSTATION | CSC Stores | 20.08 | 1992-04-20 | John | 1 | 0 | N | N
TRAVIS FOUNDRY - PDU | 111-182-24-2HP | Y | TRAVIS FOUNDRY - PDU , 111-182-24-2HP |  |  | 23.78 | 1992-04-20 | John | 1 | 0 | N | N
TRAVIS FOUNDRY - PDU | 111-182-24-2HP | Y | TRAVIS FOUNDRY - PDU , 111-182-24-2HP |  |  | 30.69 | 1992-04-20 | John | 1 | 0 | N | N
AFL | GF30-GS-SN | Y | AFL , GF30-GS-SN | JEA SUBSTATION | CSC Stores | 4.98 | 1992-04-20 | John | 1 | 0 | N | N
AFL | GF30-GS-SN | Y | AFL , GF30-GS-SN |  |  | 6.54 | 1992-04-20 | John | 1 | 0 | N | N
AFL | GF30-GS-SN | Y | AFL , GF30-GS-SN |  |  | 7.07 | 1992-04-20 | John | 1 | 0 | N | N
AFL | GF30-GS-SN | Y | AFL , GF30-GS-SN |  |  | 7.64 | 1992-04-20 | John | 1 | 0 | N | N
AFL | GF30-GS-SN | Y | AFL , GF30-GS-SN |  |  | 8.23 | 1992-04-20 | John | 1 | 0 | N | N
AFL | GF30-GS-SN | Y | AFL , GF30-GS-SN |  |  | 9.4 | 1992-04-20 | John | 1 | 0 | N | N
AFL | GF30-GS-SN | Y | AFL , GF30-GS-SN |  |  | 9.67 | 1992-04-20 | John | 1 | 0 | N | N
AFL | GF30-GS-SN | Y | AFL , GF30-GS-SN |  |  | 10.35 | 1992-04-20 | John | 1 | 0 | N | N
AFL | GF30-GS-SN | Y | AFL , GF30-GS-SN |  |  | 10.52 | 1992-04-20 | John | 1 | 0 | N | N
AFL | GF30-GS-SN | Y | AFL , GF30-GS-SN |  |  | 12.4 | 1992-04-20 | John | 1 | 0 | N | N
AFL | GF30-GS-SN | Y | AFL , GF30-GS-SN |  |  | 23.44 | 1992-04-20 | John | 1 | 0 | N | N
AFL | GF30-GS-SN | Y | AFL , GF30-GS-SN |  |  | 23.79 | 1992-04-20 | John | 1 | 0 | N | N
AFL | GF30-GS-SN | Y | AFL , GF30-GS-SN |  |  | 55.65 | 1992-04-20 | John | 1 | 0 | N | N
ANDERSON | GC-141A-G2-TP | Y | ANDERSON , GC-141A-G2-TP | JEA SUBSTATION | CSC Stores | 4.98 | 1992-04-20 | John | 1 | 0 | N | N
ANDERSON | GC-141A-G2-TP | Y | ANDERSON , GC-141A-G2-TP |  |  | 6.54 | 1992-04-20 | John | 1 | 0 | N | N
ANDERSON | GC-141A-G2-TP | Y | ANDERSON , GC-141A-G2-TP |  |  | 7.07 | 1992-04-20 | John | 1 | 0 | N | N
ANDERSON | GC-141A-G2-TP | Y | ANDERSON , GC-141A-G2-TP |  |  | 7.64 | 1992-04-20 | John | 1 | 0 | N | N
ANDERSON | GC-141A-G2-TP | Y | ANDERSON , GC-141A-G2-TP |  |  | 8.23 | 1992-04-20 | John | 1 | 0 | N | N
ANDERSON | GC-141A-G2-TP | Y | ANDERSON , GC-141A-G2-TP |  |  | 9.4 | 1992-04-20 | John | 1 | 0 | N | N
ANDERSON | GC-141A-G2-TP | Y | ANDERSON , GC-141A-G2-TP |  |  | 9.67 | 1992-04-20 | John | 1 | 0 | N | N
ANDERSON | GC-141A-G2-TP | Y | ANDERSON , GC-141A-G2-TP |  |  | 10.35 | 1992-04-20 | John | 1 | 0 | N | N
ANDERSON | GC-141A-G2-TP | Y | ANDERSON , GC-141A-G2-TP |  |  | 10.52 | 1992-04-20 | John | 1 | 0 | N | N
ANDERSON | GC-141A-G2-TP | Y | ANDERSON , GC-141A-G2-TP |  |  | 12.4 | 1992-04-20 | John | 1 | 0 | N | N
ANDERSON | GC-141A-G2-TP | Y | ANDERSON , GC-141A-G2-TP |  |  | 23.44 | 1992-04-20 | John | 1 | 0 | N | N
ANDERSON | GC-141A-G2-TP | Y | ANDERSON , GC-141A-G2-TP |  |  | 23.79 | 1992-04-20 | John | 1 | 0 | N | N
ANDERSON | GC-141A-G2-TP | Y | ANDERSON , GC-141A-G2-TP |  |  | 55.65 | 1992-04-20 | John | 1 | 0 | N | N
DOSSERT | GF30-SN | Y | DOSSERT , GF30-SN | JEA SUBSTATION | CSC Stores | 4.98 | 1992-04-20 | John | 1 | 0 | N | N
DOSSERT | GF30-SN | Y | DOSSERT , GF30-SN |  |  | 6.54 | 1992-04-20 | John | 1 | 0 | N | N
DOSSERT | GF30-SN | Y | DOSSERT , GF30-SN |  |  | 7.07 | 1992-04-20 | John | 1 | 0 | N | N
DOSSERT | GF30-SN | Y | DOSSERT , GF30-SN |  |  | 7.64 | 1992-04-20 | John | 1 | 0 | N | N
DOSSERT | GF30-SN | Y | DOSSERT , GF30-SN |  |  | 8.23 | 1992-04-20 | John | 1 | 0 | N | N
DOSSERT | GF30-SN | Y | DOSSERT , GF30-SN |  |  | 9.4 | 1992-04-20 | John | 1 | 0 | N | N
DOSSERT | GF30-SN | Y | DOSSERT , GF30-SN |  |  | 9.67 | 1992-04-20 | John | 1 | 0 | N | N
DOSSERT | GF30-SN | Y | DOSSERT , GF30-SN |  |  | 10.35 | 1992-04-20 | John | 1 | 0 | N | N
DOSSERT | GF30-SN | Y | DOSSERT , GF30-SN |  |  | 10.52 | 1992-04-20 | John | 1 | 0 | N | N
DOSSERT | GF30-SN | Y | DOSSERT , GF30-SN |  |  | 12.4 | 1992-04-20 | John | 1 | 0 | N | N
DOSSERT | GF30-SN | Y | DOSSERT , GF30-SN |  |  | 23.44 | 1992-04-20 | John | 1 | 0 | N | N
DOSSERT | GF30-SN | Y | DOSSERT , GF30-SN |  |  | 23.79 | 1992-04-20 | John | 1 | 0 | N | N
DOSSERT | GF30-SN | Y | DOSSERT , GF30-SN |  |  | 55.65 | 1992-04-20 | John | 1 | 0 | N | N
HOMAC | 2709-1-30EHR | Y | HOMAC , 2709-1-30EHR | JEA SUBSTATION | CSC Stores | 4.98 | 1992-04-20 | John | 1 | 0 | N | N
HOMAC | 2709-1-30EHR | Y | HOMAC , 2709-1-30EHR |  |  | 6.54 | 1992-04-20 | John | 1 | 0 | N | N
HOMAC | 2709-1-30EHR | Y | HOMAC , 2709-1-30EHR |  |  | 7.07 | 1992-04-20 | John | 1 | 0 | N | N
HOMAC | 2709-1-30EHR | Y | HOMAC , 2709-1-30EHR |  |  | 7.64 | 1992-04-20 | John | 1 | 0 | N | N
HOMAC | 2709-1-30EHR | Y | HOMAC , 2709-1-30EHR |  |  | 8.23 | 1992-04-20 | John | 1 | 0 | N | N
HOMAC | 2709-1-30EHR | Y | HOMAC , 2709-1-30EHR |  |  | 9.4 | 1992-04-20 | John | 1 | 0 | N | N
HOMAC | 2709-1-30EHR | Y | HOMAC , 2709-1-30EHR |  |  | 9.67 | 1992-04-20 | John | 1 | 0 | N | N
HOMAC | 2709-1-30EHR | Y | HOMAC , 2709-1-30EHR |  |  | 10.35 | 1992-04-20 | John | 1 | 0 | N | N
HOMAC | 2709-1-30EHR | Y | HOMAC , 2709-1-30EHR |  |  | 10.52 | 1992-04-20 | John | 1 | 0 | N | N
HOMAC | 2709-1-30EHR | Y | HOMAC , 2709-1-30EHR |  |  | 12.4 | 1992-04-20 | John | 1 | 0 | N | N
HOMAC | 2709-1-30EHR | Y | HOMAC , 2709-1-30EHR |  |  | 23.44 | 1992-04-20 | John | 1 | 0 | N | N
HOMAC | 2709-1-30EHR | Y | HOMAC , 2709-1-30EHR |  |  | 23.79 | 1992-04-20 | John | 1 | 0 | N | N
HOMAC | 2709-1-30EHR | Y | HOMAC , 2709-1-30EHR |  |  | 55.65 | 1992-04-20 | John | 1 | 0 | N | N
PLP | TE250-GS-E | Y | PLP , TE250-GS-E | JEA SUBSTATION | CSC Stores | 4.98 | 1992-04-20 | John | 1 | 0 | N | N
PLP | TE250-GS-E | Y | PLP , TE250-GS-E |  |  | 6.54 | 1992-04-20 | John | 1 | 0 | N | N
PLP | TE250-GS-E | Y | PLP , TE250-GS-E |  |  | 7.07 | 1992-04-20 | John | 1 | 0 | N | N
PLP | TE250-GS-E | Y | PLP , TE250-GS-E |  |  | 7.64 | 1992-04-20 | John | 1 | 0 | N | N
PLP | TE250-GS-E | Y | PLP , TE250-GS-E |  |  | 8.23 | 1992-04-20 | John | 1 | 0 | N | N
PLP | TE250-GS-E | Y | PLP , TE250-GS-E |  |  | 9.4 | 1992-04-20 | John | 1 | 0 | N | N
PLP | TE250-GS-E | Y | PLP , TE250-GS-E |  |  | 9.67 | 1992-04-20 | John | 1 | 0 | N | N
PLP | TE250-GS-E | Y | PLP , TE250-GS-E |  |  | 10.35 | 1992-04-20 | John | 1 | 0 | N | N
PLP | TE250-GS-E | Y | PLP , TE250-GS-E |  |  | 10.52 | 1992-04-20 | John | 1 | 0 | N | N
PLP | TE250-GS-E | Y | PLP , TE250-GS-E |  |  | 12.4 | 1992-04-20 | John | 1 | 0 | N | N
PLP | TE250-GS-E | Y | PLP , TE250-GS-E |  |  | 23.44 | 1992-04-20 | John | 1 | 0 | N | N
PLP | TE250-GS-E | Y | PLP , TE250-GS-E |  |  | 23.79 | 1992-04-20 | John | 1 | 0 | N | N
PLP | TE250-GS-E | Y | PLP , TE250-GS-E |  |  | 55.65 | 1992-04-20 | John | 1 | 0 | N | N
SEFCOR | GTC-14-SND | Y | SEFCOR , GTC-14-SND | JEA SUBSTATION | CSC Stores | 4.98 | 1992-04-20 | John | 1 | 0 | N | N
SEFCOR | GTC-14-SND | Y | SEFCOR , GTC-14-SND |  |  | 6.54 | 1992-04-20 | John | 1 | 0 | N | N
SEFCOR | GTC-14-SND | Y | SEFCOR , GTC-14-SND |  |  | 7.07 | 1992-04-20 | John | 1 | 0 | N | N
SEFCOR | GTC-14-SND | Y | SEFCOR , GTC-14-SND |  |  | 7.64 | 1992-04-20 | John | 1 | 0 | N | N
SEFCOR | GTC-14-SND | Y | SEFCOR , GTC-14-SND |  |  | 8.23 | 1992-04-20 | John | 1 | 0 | N | N
SEFCOR | GTC-14-SND | Y | SEFCOR , GTC-14-SND |  |  | 9.4 | 1992-04-20 | John | 1 | 0 | N | N
SEFCOR | GTC-14-SND | Y | SEFCOR , GTC-14-SND |  |  | 9.67 | 1992-04-20 | John | 1 | 0 | N | N
SEFCOR | GTC-14-SND | Y | SEFCOR , GTC-14-SND |  |  | 10.35 | 1992-04-20 | John | 1 | 0 | N | N
SEFCOR | GTC-14-SND | Y | SEFCOR , GTC-14-SND |  |  | 10.52 | 1992-04-20 | John | 1 | 0 | N | N
SEFCOR | GTC-14-SND | Y | SEFCOR , GTC-14-SND |  |  | 12.4 | 1992-04-20 | John | 1 | 0 | N | N
SEFCOR | GTC-14-SND | Y | SEFCOR , GTC-14-SND |  |  | 23.44 | 1992-04-20 | John | 1 | 0 | N | N
SEFCOR | GTC-14-SND | Y | SEFCOR , GTC-14-SND |  |  | 23.79 | 1992-04-20 | John | 1 | 0 | N | N
SEFCOR | GTC-14-SND | Y | SEFCOR , GTC-14-SND |  |  | 55.65 | 1992-04-20 | John | 1 | 0 | N | N
TRAVIS FOUNDRY - PDU | 17-159-TPA | Y | TRAVIS FOUNDRY - PDU , 17-159-TPA | JEA SUBSTATION | CSC Stores | 4.98 | 1992-04-20 | John | 1 | 0 | N | N
TRAVIS FOUNDRY - PDU | 17-159-TPA | Y | TRAVIS FOUNDRY - PDU , 17-159-TPA |  |  | 6.54 | 1992-04-20 | John | 1 | 0 | N | N
TRAVIS FOUNDRY - PDU | 17-159-TPA | Y | TRAVIS FOUNDRY - PDU , 17-159-TPA |  |  | 7.07 | 1992-04-20 | John | 1 | 0 | N | N
TRAVIS FOUNDRY - PDU | 17-159-TPA | Y | TRAVIS FOUNDRY - PDU , 17-159-TPA |  |  | 7.64 | 1992-04-20 | John | 1 | 0 | N | N
TRAVIS FOUNDRY - PDU | 17-159-TPA | Y | TRAVIS FOUNDRY - PDU , 17-159-TPA |  |  | 8.23 | 1992-04-20 | John | 1 | 0 | N | N
TRAVIS FOUNDRY - PDU | 17-159-TPA | Y | TRAVIS FOUNDRY - PDU , 17-159-TPA |  |  | 9.4 | 1992-04-20 | John | 1 | 0 | N | N
TRAVIS FOUNDRY - PDU | 17-159-TPA | Y | TRAVIS FOUNDRY - PDU , 17-159-TPA |  |  | 9.67 | 1992-04-20 | John | 1 | 0 | N | N
TRAVIS FOUNDRY - PDU | 17-159-TPA | Y | TRAVIS FOUNDRY - PDU , 17-159-TPA |  |  | 10.35 | 1992-04-20 | John | 1 | 0 | N | N
TRAVIS FOUNDRY - PDU | 17-159-TPA | Y | TRAVIS FOUNDRY - PDU , 17-159-TPA |  |  | 10.52 | 1992-04-20 | John | 1 | 0 | N | N
TRAVIS FOUNDRY - PDU | 17-159-TPA | Y | TRAVIS FOUNDRY - PDU , 17-159-TPA |  |  | 12.4 | 1992-04-20 | John | 1 | 0 | N | N
TRAVIS FOUNDRY - PDU | 17-159-TPA | Y | TRAVIS FOUNDRY - PDU , 17-159-TPA |  |  | 23.44 | 1992-04-20 | John | 1 | 0 | N | N
TRAVIS FOUNDRY - PDU | 17-159-TPA | Y | TRAVIS FOUNDRY - PDU , 17-159-TPA |  |  | 23.79 | 1992-04-20 | John | 1 | 0 | N | N
TRAVIS FOUNDRY - PDU | 17-159-TPA | Y | TRAVIS FOUNDRY - PDU , 17-159-TPA |  |  | 55.65 | 1992-04-20 | John | 1 | 0 | N | N
AFL | GAV30-GS-SN | Y | AFL , GAV30-GS-SN | JEA SUBSTATION | CSC Stores | 10.5 | 1992-04-20 | John | 1 | 0 | N | N
AFL | GAV30-GS-SN | Y | AFL , GAV30-GS-SN |  |  | 10.59 | 1992-04-20 | John | 1 | 0 | N | N
AFL | GAV30-GS-SN | Y | AFL , GAV30-GS-SN |  |  | 11.98 | 1992-04-20 | John | 1 | 0 | N | N
AFL | GAV30-GS-SN | Y | AFL , GAV30-GS-SN |  |  | 16.01 | 1992-04-20 | John | 1 | 0 | N | N
AFL | GAV30-GS-SN | Y | AFL , GAV30-GS-SN |  |  | 16.72 | 1992-04-20 | John | 1 | 0 | N | N
AFL | GAV30-GS-SN | Y | AFL , GAV30-GS-SN |  |  | 17.05 | 1992-04-20 | John | 1 | 0 | N | N
ANDERSON | GC-143A-G2-TP | Y | ANDERSON , GC-143A-G2-TP | JEA SUBSTATION | CSC Stores | 10.5 | 1992-04-20 | John | 1 | 0 | N | N
ANDERSON | GC-143A-G2-TP | Y | ANDERSON , GC-143A-G2-TP |  |  | 10.59 | 1992-04-20 | John | 1 | 0 | N | N
ANDERSON | GC-143A-G2-TP | Y | ANDERSON , GC-143A-G2-TP |  |  | 11.98 | 1992-04-20 | John | 1 | 0 | N | N
ANDERSON | GC-143A-G2-TP | Y | ANDERSON , GC-143A-G2-TP |  |  | 16.01 | 1992-04-20 | John | 1 | 0 | N | N
ANDERSON | GC-143A-G2-TP | Y | ANDERSON , GC-143A-G2-TP |  |  | 16.72 | 1992-04-20 | John | 1 | 0 | N | N
ANDERSON | GC-143A-G2-TP | Y | ANDERSON , GC-143A-G2-TP |  |  | 17.05 | 1992-04-20 | John | 1 | 0 | N | N
DOSSERT | GAV30-SN | Y | DOSSERT , GAV30-SN | JEA SUBSTATION | CSC Stores | 10.5 | 1992-04-20 | John | 1 | 0 | N | N
DOSSERT | GAV30-SN | Y | DOSSERT , GAV30-SN |  |  | 10.59 | 1992-04-20 | John | 1 | 0 | N | N
DOSSERT | GAV30-SN | Y | DOSSERT , GAV30-SN |  |  | 11.98 | 1992-04-20 | John | 1 | 0 | N | N
DOSSERT | GAV30-SN | Y | DOSSERT , GAV30-SN |  |  | 16.01 | 1992-04-20 | John | 1 | 0 | N | N
DOSSERT | GAV30-SN | Y | DOSSERT , GAV30-SN |  |  | 16.72 | 1992-04-20 | John | 1 | 0 | N | N
DOSSERT | GAV30-SN | Y | DOSSERT , GAV30-SN |  |  | 17.05 | 1992-04-20 | John | 1 | 0 | N | N
PLP | TD1414-GS-E | Y | PLP , TD1414-GS-E | JEA SUBSTATION | CSC Stores | 10.5 | 1992-04-20 | John | 1 | 0 | N | N
PLP | TD1414-GS-E | Y | PLP , TD1414-GS-E |  |  | 10.59 | 1992-04-20 | John | 1 | 0 | N | N
PLP | TD1414-GS-E | Y | PLP , TD1414-GS-E |  |  | 11.98 | 1992-04-20 | John | 1 | 0 | N | N
PLP | TD1414-GS-E | Y | PLP , TD1414-GS-E |  |  | 16.01 | 1992-04-20 | John | 1 | 0 | N | N
PLP | TD1414-GS-E | Y | PLP , TD1414-GS-E |  |  | 16.72 | 1992-04-20 | John | 1 | 0 | N | N
PLP | TD1414-GS-E | Y | PLP , TD1414-GS-E |  |  | 17.05 | 1992-04-20 | John | 1 | 0 | N | N
SEFCOR | GTC2-14-SND | Y | SEFCOR , GTC2-14-SND | JEA SUBSTATION | CSC Stores | 10.5 | 1992-04-20 | John | 1 | 0 | N | N
SEFCOR | GTC2-14-SND | Y | SEFCOR , GTC2-14-SND |  |  | 10.59 | 1992-04-20 | John | 1 | 0 | N | N
SEFCOR | GTC2-14-SND | Y | SEFCOR , GTC2-14-SND |  |  | 11.98 | 1992-04-20 | John | 1 | 0 | N | N
SEFCOR | GTC2-14-SND | Y | SEFCOR , GTC2-14-SND |  |  | 16.01 | 1992-04-20 | John | 1 | 0 | N | N
SEFCOR | GTC2-14-SND | Y | SEFCOR , GTC2-14-SND |  |  | 16.72 | 1992-04-20 | John | 1 | 0 | N | N
SEFCOR | GTC2-14-SND | Y | SEFCOR , GTC2-14-SND |  |  | 17.05 | 1992-04-20 | John | 1 | 0 | N | N
TRAVIS FOUNDRY - PDU | 17-164-TPA | Y | TRAVIS FOUNDRY - PDU , 17-164-TPA | JEA SUBSTATION | CSC Stores | 10.5 | 1992-04-20 | John | 1 | 0 | N | N
TRAVIS FOUNDRY - PDU | 17-164-TPA | Y | TRAVIS FOUNDRY - PDU , 17-164-TPA |  |  | 10.59 | 1992-04-20 | John | 1 | 0 | N | N
TRAVIS FOUNDRY - PDU | 17-164-TPA | Y | TRAVIS FOUNDRY - PDU , 17-164-TPA |  |  | 11.98 | 1992-04-20 | John | 1 | 0 | N | N
TRAVIS FOUNDRY - PDU | 17-164-TPA | Y | TRAVIS FOUNDRY - PDU , 17-164-TPA |  |  | 16.01 | 1992-04-20 | John | 1 | 0 | N | N
TRAVIS FOUNDRY - PDU | 17-164-TPA | Y | TRAVIS FOUNDRY - PDU , 17-164-TPA |  |  | 16.72 | 1992-04-20 | John | 1 | 0 | N | N
TRAVIS FOUNDRY - PDU | 17-164-TPA | Y | TRAVIS FOUNDRY - PDU , 17-164-TPA |  |  | 17.05 | 1992-04-20 | John | 1 | 0 | N | N
RAYCHEM | EPPA-047-42/76-180 | Y | RAYCHEM , EPPA-047-42/76-180 | JEA UNDERGROUND DISTRIBUTION | CSC Stores | 294.74 | 2002-05-06 08:03 | Anjanece | 1 | 0 | N | N
RAYCHEM | EPPA-047-42/76-180 | Y | RAYCHEM , EPPA-047-42/76-180 |  |  | 372.58 | 2002-05-06 08:03 | Anjanece | 1 | 0 | N | N
RAYCHEM | EPPA-047-42/76-180 | Y | RAYCHEM , EPPA-047-42/76-180 |  |  | 372.89 | 2002-05-06 08:03 | Anjanece | 1 | 0 | N | N
RAYCHEM | EPPA-047-42/76-180 | Y | RAYCHEM , EPPA-047-42/76-180 |  |  | 373.13 | 2002-05-06 08:03 | Anjanece | 1 | 0 | N | N
RAYCHEM | EPPA-047-42/76-180 | Y | RAYCHEM , EPPA-047-42/76-180 |  |  | 466.44 | 2002-05-06 08:03 | Anjanece | 1 | 0 | N | N
IRBY | KIT-JEACNNJU001 | Y | IRBY , KIT-JEACNNJU001 | JEA OVERHEAD DISTRIBUTION | CSC Stores | 31.77 | 2007-12-12 14:06 | Anjanece | 105 | 0 | N | N
IRBY | KIT-JEACNNJU001 | Y | IRBY , KIT-JEACNNJU001 |  |  | 32.21 | 2007-12-12 14:06 | Anjanece | 105 | 0 | N | N
IRBY | KIT-JEACNNJU001 | Y | IRBY , KIT-JEACNNJU001 |  |  | 32.32 | 2007-12-12 14:06 | Anjanece | 105 | 0 | N | N
IRBY | KIT-JEACNNJU001 | Y | IRBY , KIT-JEACNNJU001 |  |  | 34 | 2007-12-12 14:06 | Anjanece | 105 | 0 | N | N
IRBY | KIT-JEACNNJU001 | Y | IRBY , KIT-JEACNNJU001 |  |  | 123.32 | 2007-12-12 14:06 | Anjanece | 105 | 0 | N | N
IRBY | KIT-JEACNNJU001 | Y | IRBY , KIT-JEACNNJU001 |  |  | 135.27 | 2007-12-12 14:06 | Anjanece | 105 | 0 | N | N
IRBY | KIT-JEACNNJU001 | Y | IRBY , KIT-JEACNNJU001 |  |  | 179.42 | 2007-12-12 14:06 | Anjanece | 105 | 0 | N | N
IRBY | KIT-JEACNNJU001 | Y | IRBY , KIT-JEACNNJU001 |  |  | 190.11 | 2007-12-12 14:06 | Anjanece | 105 | 0 | N | N
IRBY | KIT-JEACNNJU001 | Y | IRBY , KIT-JEACNNJU001 |  |  | 197.06 | 2007-12-12 14:06 | Anjanece | 105 | 0 | N | N
IRBY | KIT-JEACNNJU001 | Y | IRBY , KIT-JEACNNJU001 |  |  | 205.22 | 2007-12-12 14:06 | Anjanece | 105 | 0 | N | N
EATON | LE225CC06T | Y | EATON , LE225CC06T | JEA UNDERGROUND DISTRIBUTION | CSC Stores | 24.79 | 2001-12-04 10:58 | Anjanece | 1 | 1800 | N | N
EATON | LE225CC06T | Y | EATON , LE225CC06T |  |  | 24.82 | 2001-12-04 10:58 | Anjanece | 1 | 1800 | N | N
EATON | LE225CC06T | Y | EATON , LE225CC06T |  |  | 24.85 | 2001-12-04 10:58 | Anjanece | 1 | 1800 | N | N
EATON | LE225CC06T | Y | EATON , LE225CC06T |  |  | 24.96 | 2001-12-04 10:58 | Anjanece | 1 | 1800 | N | N
EATON | LE225CC06T | Y | EATON , LE225CC06T |  |  | 24.98 | 2001-12-04 10:58 | Anjanece | 1 | 1800 | N | N
EATON | LE225CC06T | Y | EATON , LE225CC06T |  |  | 25.02 | 2001-12-04 10:58 | Anjanece | 1 | 1800 | N | N
EATON | LE225CC06T | Y | EATON , LE225CC06T |  |  | 25.05 | 2001-12-04 10:58 | Anjanece | 1 | 1800 | N | N
EATON | LE225CC06T | Y | EATON , LE225CC06T |  |  | 25.06 | 2001-12-04 10:58 | Anjanece | 1 | 1800 | N | N
EATON | LE225CC06T | Y | EATON , LE225CC06T |  |  | 25.08 | 2001-12-04 10:58 | Anjanece | 1 | 1800 | N | N
EATON | LE225CC06T | Y | EATON , LE225CC06T |  |  | 25.11 | 2001-12-04 10:58 | Anjanece | 1 | 1800 | N | N
EATON | LE225CC06T | Y | EATON , LE225CC06T |  |  | 25.43 | 2001-12-04 10:58 | Anjanece | 1 | 1800 | N | N
EATON | LE225CC06T | Y | EATON , LE225CC06T |  |  | 25.77 | 2001-12-04 10:58 | Anjanece | 1 | 1800 | N | N
EATON | LE225CC06T | Y | EATON , LE225CC06T |  |  | 26.09 | 2001-12-04 10:58 | Anjanece | 1 | 1800 | N | N
EATON | LE225CC06T | Y | EATON , LE225CC06T |  |  | 26.26 | 2001-12-04 10:58 | Anjanece | 1 | 1800 | N | N
EATON | LE225CC06T | Y | EATON , LE225CC06T |  |  | 26.36 | 2001-12-04 10:58 | Anjanece | 1 | 1800 | N | N
EATON | LE225CC06T | Y | EATON , LE225CC06T |  |  | 26.56 | 2001-12-04 10:58 | Anjanece | 1 | 1800 | N | N
EATON | LE225CC06T | Y | EATON , LE225CC06T |  |  | 26.7 | 2001-12-04 10:58 | Anjanece | 1 | 1800 | N | N
EATON | LE225CC06T | Y | EATON , LE225CC06T |  |  | 26.98 | 2001-12-04 10:58 | Anjanece | 1 | 1800 | N | N
EATON | LE225CC06T | Y | EATON , LE225CC06T |  |  | 27.05 | 2001-12-04 10:58 | Anjanece | 1 | 1800 | N | N
EATON | LE225CC06T | Y | EATON , LE225CC06T |  |  | 27.08 | 2001-12-04 10:58 | Anjanece | 1 | 1800 | N | N
EATON | LE225CC06T | Y | EATON , LE225CC06T |  |  | 27.68 | 2001-12-04 10:58 | Anjanece | 1 | 1800 | N | N
EATON | LE225CC06T | Y | EATON , LE225CC06T |  |  | 27.69 | 2001-12-04 10:58 | Anjanece | 1 | 1800 | N | N
EATON | LE225CC06T | Y | EATON , LE225CC06T |  |  | 27.72 | 2001-12-04 10:58 | Anjanece | 1 | 1800 | N | N
EATON | LE225CC06T | Y | EATON , LE225CC06T |  |  | 27.74 | 2001-12-04 10:58 | Anjanece | 1 | 1800 | N | N
EATON | LE225CC06T | Y | EATON , LE225CC06T |  |  | 27.82 | 2001-12-04 10:58 | Anjanece | 1 | 1800 | N | N
EATON | LE225CC06T | Y | EATON , LE225CC06T |  |  | 27.98 | 2001-12-04 10:58 | Anjanece | 1 | 1800 | N | N
EATON | LE225CC06T | Y | EATON , LE225CC06T |  |  | 28.02 | 2001-12-04 10:58 | Anjanece | 1 | 1800 | N | N
EATON | LE225CC06T | Y | EATON , LE225CC06T |  |  | 28.17 | 2001-12-04 10:58 | Anjanece | 1 | 1800 | N | N
EATON | LE225CC06T | Y | EATON , LE225CC06T |  |  | 28.25 | 2001-12-04 10:58 | Anjanece | 1 | 1800 | N | N
EATON | LE225CC06T | Y | EATON , LE225CC06T |  |  | 28.47 | 2001-12-04 10:58 | Anjanece | 1 | 1800 | N | N
EATON | LE225CC06T | Y | EATON , LE225CC06T |  |  | 28.49 | 2001-12-04 10:58 | Anjanece | 1 | 1800 | N | N
EATON | LE225CC06T | Y | EATON , LE225CC06T |  |  | 28.59 | 2001-12-04 10:58 | Anjanece | 1 | 1800 | N | N
EATON | LE225CC06T | Y | EATON , LE225CC06T |  |  | 28.69 | 2001-12-04 10:58 | Anjanece | 1 | 1800 | N | N
EATON | LE225CC06T | Y | EATON , LE225CC06T |  |  | 28.82 | 2001-12-04 10:58 | Anjanece | 1 | 1800 | N | N
EATON | LE225CC06T | Y | EATON , LE225CC06T |  |  | 28.83 | 2001-12-04 10:58 | Anjanece | 1 | 1800 | N | N
EATON | LE225CC06T | Y | EATON , LE225CC06T |  |  | 28.91 | 2001-12-04 10:58 | Anjanece | 1 | 1800 | N | N
EATON | LE225CC06T | Y | EATON , LE225CC06T |  |  | 28.95 | 2001-12-04 10:58 | Anjanece | 1 | 1800 | N | N
EATON | LE225CC06T | Y | EATON , LE225CC06T |  |  | 28.97 | 2001-12-04 10:58 | Anjanece | 1 | 1800 | N | N
EATON | LE225CC06T | Y | EATON , LE225CC06T |  |  | 28.98 | 2001-12-04 10:58 | Anjanece | 1 | 1800 | N | N
EATON | LE225CC06T | Y | EATON , LE225CC06T |  |  | 29.46 | 2001-12-04 10:58 | Anjanece | 1 | 1800 | N | N
EATON | LE225CC06T | Y | EATON , LE225CC06T |  |  | 29.66 | 2001-12-04 10:58 | Anjanece | 1 | 1800 | N | N
EATON | LE225CC06T | Y | EATON , LE225CC06T |  |  | 29.73 | 2001-12-04 10:58 | Anjanece | 1 | 1800 | N | N
EATON | LE225CC06T | Y | EATON , LE225CC06T |  |  | 29.81 | 2001-12-04 10:58 | Anjanece | 1 | 1800 | N | N
EATON | LE225CC06T | Y | EATON , LE225CC06T |  |  | 29.84 | 2001-12-04 10:58 | Anjanece | 1 | 1800 | N | N
EATON | LE225CC06T | Y | EATON , LE225CC06T |  |  | 29.86 | 2001-12-04 10:58 | Anjanece | 1 | 1800 | N | N
EATON | LE225CC06T | Y | EATON , LE225CC06T |  |  | 29.89 | 2001-12-04 10:58 | Anjanece | 1 | 1800 | N | N
EATON | LE225CC06T | Y | EATON , LE225CC06T |  |  | 29.92 | 2001-12-04 10:58 | Anjanece | 1 | 1800 | N | N
EATON | LE225CC06T | Y | EATON , LE225CC06T |  |  | 29.95 | 2001-12-04 10:58 | Anjanece | 1 | 1800 | N | N
EATON | LE225CC06T | Y | EATON , LE225CC06T |  |  | 29.96 | 2001-12-04 10:58 | Anjanece | 1 | 1800 | N | N
EATON | LE225CC06T | Y | EATON , LE225CC06T |  |  | 29.97 | 2001-12-04 10:58 | Anjanece | 1 | 1800 | N | N
EATON | LE225CC06T | Y | EATON , LE225CC06T |  |  | 29.98 | 2001-12-04 10:58 | Anjanece | 1 | 1800 | N | N
EATON | LE225CC06T | Y | EATON , LE225CC06T |  |  | 40.45 | 2001-12-04 10:58 | Anjanece | 1 | 1800 | N | N
EATON | LE225CC06T | Y | EATON , LE225CC06T |  |  | 41.92 | 2001-12-04 10:58 | Anjanece | 1 | 1800 | N | N
EATON | LE225CC06T | Y | EATON , LE225CC06T |  |  | 42.11 | 2001-12-04 10:58 | Anjanece | 1 | 1800 | N | N
EATON | LE225CC06T | Y | EATON , LE225CC06T |  |  | 45.44 | 2001-12-04 10:58 | Anjanece | 1 | 1800 | N | N
EATON | LE225CC06T | Y | EATON , LE225CC06T |  |  | 46.61 | 2001-12-04 10:58 | Anjanece | 1 | 1800 | N | N
EATON | LE225CC06T | Y | EATON , LE225CC06T |  |  | 47.44 | 2001-12-04 10:58 | Anjanece | 1 | 1800 | N | N
EATON | LE225CC06T | Y | EATON , LE225CC06T |  |  | 47.95 | 2001-12-04 10:58 | Anjanece | 1 | 1800 | N | N
EATON | LE225CC06T | Y | EATON , LE225CC06T |  |  | 49.98 | 2001-12-04 10:58 | Anjanece | 1 | 1800 | N | N
EATON | LE225CC06T | Y | EATON , LE225CC06T |  |  | 50.89 | 2001-12-04 10:58 | Anjanece | 1 | 1800 | N | N
EATON | LE225CC06T | Y | EATON , LE225CC06T |  |  | 50.93 | 2001-12-04 10:58 | Anjanece | 1 | 1800 | N | N
EATON | LE225CC06T | Y | EATON , LE225CC06T |  |  | 50.99 | 2001-12-04 10:58 | Anjanece | 1 | 1800 | N | N
EATON | LE225CC06T | Y | EATON , LE225CC06T |  |  | 51.49 | 2001-12-04 10:58 | Anjanece | 1 | 1800 | N | N
EATON | LE225CC06T | Y | EATON , LE225CC06T |  |  | 51.57 | 2001-12-04 10:58 | Anjanece | 1 | 1800 | N | N
EATON | LE225CC06T | Y | EATON , LE225CC06T |  |  | 52.11 | 2001-12-04 10:58 | Anjanece | 1 | 1800 | N | N
EATON | LE225CC06T | Y | EATON , LE225CC06T |  |  | 52.41 | 2001-12-04 10:58 | Anjanece | 1 | 1800 | N | N
EATON | LE225CC06T | Y | EATON , LE225CC06T |  |  | 52.52 | 2001-12-04 10:58 | Anjanece | 1 | 1800 | N | N
EATON | LE225CC06T | Y | EATON , LE225CC06T |  |  | 55.82 | 2001-12-04 10:58 | Anjanece | 1 | 1800 | N | N
EATON | LE225CC06T | Y | EATON , LE225CC06T |  |  | 57.86 | 2001-12-04 10:58 | Anjanece | 1 | 1800 | N | N
EATON | LE225CC06T | Y | EATON , LE225CC06T |  |  | 58.45 | 2001-12-04 10:58 | Anjanece | 1 | 1800 | N | N
EATON | LE225CC06T | Y | EATON , LE225CC06T |  |  | 58.77 | 2001-12-04 10:58 | Anjanece | 1 | 1800 | N | N
EATON | LE225CC06T | Y | EATON , LE225CC06T |  |  | 60.14 | 2001-12-04 10:58 | Anjanece | 1 | 1800 | N | N
EATON | LE225CC06T | Y | EATON , LE225CC06T |  |  | 64.46 | 2001-12-04 10:58 | Anjanece | 1 | 1800 | N | N
EATON | LE225CC06T | Y | EATON , LE225CC06T |  |  | 67.3 | 2001-12-04 10:58 | Anjanece | 1 | 1800 | N | N
EATON | LE225CC06T | Y | EATON , LE225CC06T |  |  | 68.26 | 2001-12-04 10:58 | Anjanece | 1 | 1800 | N | N
EATON | LE225CC06T | Y | EATON , LE225CC06T |  |  | 68.32 | 2001-12-04 10:58 | Anjanece | 1 | 1800 | N | N
EATON | LE225CC06T | Y | EATON , LE225CC06T |  |  | 73.34 | 2001-12-04 10:58 | Anjanece | 1 | 1800 | N | N
EATON | LE225CC06T | Y | EATON , LE225CC06T |  |  | 77.56 | 2001-12-04 10:58 | Anjanece | 1 | 1800 | N | N
EATON | LE225CC06T | Y | EATON , LE225CC06T |  |  | 78.39 | 2001-12-04 10:58 | Anjanece | 1 | 1800 | N | N
EATON | LE225CC06T | Y | EATON , LE225CC06T |  |  | 80.72 | 2001-12-04 10:58 | Anjanece | 1 | 1800 | N | N
EATON | LE225CC06T | Y | EATON , LE225CC06T |  |  | 80.82 | 2001-12-04 10:58 | Anjanece | 1 | 1800 | N | N
EATON | LE225CC06T | Y | EATON , LE225CC06T |  | Storm Stores | 0 | 2019-07-29 09:33 | Anjanece |  | 1800 | N | N
EATON | LE225CC06T | Y | EATON , LE225CC06T |  |  | 25.08 | 2019-07-29 09:33 | Anjanece |  | 1800 | N | N
EATON | LE225CC06T | Y | EATON , LE225CC06T |  |  | 26.12 | 2019-07-29 09:33 | Anjanece |  | 1800 | N | N
EATON | LE225CC06T | Y | EATON , LE225CC06T |  |  | 26.96 | 2019-07-29 09:33 | Anjanece |  | 1800 | N | N
EATON | LE225CC06T | Y | EATON , LE225CC06T |  |  | 32.47 | 2019-07-29 09:33 | Anjanece |  | 1800 | N | N
ELASTIMOLD | 262LR-C5240 | Y | ELASTIMOLD , 262LR-C5240 | JEA UNDERGROUND DISTRIBUTION | CSC Stores | 24.79 | 2001-12-04 10:58 | Anjanece | 1 | 1800 | N | N
ELASTIMOLD | 262LR-C5240 | Y | ELASTIMOLD , 262LR-C5240 |  |  | 24.82 | 2001-12-04 10:58 | Anjanece | 1 | 1800 | N | N
ELASTIMOLD | 262LR-C5240 | Y | ELASTIMOLD , 262LR-C5240 |  |  | 24.85 | 2001-12-04 10:58 | Anjanece | 1 | 1800 | N | N
ELASTIMOLD | 262LR-C5240 | Y | ELASTIMOLD , 262LR-C5240 |  |  | 24.96 | 2001-12-04 10:58 | Anjanece | 1 | 1800 | N | N
ELASTIMOLD | 262LR-C5240 | Y | ELASTIMOLD , 262LR-C5240 |  |  | 24.98 | 2001-12-04 10:58 | Anjanece | 1 | 1800 | N | N
ELASTIMOLD | 262LR-C5240 | Y | ELASTIMOLD , 262LR-C5240 |  |  | 25.02 | 2001-12-04 10:58 | Anjanece | 1 | 1800 | N | N
ELASTIMOLD | 262LR-C5240 | Y | ELASTIMOLD , 262LR-C5240 |  |  | 25.05 | 2001-12-04 10:58 | Anjanece | 1 | 1800 | N | N
ELASTIMOLD | 262LR-C5240 | Y | ELASTIMOLD , 262LR-C5240 |  |  | 25.06 | 2001-12-04 10:58 | Anjanece | 1 | 1800 | N | N
ELASTIMOLD | 262LR-C5240 | Y | ELASTIMOLD , 262LR-C5240 |  |  | 25.08 | 2001-12-04 10:58 | Anjanece | 1 | 1800 | N | N
ELASTIMOLD | 262LR-C5240 | Y | ELASTIMOLD , 262LR-C5240 |  |  | 25.11 | 2001-12-04 10:58 | Anjanece | 1 | 1800 | N | N
ELASTIMOLD | 262LR-C5240 | Y | ELASTIMOLD , 262LR-C5240 |  |  | 25.43 | 2001-12-04 10:58 | Anjanece | 1 | 1800 | N | N
ELASTIMOLD | 262LR-C5240 | Y | ELASTIMOLD , 262LR-C5240 |  |  | 25.77 | 2001-12-04 10:58 | Anjanece | 1 | 1800 | N | N
ELASTIMOLD | 262LR-C5240 | Y | ELASTIMOLD , 262LR-C5240 |  |  | 26.09 | 2001-12-04 10:58 | Anjanece | 1 | 1800 | N | N
ELASTIMOLD | 262LR-C5240 | Y | ELASTIMOLD , 262LR-C5240 |  |  | 26.26 | 2001-12-04 10:58 | Anjanece | 1 | 1800 | N | N
ELASTIMOLD | 262LR-C5240 | Y | ELASTIMOLD , 262LR-C5240 |  |  | 26.36 | 2001-12-04 10:58 | Anjanece | 1 | 1800 | N | N
ELASTIMOLD | 262LR-C5240 | Y | ELASTIMOLD , 262LR-C5240 |  |  | 26.56 | 2001-12-04 10:58 | Anjanece | 1 | 1800 | N | N
ELASTIMOLD | 262LR-C5240 | Y | ELASTIMOLD , 262LR-C5240 |  |  | 26.7 | 2001-12-04 10:58 | Anjanece | 1 | 1800 | N | N
ELASTIMOLD | 262LR-C5240 | Y | ELASTIMOLD , 262LR-C5240 |  |  | 26.98 | 2001-12-04 10:58 | Anjanece | 1 | 1800 | N | N
ELASTIMOLD | 262LR-C5240 | Y | ELASTIMOLD , 262LR-C5240 |  |  | 27.05 | 2001-12-04 10:58 | Anjanece | 1 | 1800 | N | N
ELASTIMOLD | 262LR-C5240 | Y | ELASTIMOLD , 262LR-C5240 |  |  | 27.08 | 2001-12-04 10:58 | Anjanece | 1 | 1800 | N | N
ELASTIMOLD | 262LR-C5240 | Y | ELASTIMOLD , 262LR-C5240 |  |  | 27.68 | 2001-12-04 10:58 | Anjanece | 1 | 1800 | N | N
ELASTIMOLD | 262LR-C5240 | Y | ELASTIMOLD , 262LR-C5240 |  |  | 27.69 | 2001-12-04 10:58 | Anjanece | 1 | 1800 | N | N
ELASTIMOLD | 262LR-C5240 | Y | ELASTIMOLD , 262LR-C5240 |  |  | 27.72 | 2001-12-04 10:58 | Anjanece | 1 | 1800 | N | N
ELASTIMOLD | 262LR-C5240 | Y | ELASTIMOLD , 262LR-C5240 |  |  | 27.74 | 2001-12-04 10:58 | Anjanece | 1 | 1800 | N | N
ELASTIMOLD | 262LR-C5240 | Y | ELASTIMOLD , 262LR-C5240 |  |  | 27.82 | 2001-12-04 10:58 | Anjanece | 1 | 1800 | N | N
ELASTIMOLD | 262LR-C5240 | Y | ELASTIMOLD , 262LR-C5240 |  |  | 27.98 | 2001-12-04 10:58 | Anjanece | 1 | 1800 | N | N
ELASTIMOLD | 262LR-C5240 | Y | ELASTIMOLD , 262LR-C5240 |  |  | 28.02 | 2001-12-04 10:58 | Anjanece | 1 | 1800 | N | N
ELASTIMOLD | 262LR-C5240 | Y | ELASTIMOLD , 262LR-C5240 |  |  | 28.17 | 2001-12-04 10:58 | Anjanece | 1 | 1800 | N | N
ELASTIMOLD | 262LR-C5240 | Y | ELASTIMOLD , 262LR-C5240 |  |  | 28.25 | 2001-12-04 10:58 | Anjanece | 1 | 1800 | N | N
ELASTIMOLD | 262LR-C5240 | Y | ELASTIMOLD , 262LR-C5240 |  |  | 28.47 | 2001-12-04 10:58 | Anjanece | 1 | 1800 | N | N
ELASTIMOLD | 262LR-C5240 | Y | ELASTIMOLD , 262LR-C5240 |  |  | 28.49 | 2001-12-04 10:58 | Anjanece | 1 | 1800 | N | N
ELASTIMOLD | 262LR-C5240 | Y | ELASTIMOLD , 262LR-C5240 |  |  | 28.59 | 2001-12-04 10:58 | Anjanece | 1 | 1800 | N | N
ELASTIMOLD | 262LR-C5240 | Y | ELASTIMOLD , 262LR-C5240 |  |  | 28.69 | 2001-12-04 10:58 | Anjanece | 1 | 1800 | N | N
ELASTIMOLD | 262LR-C5240 | Y | ELASTIMOLD , 262LR-C5240 |  |  | 28.82 | 2001-12-04 10:58 | Anjanece | 1 | 1800 | N | N
ELASTIMOLD | 262LR-C5240 | Y | ELASTIMOLD , 262LR-C5240 |  |  | 28.83 | 2001-12-04 10:58 | Anjanece | 1 | 1800 | N | N
ELASTIMOLD | 262LR-C5240 | Y | ELASTIMOLD , 262LR-C5240 |  |  | 28.91 | 2001-12-04 10:58 | Anjanece | 1 | 1800 | N | N
ELASTIMOLD | 262LR-C5240 | Y | ELASTIMOLD , 262LR-C5240 |  |  | 28.95 | 2001-12-04 10:58 | Anjanece | 1 | 1800 | N | N
ELASTIMOLD | 262LR-C5240 | Y | ELASTIMOLD , 262LR-C5240 |  |  | 28.97 | 2001-12-04 10:58 | Anjanece | 1 | 1800 | N | N
ELASTIMOLD | 262LR-C5240 | Y | ELASTIMOLD , 262LR-C5240 |  |  | 28.98 | 2001-12-04 10:58 | Anjanece | 1 | 1800 | N | N
ELASTIMOLD | 262LR-C5240 | Y | ELASTIMOLD , 262LR-C5240 |  |  | 29.46 | 2001-12-04 10:58 | Anjanece | 1 | 1800 | N | N
ELASTIMOLD | 262LR-C5240 | Y | ELASTIMOLD , 262LR-C5240 |  |  | 29.66 | 2001-12-04 10:58 | Anjanece | 1 | 1800 | N | N
ELASTIMOLD | 262LR-C5240 | Y | ELASTIMOLD , 262LR-C5240 |  |  | 29.73 | 2001-12-04 10:58 | Anjanece | 1 | 1800 | N | N
ELASTIMOLD | 262LR-C5240 | Y | ELASTIMOLD , 262LR-C5240 |  |  | 29.81 | 2001-12-04 10:58 | Anjanece | 1 | 1800 | N | N
ELASTIMOLD | 262LR-C5240 | Y | ELASTIMOLD , 262LR-C5240 |  |  | 29.84 | 2001-12-04 10:58 | Anjanece | 1 | 1800 | N | N
ELASTIMOLD | 262LR-C5240 | Y | ELASTIMOLD , 262LR-C5240 |  |  | 29.86 | 2001-12-04 10:58 | Anjanece | 1 | 1800 | N | N
ELASTIMOLD | 262LR-C5240 | Y | ELASTIMOLD , 262LR-C5240 |  |  | 29.89 | 2001-12-04 10:58 | Anjanece | 1 | 1800 | N | N
ELASTIMOLD | 262LR-C5240 | Y | ELASTIMOLD , 262LR-C5240 |  |  | 29.92 | 2001-12-04 10:58 | Anjanece | 1 | 1800 | N | N
ELASTIMOLD | 262LR-C5240 | Y | ELASTIMOLD , 262LR-C5240 |  |  | 29.95 | 2001-12-04 10:58 | Anjanece | 1 | 1800 | N | N
ELASTIMOLD | 262LR-C5240 | Y | ELASTIMOLD , 262LR-C5240 |  |  | 29.96 | 2001-12-04 10:58 | Anjanece | 1 | 1800 | N | N
ELASTIMOLD | 262LR-C5240 | Y | ELASTIMOLD , 262LR-C5240 |  |  | 29.97 | 2001-12-04 10:58 | Anjanece | 1 | 1800 | N | N
ELASTIMOLD | 262LR-C5240 | Y | ELASTIMOLD , 262LR-C5240 |  |  | 29.98 | 2001-12-04 10:58 | Anjanece | 1 | 1800 | N | N
ELASTIMOLD | 262LR-C5240 | Y | ELASTIMOLD , 262LR-C5240 |  |  | 40.45 | 2001-12-04 10:58 | Anjanece | 1 | 1800 | N | N
ELASTIMOLD | 262LR-C5240 | Y | ELASTIMOLD , 262LR-C5240 |  |  | 41.92 | 2001-12-04 10:58 | Anjanece | 1 | 1800 | N | N
ELASTIMOLD | 262LR-C5240 | Y | ELASTIMOLD , 262LR-C5240 |  |  | 42.11 | 2001-12-04 10:58 | Anjanece | 1 | 1800 | N | N
ELASTIMOLD | 262LR-C5240 | Y | ELASTIMOLD , 262LR-C5240 |  |  | 45.44 | 2001-12-04 10:58 | Anjanece | 1 | 1800 | N | N
ELASTIMOLD | 262LR-C5240 | Y | ELASTIMOLD , 262LR-C5240 |  |  | 46.61 | 2001-12-04 10:58 | Anjanece | 1 | 1800 | N | N
ELASTIMOLD | 262LR-C5240 | Y | ELASTIMOLD , 262LR-C5240 |  |  | 47.44 | 2001-12-04 10:58 | Anjanece | 1 | 1800 | N | N
ELASTIMOLD | 262LR-C5240 | Y | ELASTIMOLD , 262LR-C5240 |  |  | 47.95 | 2001-12-04 10:58 | Anjanece | 1 | 1800 | N | N
ELASTIMOLD | 262LR-C5240 | Y | ELASTIMOLD , 262LR-C5240 |  |  | 49.98 | 2001-12-04 10:58 | Anjanece | 1 | 1800 | N | N
ELASTIMOLD | 262LR-C5240 | Y | ELASTIMOLD , 262LR-C5240 |  |  | 50.89 | 2001-12-04 10:58 | Anjanece | 1 | 1800 | N | N
ELASTIMOLD | 262LR-C5240 | Y | ELASTIMOLD , 262LR-C5240 |  |  | 50.93 | 2001-12-04 10:58 | Anjanece | 1 | 1800 | N | N
ELASTIMOLD | 262LR-C5240 | Y | ELASTIMOLD , 262LR-C5240 |  |  | 50.99 | 2001-12-04 10:58 | Anjanece | 1 | 1800 | N | N
ELASTIMOLD | 262LR-C5240 | Y | ELASTIMOLD , 262LR-C5240 |  |  | 51.49 | 2001-12-04 10:58 | Anjanece | 1 | 1800 | N | N
ELASTIMOLD | 262LR-C5240 | Y | ELASTIMOLD , 262LR-C5240 |  |  | 51.57 | 2001-12-04 10:58 | Anjanece | 1 | 1800 | N | N
ELASTIMOLD | 262LR-C5240 | Y | ELASTIMOLD , 262LR-C5240 |  |  | 52.11 | 2001-12-04 10:58 | Anjanece | 1 | 1800 | N | N
ELASTIMOLD | 262LR-C5240 | Y | ELASTIMOLD , 262LR-C5240 |  |  | 52.41 | 2001-12-04 10:58 | Anjanece | 1 | 1800 | N | N
ELASTIMOLD | 262LR-C5240 | Y | ELASTIMOLD , 262LR-C5240 |  |  | 52.52 | 2001-12-04 10:58 | Anjanece | 1 | 1800 | N | N
ELASTIMOLD | 262LR-C5240 | Y | ELASTIMOLD , 262LR-C5240 |  |  | 55.82 | 2001-12-04 10:58 | Anjanece | 1 | 1800 | N | N
ELASTIMOLD | 262LR-C5240 | Y | ELASTIMOLD , 262LR-C5240 |  |  | 57.86 | 2001-12-04 10:58 | Anjanece | 1 | 1800 | N | N
ELASTIMOLD | 262LR-C5240 | Y | ELASTIMOLD , 262LR-C5240 |  |  | 58.45 | 2001-12-04 10:58 | Anjanece | 1 | 1800 | N | N
ELASTIMOLD | 262LR-C5240 | Y | ELASTIMOLD , 262LR-C5240 |  |  | 58.77 | 2001-12-04 10:58 | Anjanece | 1 | 1800 | N | N
ELASTIMOLD | 262LR-C5240 | Y | ELASTIMOLD , 262LR-C5240 |  |  | 60.14 | 2001-12-04 10:58 | Anjanece | 1 | 1800 | N | N
ELASTIMOLD | 262LR-C5240 | Y | ELASTIMOLD , 262LR-C5240 |  |  | 64.46 | 2001-12-04 10:58 | Anjanece | 1 | 1800 | N | N
ELASTIMOLD | 262LR-C5240 | Y | ELASTIMOLD , 262LR-C5240 |  |  | 67.3 | 2001-12-04 10:58 | Anjanece | 1 | 1800 | N | N
ELASTIMOLD | 262LR-C5240 | Y | ELASTIMOLD , 262LR-C5240 |  |  | 68.26 | 2001-12-04 10:58 | Anjanece | 1 | 1800 | N | N
ELASTIMOLD | 262LR-C5240 | Y | ELASTIMOLD , 262LR-C5240 |  |  | 68.32 | 2001-12-04 10:58 | Anjanece | 1 | 1800 | N | N
ELASTIMOLD | 262LR-C5240 | Y | ELASTIMOLD , 262LR-C5240 |  |  | 73.34 | 2001-12-04 10:58 | Anjanece | 1 | 1800 | N | N
ELASTIMOLD | 262LR-C5240 | Y | ELASTIMOLD , 262LR-C5240 |  |  | 77.56 | 2001-12-04 10:58 | Anjanece | 1 | 1800 | N | N
ELASTIMOLD | 262LR-C5240 | Y | ELASTIMOLD , 262LR-C5240 |  |  | 78.39 | 2001-12-04 10:58 | Anjanece | 1 | 1800 | N | N
ELASTIMOLD | 262LR-C5240 | Y | ELASTIMOLD , 262LR-C5240 |  |  | 80.72 | 2001-12-04 10:58 | Anjanece | 1 | 1800 | N | N
ELASTIMOLD | 262LR-C5240 | Y | ELASTIMOLD , 262LR-C5240 |  |  | 80.82 | 2001-12-04 10:58 | Anjanece | 1 | 1800 | N | N
ELASTIMOLD | 262LR-C5240 | Y | ELASTIMOLD , 262LR-C5240 |  | Storm Stores | 0 | 2019-07-29 09:33 | Anjanece |  | 1800 | N | N
ELASTIMOLD | 262LR-C5240 | Y | ELASTIMOLD , 262LR-C5240 |  |  | 25.08 | 2019-07-29 09:33 | Anjanece |  | 1800 | N | N
ELASTIMOLD | 262LR-C5240 | Y | ELASTIMOLD , 262LR-C5240 |  |  | 26.12 | 2019-07-29 09:33 | Anjanece |  | 1800 | N | N
ELASTIMOLD | 262LR-C5240 | Y | ELASTIMOLD , 262LR-C5240 |  |  | 26.96 | 2019-07-29 09:33 | Anjanece |  | 1800 | N | N
ELASTIMOLD | 262LR-C5240 | Y | ELASTIMOLD , 262LR-C5240 |  |  | 32.47 | 2019-07-29 09:33 | Anjanece |  | 1800 | N | N
ITT BLACKBURN | JT2CJ10BAT | Y | ITT BLACKBURN , JT2CJ10BAT | JEA UNDERGROUND DISTRIBUTION | CSC Stores | 24.79 | 2001-12-04 10:58 | Anjanece | 1 | 1800 | N | N
ITT BLACKBURN | JT2CJ10BAT | Y | ITT BLACKBURN , JT2CJ10BAT |  |  | 24.82 | 2001-12-04 10:58 | Anjanece | 1 | 1800 | N | N
ITT BLACKBURN | JT2CJ10BAT | Y | ITT BLACKBURN , JT2CJ10BAT |  |  | 24.85 | 2001-12-04 10:58 | Anjanece | 1 | 1800 | N | N
ITT BLACKBURN | JT2CJ10BAT | Y | ITT BLACKBURN , JT2CJ10BAT |  |  | 24.96 | 2001-12-04 10:58 | Anjanece | 1 | 1800 | N | N
ITT BLACKBURN | JT2CJ10BAT | Y | ITT BLACKBURN , JT2CJ10BAT |  |  | 24.98 | 2001-12-04 10:58 | Anjanece | 1 | 1800 | N | N
ITT BLACKBURN | JT2CJ10BAT | Y | ITT BLACKBURN , JT2CJ10BAT |  |  | 25.02 | 2001-12-04 10:58 | Anjanece | 1 | 1800 | N | N
ITT BLACKBURN | JT2CJ10BAT | Y | ITT BLACKBURN , JT2CJ10BAT |  |  | 25.05 | 2001-12-04 10:58 | Anjanece | 1 | 1800 | N | N
ITT BLACKBURN | JT2CJ10BAT | Y | ITT BLACKBURN , JT2CJ10BAT |  |  | 25.06 | 2001-12-04 10:58 | Anjanece | 1 | 1800 | N | N
ITT BLACKBURN | JT2CJ10BAT | Y | ITT BLACKBURN , JT2CJ10BAT |  |  | 25.08 | 2001-12-04 10:58 | Anjanece | 1 | 1800 | N | N
ITT BLACKBURN | JT2CJ10BAT | Y | ITT BLACKBURN , JT2CJ10BAT |  |  | 25.11 | 2001-12-04 10:58 | Anjanece | 1 | 1800 | N | N
ITT BLACKBURN | JT2CJ10BAT | Y | ITT BLACKBURN , JT2CJ10BAT |  |  | 25.43 | 2001-12-04 10:58 | Anjanece | 1 | 1800 | N | N
ITT BLACKBURN | JT2CJ10BAT | Y | ITT BLACKBURN , JT2CJ10BAT |  |  | 25.77 | 2001-12-04 10:58 | Anjanece | 1 | 1800 | N | N
ITT BLACKBURN | JT2CJ10BAT | Y | ITT BLACKBURN , JT2CJ10BAT |  |  | 26.09 | 2001-12-04 10:58 | Anjanece | 1 | 1800 | N | N
ITT BLACKBURN | JT2CJ10BAT | Y | ITT BLACKBURN , JT2CJ10BAT |  |  | 26.26 | 2001-12-04 10:58 | Anjanece | 1 | 1800 | N | N
ITT BLACKBURN | JT2CJ10BAT | Y | ITT BLACKBURN , JT2CJ10BAT |  |  | 26.36 | 2001-12-04 10:58 | Anjanece | 1 | 1800 | N | N
ITT BLACKBURN | JT2CJ10BAT | Y | ITT BLACKBURN , JT2CJ10BAT |  |  | 26.56 | 2001-12-04 10:58 | Anjanece | 1 | 1800 | N | N
ITT BLACKBURN | JT2CJ10BAT | Y | ITT BLACKBURN , JT2CJ10BAT |  |  | 26.7 | 2001-12-04 10:58 | Anjanece | 1 | 1800 | N | N
ITT BLACKBURN | JT2CJ10BAT | Y | ITT BLACKBURN , JT2CJ10BAT |  |  | 26.98 | 2001-12-04 10:58 | Anjanece | 1 | 1800 | N | N
ITT BLACKBURN | JT2CJ10BAT | Y | ITT BLACKBURN , JT2CJ10BAT |  |  | 27.05 | 2001-12-04 10:58 | Anjanece | 1 | 1800 | N | N
ITT BLACKBURN | JT2CJ10BAT | Y | ITT BLACKBURN , JT2CJ10BAT |  |  | 27.08 | 2001-12-04 10:58 | Anjanece | 1 | 1800 | N | N
ITT BLACKBURN | JT2CJ10BAT | Y | ITT BLACKBURN , JT2CJ10BAT |  |  | 27.68 | 2001-12-04 10:58 | Anjanece | 1 | 1800 | N | N
ITT BLACKBURN | JT2CJ10BAT | Y | ITT BLACKBURN , JT2CJ10BAT |  |  | 27.69 | 2001-12-04 10:58 | Anjanece | 1 | 1800 | N | N
ITT BLACKBURN | JT2CJ10BAT | Y | ITT BLACKBURN , JT2CJ10BAT |  |  | 27.72 | 2001-12-04 10:58 | Anjanece | 1 | 1800 | N | N
ITT BLACKBURN | JT2CJ10BAT | Y | ITT BLACKBURN , JT2CJ10BAT |  |  | 27.74 | 2001-12-04 10:58 | Anjanece | 1 | 1800 | N | N
ITT BLACKBURN | JT2CJ10BAT | Y | ITT BLACKBURN , JT2CJ10BAT |  |  | 27.82 | 2001-12-04 10:58 | Anjanece | 1 | 1800 | N | N
ITT BLACKBURN | JT2CJ10BAT | Y | ITT BLACKBURN , JT2CJ10BAT |  |  | 27.98 | 2001-12-04 10:58 | Anjanece | 1 | 1800 | N | N
ITT BLACKBURN | JT2CJ10BAT | Y | ITT BLACKBURN , JT2CJ10BAT |  |  | 28.02 | 2001-12-04 10:58 | Anjanece | 1 | 1800 | N | N
ITT BLACKBURN | JT2CJ10BAT | Y | ITT BLACKBURN , JT2CJ10BAT |  |  | 28.17 | 2001-12-04 10:58 | Anjanece | 1 | 1800 | N | N
ITT BLACKBURN | JT2CJ10BAT | Y | ITT BLACKBURN , JT2CJ10BAT |  |  | 28.25 | 2001-12-04 10:58 | Anjanece | 1 | 1800 | N | N
ITT BLACKBURN | JT2CJ10BAT | Y | ITT BLACKBURN , JT2CJ10BAT |  |  | 28.47 | 2001-12-04 10:58 | Anjanece | 1 | 1800 | N | N
ITT BLACKBURN | JT2CJ10BAT | Y | ITT BLACKBURN , JT2CJ10BAT |  |  | 28.49 | 2001-12-04 10:58 | Anjanece | 1 | 1800 | N | N
ITT BLACKBURN | JT2CJ10BAT | Y | ITT BLACKBURN , JT2CJ10BAT |  |  | 28.59 | 2001-12-04 10:58 | Anjanece | 1 | 1800 | N | N
ITT BLACKBURN | JT2CJ10BAT | Y | ITT BLACKBURN , JT2CJ10BAT |  |  | 28.69 | 2001-12-04 10:58 | Anjanece | 1 | 1800 | N | N
ITT BLACKBURN | JT2CJ10BAT | Y | ITT BLACKBURN , JT2CJ10BAT |  |  | 28.82 | 2001-12-04 10:58 | Anjanece | 1 | 1800 | N | N
ITT BLACKBURN | JT2CJ10BAT | Y | ITT BLACKBURN , JT2CJ10BAT |  |  | 28.83 | 2001-12-04 10:58 | Anjanece | 1 | 1800 | N | N
ITT BLACKBURN | JT2CJ10BAT | Y | ITT BLACKBURN , JT2CJ10BAT |  |  | 28.91 | 2001-12-04 10:58 | Anjanece | 1 | 1800 | N | N
ITT BLACKBURN | JT2CJ10BAT | Y | ITT BLACKBURN , JT2CJ10BAT |  |  | 28.95 | 2001-12-04 10:58 | Anjanece | 1 | 1800 | N | N
ITT BLACKBURN | JT2CJ10BAT | Y | ITT BLACKBURN , JT2CJ10BAT |  |  | 28.97 | 2001-12-04 10:58 | Anjanece | 1 | 1800 | N | N
ITT BLACKBURN | JT2CJ10BAT | Y | ITT BLACKBURN , JT2CJ10BAT |  |  | 28.98 | 2001-12-04 10:58 | Anjanece | 1 | 1800 | N | N
ITT BLACKBURN | JT2CJ10BAT | Y | ITT BLACKBURN , JT2CJ10BAT |  |  | 29.46 | 2001-12-04 10:58 | Anjanece | 1 | 1800 | N | N
ITT BLACKBURN | JT2CJ10BAT | Y | ITT BLACKBURN , JT2CJ10BAT |  |  | 29.66 | 2001-12-04 10:58 | Anjanece | 1 | 1800 | N | N
ITT BLACKBURN | JT2CJ10BAT | Y | ITT BLACKBURN , JT2CJ10BAT |  |  | 29.73 | 2001-12-04 10:58 | Anjanece | 1 | 1800 | N | N
ITT BLACKBURN | JT2CJ10BAT | Y | ITT BLACKBURN , JT2CJ10BAT |  |  | 29.81 | 2001-12-04 10:58 | Anjanece | 1 | 1800 | N | N
ITT BLACKBURN | JT2CJ10BAT | Y | ITT BLACKBURN , JT2CJ10BAT |  |  | 29.84 | 2001-12-04 10:58 | Anjanece | 1 | 1800 | N | N
ITT BLACKBURN | JT2CJ10BAT | Y | ITT BLACKBURN , JT2CJ10BAT |  |  | 29.86 | 2001-12-04 10:58 | Anjanece | 1 | 1800 | N | N
ITT BLACKBURN | JT2CJ10BAT | Y | ITT BLACKBURN , JT2CJ10BAT |  |  | 29.89 | 2001-12-04 10:58 | Anjanece | 1 | 1800 | N | N
ITT BLACKBURN | JT2CJ10BAT | Y | ITT BLACKBURN , JT2CJ10BAT |  |  | 29.92 | 2001-12-04 10:58 | Anjanece | 1 | 1800 | N | N
ITT BLACKBURN | JT2CJ10BAT | Y | ITT BLACKBURN , JT2CJ10BAT |  |  | 29.95 | 2001-12-04 10:58 | Anjanece | 1 | 1800 | N | N
ITT BLACKBURN | JT2CJ10BAT | Y | ITT BLACKBURN , JT2CJ10BAT |  |  | 29.96 | 2001-12-04 10:58 | Anjanece | 1 | 1800 | N | N
ITT BLACKBURN | JT2CJ10BAT | Y | ITT BLACKBURN , JT2CJ10BAT |  |  | 29.97 | 2001-12-04 10:58 | Anjanece | 1 | 1800 | N | N
ITT BLACKBURN | JT2CJ10BAT | Y | ITT BLACKBURN , JT2CJ10BAT |  |  | 29.98 | 2001-12-04 10:58 | Anjanece | 1 | 1800 | N | N
ITT BLACKBURN | JT2CJ10BAT | Y | ITT BLACKBURN , JT2CJ10BAT |  |  | 40.45 | 2001-12-04 10:58 | Anjanece | 1 | 1800 | N | N
ITT BLACKBURN | JT2CJ10BAT | Y | ITT BLACKBURN , JT2CJ10BAT |  |  | 41.92 | 2001-12-04 10:58 | Anjanece | 1 | 1800 | N | N
ITT BLACKBURN | JT2CJ10BAT | Y | ITT BLACKBURN , JT2CJ10BAT |  |  | 42.11 | 2001-12-04 10:58 | Anjanece | 1 | 1800 | N | N
ITT BLACKBURN | JT2CJ10BAT | Y | ITT BLACKBURN , JT2CJ10BAT |  |  | 45.44 | 2001-12-04 10:58 | Anjanece | 1 | 1800 | N | N
ITT BLACKBURN | JT2CJ10BAT | Y | ITT BLACKBURN , JT2CJ10BAT |  |  | 46.61 | 2001-12-04 10:58 | Anjanece | 1 | 1800 | N | N
ITT BLACKBURN | JT2CJ10BAT | Y | ITT BLACKBURN , JT2CJ10BAT |  |  | 47.44 | 2001-12-04 10:58 | Anjanece | 1 | 1800 | N | N
ITT BLACKBURN | JT2CJ10BAT | Y | ITT BLACKBURN , JT2CJ10BAT |  |  | 47.95 | 2001-12-04 10:58 | Anjanece | 1 | 1800 | N | N
ITT BLACKBURN | JT2CJ10BAT | Y | ITT BLACKBURN , JT2CJ10BAT |  |  | 49.98 | 2001-12-04 10:58 | Anjanece | 1 | 1800 | N | N
ITT BLACKBURN | JT2CJ10BAT | Y | ITT BLACKBURN , JT2CJ10BAT |  |  | 50.89 | 2001-12-04 10:58 | Anjanece | 1 | 1800 | N | N
ITT BLACKBURN | JT2CJ10BAT | Y | ITT BLACKBURN , JT2CJ10BAT |  |  | 50.93 | 2001-12-04 10:58 | Anjanece | 1 | 1800 | N | N
ITT BLACKBURN | JT2CJ10BAT | Y | ITT BLACKBURN , JT2CJ10BAT |  |  | 50.99 | 2001-12-04 10:58 | Anjanece | 1 | 1800 | N | N
ITT BLACKBURN | JT2CJ10BAT | Y | ITT BLACKBURN , JT2CJ10BAT |  |  | 51.49 | 2001-12-04 10:58 | Anjanece | 1 | 1800 | N | N
ITT BLACKBURN | JT2CJ10BAT | Y | ITT BLACKBURN , JT2CJ10BAT |  |  | 51.57 | 2001-12-04 10:58 | Anjanece | 1 | 1800 | N | N
ITT BLACKBURN | JT2CJ10BAT | Y | ITT BLACKBURN , JT2CJ10BAT |  |  | 52.11 | 2001-12-04 10:58 | Anjanece | 1 | 1800 | N | N
ITT BLACKBURN | JT2CJ10BAT | Y | ITT BLACKBURN , JT2CJ10BAT |  |  | 52.41 | 2001-12-04 10:58 | Anjanece | 1 | 1800 | N | N
ITT BLACKBURN | JT2CJ10BAT | Y | ITT BLACKBURN , JT2CJ10BAT |  |  | 52.52 | 2001-12-04 10:58 | Anjanece | 1 | 1800 | N | N
ITT BLACKBURN | JT2CJ10BAT | Y | ITT BLACKBURN , JT2CJ10BAT |  |  | 55.82 | 2001-12-04 10:58 | Anjanece | 1 | 1800 | N | N
ITT BLACKBURN | JT2CJ10BAT | Y | ITT BLACKBURN , JT2CJ10BAT |  |  | 57.86 | 2001-12-04 10:58 | Anjanece | 1 | 1800 | N | N
ITT BLACKBURN | JT2CJ10BAT | Y | ITT BLACKBURN , JT2CJ10BAT |  |  | 58.45 | 2001-12-04 10:58 | Anjanece | 1 | 1800 | N | N
ITT BLACKBURN | JT2CJ10BAT | Y | ITT BLACKBURN , JT2CJ10BAT |  |  | 58.77 | 2001-12-04 10:58 | Anjanece | 1 | 1800 | N | N
ITT BLACKBURN | JT2CJ10BAT | Y | ITT BLACKBURN , JT2CJ10BAT |  |  | 60.14 | 2001-12-04 10:58 | Anjanece | 1 | 1800 | N | N
ITT BLACKBURN | JT2CJ10BAT | Y | ITT BLACKBURN , JT2CJ10BAT |  |  | 64.46 | 2001-12-04 10:58 | Anjanece | 1 | 1800 | N | N
ITT BLACKBURN | JT2CJ10BAT | Y | ITT BLACKBURN , JT2CJ10BAT |  |  | 67.3 | 2001-12-04 10:58 | Anjanece | 1 | 1800 | N | N
ITT BLACKBURN | JT2CJ10BAT | Y | ITT BLACKBURN , JT2CJ10BAT |  |  | 68.26 | 2001-12-04 10:58 | Anjanece | 1 | 1800 | N | N
ITT BLACKBURN | JT2CJ10BAT | Y | ITT BLACKBURN , JT2CJ10BAT |  |  | 68.32 | 2001-12-04 10:58 | Anjanece | 1 | 1800 | N | N
ITT BLACKBURN | JT2CJ10BAT | Y | ITT BLACKBURN , JT2CJ10BAT |  |  | 73.34 | 2001-12-04 10:58 | Anjanece | 1 | 1800 | N | N
ITT BLACKBURN | JT2CJ10BAT | Y | ITT BLACKBURN , JT2CJ10BAT |  |  | 77.56 | 2001-12-04 10:58 | Anjanece | 1 | 1800 | N | N
ITT BLACKBURN | JT2CJ10BAT | Y | ITT BLACKBURN , JT2CJ10BAT |  |  | 78.39 | 2001-12-04 10:58 | Anjanece | 1 | 1800 | N | N
ITT BLACKBURN | JT2CJ10BAT | Y | ITT BLACKBURN , JT2CJ10BAT |  |  | 80.72 | 2001-12-04 10:58 | Anjanece | 1 | 1800 | N | N
ITT BLACKBURN | JT2CJ10BAT | Y | ITT BLACKBURN , JT2CJ10BAT |  |  | 80.82 | 2001-12-04 10:58 | Anjanece | 1 | 1800 | N | N
ITT BLACKBURN | JT2CJ10BAT | Y | ITT BLACKBURN , JT2CJ10BAT |  | Storm Stores | 0 | 2019-07-29 09:33 | Anjanece |  | 1800 | N | N
ITT BLACKBURN | JT2CJ10BAT | Y | ITT BLACKBURN , JT2CJ10BAT |  |  | 25.08 | 2019-07-29 09:33 | Anjanece |  | 1800 | N | N
ITT BLACKBURN | JT2CJ10BAT | Y | ITT BLACKBURN , JT2CJ10BAT |  |  | 26.12 | 2019-07-29 09:33 | Anjanece |  | 1800 | N | N
ITT BLACKBURN | JT2CJ10BAT | Y | ITT BLACKBURN , JT2CJ10BAT |  |  | 26.96 | 2019-07-29 09:33 | Anjanece |  | 1800 | N | N
ITT BLACKBURN | JT2CJ10BAT | Y | ITT BLACKBURN , JT2CJ10BAT |  |  | 32.47 | 2019-07-29 09:33 | Anjanece |  | 1800 | N | N
TYCO/RAYCHEM | ELB-25-210C10 | Y | TYCO/RAYCHEM , ELB-25-210C10 | JEA UNDERGROUND DISTRIBUTION | CSC Stores | 24.79 | 2001-12-04 10:58 | Anjanece | 1 | 1800 | N | N
TYCO/RAYCHEM | ELB-25-210C10 | Y | TYCO/RAYCHEM , ELB-25-210C10 |  |  | 24.82 | 2001-12-04 10:58 | Anjanece | 1 | 1800 | N | N
TYCO/RAYCHEM | ELB-25-210C10 | Y | TYCO/RAYCHEM , ELB-25-210C10 |  |  | 24.85 | 2001-12-04 10:58 | Anjanece | 1 | 1800 | N | N
TYCO/RAYCHEM | ELB-25-210C10 | Y | TYCO/RAYCHEM , ELB-25-210C10 |  |  | 24.96 | 2001-12-04 10:58 | Anjanece | 1 | 1800 | N | N
TYCO/RAYCHEM | ELB-25-210C10 | Y | TYCO/RAYCHEM , ELB-25-210C10 |  |  | 24.98 | 2001-12-04 10:58 | Anjanece | 1 | 1800 | N | N
TYCO/RAYCHEM | ELB-25-210C10 | Y | TYCO/RAYCHEM , ELB-25-210C10 |  |  | 25.02 | 2001-12-04 10:58 | Anjanece | 1 | 1800 | N | N
TYCO/RAYCHEM | ELB-25-210C10 | Y | TYCO/RAYCHEM , ELB-25-210C10 |  |  | 25.05 | 2001-12-04 10:58 | Anjanece | 1 | 1800 | N | N
TYCO/RAYCHEM | ELB-25-210C10 | Y | TYCO/RAYCHEM , ELB-25-210C10 |  |  | 25.06 | 2001-12-04 10:58 | Anjanece | 1 | 1800 | N | N
TYCO/RAYCHEM | ELB-25-210C10 | Y | TYCO/RAYCHEM , ELB-25-210C10 |  |  | 25.08 | 2001-12-04 10:58 | Anjanece | 1 | 1800 | N | N
TYCO/RAYCHEM | ELB-25-210C10 | Y | TYCO/RAYCHEM , ELB-25-210C10 |  |  | 25.11 | 2001-12-04 10:58 | Anjanece | 1 | 1800 | N | N
TYCO/RAYCHEM | ELB-25-210C10 | Y | TYCO/RAYCHEM , ELB-25-210C10 |  |  | 25.43 | 2001-12-04 10:58 | Anjanece | 1 | 1800 | N | N
TYCO/RAYCHEM | ELB-25-210C10 | Y | TYCO/RAYCHEM , ELB-25-210C10 |  |  | 25.77 | 2001-12-04 10:58 | Anjanece | 1 | 1800 | N | N
TYCO/RAYCHEM | ELB-25-210C10 | Y | TYCO/RAYCHEM , ELB-25-210C10 |  |  | 26.09 | 2001-12-04 10:58 | Anjanece | 1 | 1800 | N | N
TYCO/RAYCHEM | ELB-25-210C10 | Y | TYCO/RAYCHEM , ELB-25-210C10 |  |  | 26.26 | 2001-12-04 10:58 | Anjanece | 1 | 1800 | N | N
TYCO/RAYCHEM | ELB-25-210C10 | Y | TYCO/RAYCHEM , ELB-25-210C10 |  |  | 26.36 | 2001-12-04 10:58 | Anjanece | 1 | 1800 | N | N
TYCO/RAYCHEM | ELB-25-210C10 | Y | TYCO/RAYCHEM , ELB-25-210C10 |  |  | 26.56 | 2001-12-04 10:58 | Anjanece | 1 | 1800 | N | N
TYCO/RAYCHEM | ELB-25-210C10 | Y | TYCO/RAYCHEM , ELB-25-210C10 |  |  | 26.7 | 2001-12-04 10:58 | Anjanece | 1 | 1800 | N | N
TYCO/RAYCHEM | ELB-25-210C10 | Y | TYCO/RAYCHEM , ELB-25-210C10 |  |  | 26.98 | 2001-12-04 10:58 | Anjanece | 1 | 1800 | N | N
TYCO/RAYCHEM | ELB-25-210C10 | Y | TYCO/RAYCHEM , ELB-25-210C10 |  |  | 27.05 | 2001-12-04 10:58 | Anjanece | 1 | 1800 | N | N
TYCO/RAYCHEM | ELB-25-210C10 | Y | TYCO/RAYCHEM , ELB-25-210C10 |  |  | 27.08 | 2001-12-04 10:58 | Anjanece | 1 | 1800 | N | N
TYCO/RAYCHEM | ELB-25-210C10 | Y | TYCO/RAYCHEM , ELB-25-210C10 |  |  | 27.68 | 2001-12-04 10:58 | Anjanece | 1 | 1800 | N | N
TYCO/RAYCHEM | ELB-25-210C10 | Y | TYCO/RAYCHEM , ELB-25-210C10 |  |  | 27.69 | 2001-12-04 10:58 | Anjanece | 1 | 1800 | N | N
TYCO/RAYCHEM | ELB-25-210C10 | Y | TYCO/RAYCHEM , ELB-25-210C10 |  |  | 27.72 | 2001-12-04 10:58 | Anjanece | 1 | 1800 | N | N
TYCO/RAYCHEM | ELB-25-210C10 | Y | TYCO/RAYCHEM , ELB-25-210C10 |  |  | 27.74 | 2001-12-04 10:58 | Anjanece | 1 | 1800 | N | N
TYCO/RAYCHEM | ELB-25-210C10 | Y | TYCO/RAYCHEM , ELB-25-210C10 |  |  | 27.82 | 2001-12-04 10:58 | Anjanece | 1 | 1800 | N | N
TYCO/RAYCHEM | ELB-25-210C10 | Y | TYCO/RAYCHEM , ELB-25-210C10 |  |  | 27.98 | 2001-12-04 10:58 | Anjanece | 1 | 1800 | N | N
TYCO/RAYCHEM | ELB-25-210C10 | Y | TYCO/RAYCHEM , ELB-25-210C10 |  |  | 28.02 | 2001-12-04 10:58 | Anjanece | 1 | 1800 | N | N
TYCO/RAYCHEM | ELB-25-210C10 | Y | TYCO/RAYCHEM , ELB-25-210C10 |  |  | 28.17 | 2001-12-04 10:58 | Anjanece | 1 | 1800 | N | N
TYCO/RAYCHEM | ELB-25-210C10 | Y | TYCO/RAYCHEM , ELB-25-210C10 |  |  | 28.25 | 2001-12-04 10:58 | Anjanece | 1 | 1800 | N | N
TYCO/RAYCHEM | ELB-25-210C10 | Y | TYCO/RAYCHEM , ELB-25-210C10 |  |  | 28.47 | 2001-12-04 10:58 | Anjanece | 1 | 1800 | N | N
TYCO/RAYCHEM | ELB-25-210C10 | Y | TYCO/RAYCHEM , ELB-25-210C10 |  |  | 28.49 | 2001-12-04 10:58 | Anjanece | 1 | 1800 | N | N
TYCO/RAYCHEM | ELB-25-210C10 | Y | TYCO/RAYCHEM , ELB-25-210C10 |  |  | 28.59 | 2001-12-04 10:58 | Anjanece | 1 | 1800 | N | N
TYCO/RAYCHEM | ELB-25-210C10 | Y | TYCO/RAYCHEM , ELB-25-210C10 |  |  | 28.69 | 2001-12-04 10:58 | Anjanece | 1 | 1800 | N | N
TYCO/RAYCHEM | ELB-25-210C10 | Y | TYCO/RAYCHEM , ELB-25-210C10 |  |  | 28.82 | 2001-12-04 10:58 | Anjanece | 1 | 1800 | N | N
TYCO/RAYCHEM | ELB-25-210C10 | Y | TYCO/RAYCHEM , ELB-25-210C10 |  |  | 28.83 | 2001-12-04 10:58 | Anjanece | 1 | 1800 | N | N
TYCO/RAYCHEM | ELB-25-210C10 | Y | TYCO/RAYCHEM , ELB-25-210C10 |  |  | 28.91 | 2001-12-04 10:58 | Anjanece | 1 | 1800 | N | N
TYCO/RAYCHEM | ELB-25-210C10 | Y | TYCO/RAYCHEM , ELB-25-210C10 |  |  | 28.95 | 2001-12-04 10:58 | Anjanece | 1 | 1800 | N | N
TYCO/RAYCHEM | ELB-25-210C10 | Y | TYCO/RAYCHEM , ELB-25-210C10 |  |  | 28.97 | 2001-12-04 10:58 | Anjanece | 1 | 1800 | N | N
TYCO/RAYCHEM | ELB-25-210C10 | Y | TYCO/RAYCHEM , ELB-25-210C10 |  |  | 28.98 | 2001-12-04 10:58 | Anjanece | 1 | 1800 | N | N
TYCO/RAYCHEM | ELB-25-210C10 | Y | TYCO/RAYCHEM , ELB-25-210C10 |  |  | 29.46 | 2001-12-04 10:58 | Anjanece | 1 | 1800 | N | N
TYCO/RAYCHEM | ELB-25-210C10 | Y | TYCO/RAYCHEM , ELB-25-210C10 |  |  | 29.66 | 2001-12-04 10:58 | Anjanece | 1 | 1800 | N | N
TYCO/RAYCHEM | ELB-25-210C10 | Y | TYCO/RAYCHEM , ELB-25-210C10 |  |  | 29.73 | 2001-12-04 10:58 | Anjanece | 1 | 1800 | N | N
TYCO/RAYCHEM | ELB-25-210C10 | Y | TYCO/RAYCHEM , ELB-25-210C10 |  |  | 29.81 | 2001-12-04 10:58 | Anjanece | 1 | 1800 | N | N
TYCO/RAYCHEM | ELB-25-210C10 | Y | TYCO/RAYCHEM , ELB-25-210C10 |  |  | 29.84 | 2001-12-04 10:58 | Anjanece | 1 | 1800 | N | N
TYCO/RAYCHEM | ELB-25-210C10 | Y | TYCO/RAYCHEM , ELB-25-210C10 |  |  | 29.86 | 2001-12-04 10:58 | Anjanece | 1 | 1800 | N | N
TYCO/RAYCHEM | ELB-25-210C10 | Y | TYCO/RAYCHEM , ELB-25-210C10 |  |  | 29.89 | 2001-12-04 10:58 | Anjanece | 1 | 1800 | N | N
TYCO/RAYCHEM | ELB-25-210C10 | Y | TYCO/RAYCHEM , ELB-25-210C10 |  |  | 29.92 | 2001-12-04 10:58 | Anjanece | 1 | 1800 | N | N
TYCO/RAYCHEM | ELB-25-210C10 | Y | TYCO/RAYCHEM , ELB-25-210C10 |  |  | 29.95 | 2001-12-04 10:58 | Anjanece | 1 | 1800 | N | N
TYCO/RAYCHEM | ELB-25-210C10 | Y | TYCO/RAYCHEM , ELB-25-210C10 |  |  | 29.96 | 2001-12-04 10:58 | Anjanece | 1 | 1800 | N | N
TYCO/RAYCHEM | ELB-25-210C10 | Y | TYCO/RAYCHEM , ELB-25-210C10 |  |  | 29.97 | 2001-12-04 10:58 | Anjanece | 1 | 1800 | N | N
TYCO/RAYCHEM | ELB-25-210C10 | Y | TYCO/RAYCHEM , ELB-25-210C10 |  |  | 29.98 | 2001-12-04 10:58 | Anjanece | 1 | 1800 | N | N
TYCO/RAYCHEM | ELB-25-210C10 | Y | TYCO/RAYCHEM , ELB-25-210C10 |  |  | 40.45 | 2001-12-04 10:58 | Anjanece | 1 | 1800 | N | N
TYCO/RAYCHEM | ELB-25-210C10 | Y | TYCO/RAYCHEM , ELB-25-210C10 |  |  | 41.92 | 2001-12-04 10:58 | Anjanece | 1 | 1800 | N | N
TYCO/RAYCHEM | ELB-25-210C10 | Y | TYCO/RAYCHEM , ELB-25-210C10 |  |  | 42.11 | 2001-12-04 10:58 | Anjanece | 1 | 1800 | N | N
TYCO/RAYCHEM | ELB-25-210C10 | Y | TYCO/RAYCHEM , ELB-25-210C10 |  |  | 45.44 | 2001-12-04 10:58 | Anjanece | 1 | 1800 | N | N
TYCO/RAYCHEM | ELB-25-210C10 | Y | TYCO/RAYCHEM , ELB-25-210C10 |  |  | 46.61 | 2001-12-04 10:58 | Anjanece | 1 | 1800 | N | N
TYCO/RAYCHEM | ELB-25-210C10 | Y | TYCO/RAYCHEM , ELB-25-210C10 |  |  | 47.44 | 2001-12-04 10:58 | Anjanece | 1 | 1800 | N | N
TYCO/RAYCHEM | ELB-25-210C10 | Y | TYCO/RAYCHEM , ELB-25-210C10 |  |  | 47.95 | 2001-12-04 10:58 | Anjanece | 1 | 1800 | N | N
TYCO/RAYCHEM | ELB-25-210C10 | Y | TYCO/RAYCHEM , ELB-25-210C10 |  |  | 49.98 | 2001-12-04 10:58 | Anjanece | 1 | 1800 | N | N
TYCO/RAYCHEM | ELB-25-210C10 | Y | TYCO/RAYCHEM , ELB-25-210C10 |  |  | 50.89 | 2001-12-04 10:58 | Anjanece | 1 | 1800 | N | N
TYCO/RAYCHEM | ELB-25-210C10 | Y | TYCO/RAYCHEM , ELB-25-210C10 |  |  | 50.93 | 2001-12-04 10:58 | Anjanece | 1 | 1800 | N | N
TYCO/RAYCHEM | ELB-25-210C10 | Y | TYCO/RAYCHEM , ELB-25-210C10 |  |  | 50.99 | 2001-12-04 10:58 | Anjanece | 1 | 1800 | N | N
TYCO/RAYCHEM | ELB-25-210C10 | Y | TYCO/RAYCHEM , ELB-25-210C10 |  |  | 51.49 | 2001-12-04 10:58 | Anjanece | 1 | 1800 | N | N
TYCO/RAYCHEM | ELB-25-210C10 | Y | TYCO/RAYCHEM , ELB-25-210C10 |  |  | 51.57 | 2001-12-04 10:58 | Anjanece | 1 | 1800 | N | N
TYCO/RAYCHEM | ELB-25-210C10 | Y | TYCO/RAYCHEM , ELB-25-210C10 |  |  | 52.11 | 2001-12-04 10:58 | Anjanece | 1 | 1800 | N | N
TYCO/RAYCHEM | ELB-25-210C10 | Y | TYCO/RAYCHEM , ELB-25-210C10 |  |  | 52.41 | 2001-12-04 10:58 | Anjanece | 1 | 1800 | N | N
TYCO/RAYCHEM | ELB-25-210C10 | Y | TYCO/RAYCHEM , ELB-25-210C10 |  |  | 52.52 | 2001-12-04 10:58 | Anjanece | 1 | 1800 | N | N
TYCO/RAYCHEM | ELB-25-210C10 | Y | TYCO/RAYCHEM , ELB-25-210C10 |  |  | 55.82 | 2001-12-04 10:58 | Anjanece | 1 | 1800 | N | N
TYCO/RAYCHEM | ELB-25-210C10 | Y | TYCO/RAYCHEM , ELB-25-210C10 |  |  | 57.86 | 2001-12-04 10:58 | Anjanece | 1 | 1800 | N | N
TYCO/RAYCHEM | ELB-25-210C10 | Y | TYCO/RAYCHEM , ELB-25-210C10 |  |  | 58.45 | 2001-12-04 10:58 | Anjanece | 1 | 1800 | N | N
TYCO/RAYCHEM | ELB-25-210C10 | Y | TYCO/RAYCHEM , ELB-25-210C10 |  |  | 58.77 | 2001-12-04 10:58 | Anjanece | 1 | 1800 | N | N
TYCO/RAYCHEM | ELB-25-210C10 | Y | TYCO/RAYCHEM , ELB-25-210C10 |  |  | 60.14 | 2001-12-04 10:58 | Anjanece | 1 | 1800 | N | N
TYCO/RAYCHEM | ELB-25-210C10 | Y | TYCO/RAYCHEM , ELB-25-210C10 |  |  | 64.46 | 2001-12-04 10:58 | Anjanece | 1 | 1800 | N | N
TYCO/RAYCHEM | ELB-25-210C10 | Y | TYCO/RAYCHEM , ELB-25-210C10 |  |  | 67.3 | 2001-12-04 10:58 | Anjanece | 1 | 1800 | N | N
TYCO/RAYCHEM | ELB-25-210C10 | Y | TYCO/RAYCHEM , ELB-25-210C10 |  |  | 68.26 | 2001-12-04 10:58 | Anjanece | 1 | 1800 | N | N
TYCO/RAYCHEM | ELB-25-210C10 | Y | TYCO/RAYCHEM , ELB-25-210C10 |  |  | 68.32 | 2001-12-04 10:58 | Anjanece | 1 | 1800 | N | N
TYCO/RAYCHEM | ELB-25-210C10 | Y | TYCO/RAYCHEM , ELB-25-210C10 |  |  | 73.34 | 2001-12-04 10:58 | Anjanece | 1 | 1800 | N | N
TYCO/RAYCHEM | ELB-25-210C10 | Y | TYCO/RAYCHEM , ELB-25-210C10 |  |  | 77.56 | 2001-12-04 10:58 | Anjanece | 1 | 1800 | N | N
TYCO/RAYCHEM | ELB-25-210C10 | Y | TYCO/RAYCHEM , ELB-25-210C10 |  |  | 78.39 | 2001-12-04 10:58 | Anjanece | 1 | 1800 | N | N
TYCO/RAYCHEM | ELB-25-210C10 | Y | TYCO/RAYCHEM , ELB-25-210C10 |  |  | 80.72 | 2001-12-04 10:58 | Anjanece | 1 | 1800 | N | N
TYCO/RAYCHEM | ELB-25-210C10 | Y | TYCO/RAYCHEM , ELB-25-210C10 |  |  | 80.82 | 2001-12-04 10:58 | Anjanece | 1 | 1800 | N | N
TYCO/RAYCHEM | ELB-25-210C10 | Y | TYCO/RAYCHEM , ELB-25-210C10 |  | Storm Stores | 0 | 2019-07-29 09:33 | Anjanece |  | 1800 | N | N
TYCO/RAYCHEM | ELB-25-210C10 | Y | TYCO/RAYCHEM , ELB-25-210C10 |  |  | 25.08 | 2019-07-29 09:33 | Anjanece |  | 1800 | N | N
TYCO/RAYCHEM | ELB-25-210C10 | Y | TYCO/RAYCHEM , ELB-25-210C10 |  |  | 26.12 | 2019-07-29 09:33 | Anjanece |  | 1800 | N | N
TYCO/RAYCHEM | ELB-25-210C10 | Y | TYCO/RAYCHEM , ELB-25-210C10 |  |  | 26.96 | 2019-07-29 09:33 | Anjanece |  | 1800 | N | N
TYCO/RAYCHEM | ELB-25-210C10 | Y | TYCO/RAYCHEM , ELB-25-210C10 |  |  | 32.47 | 2019-07-29 09:33 | Anjanece |  | 1800 | N | N
ELASTIMOLD | 274ELR-88110-240 | Y | ELASTIMOLD , 274ELR-88110-240 | JEA UNDERGROUND DISTRIBUTION | CSC Stores | 126.89 | 2001-12-04 10:58 | Anjanece | 1 | 0 | N | N
ELASTIMOLD | 274ELR-88110-240 | Y | ELASTIMOLD , 274ELR-88110-240 |  |  | 127.81 | 2001-12-04 10:58 | Anjanece | 1 | 0 | N | N
ELASTIMOLD | 274ELR-88110-240 | Y | ELASTIMOLD , 274ELR-88110-240 |  |  | 127.83 | 2001-12-04 10:58 | Anjanece | 1 | 0 | N | N
ELASTIMOLD | 274ELR-88110-240 | Y | ELASTIMOLD , 274ELR-88110-240 |  |  | 128.07 | 2001-12-04 10:58 | Anjanece | 1 | 0 | N | N
ELASTIMOLD | 274ELR-88110-240 | Y | ELASTIMOLD , 274ELR-88110-240 |  |  | 128.21 | 2001-12-04 10:58 | Anjanece | 1 | 0 | N | N
ELASTIMOLD | 274ELR-88110-240 | Y | ELASTIMOLD , 274ELR-88110-240 |  |  | 128.25 | 2001-12-04 10:58 | Anjanece | 1 | 0 | N | N
ELASTIMOLD | 274ELR-88110-240 | Y | ELASTIMOLD , 274ELR-88110-240 |  |  | 128.72 | 2001-12-04 10:58 | Anjanece | 1 | 0 | N | N
ELASTIMOLD | 274ELR-88110-240 | Y | ELASTIMOLD , 274ELR-88110-240 |  |  | 129.64 | 2001-12-04 10:58 | Anjanece | 1 | 0 | N | N
ELASTIMOLD | 274ELR-88110-240 | Y | ELASTIMOLD , 274ELR-88110-240 |  |  | 130.03 | 2001-12-04 10:58 | Anjanece | 1 | 0 | N | N
ELASTIMOLD | 274ELR-88110-240 | Y | ELASTIMOLD , 274ELR-88110-240 |  |  | 130.16 | 2001-12-04 10:58 | Anjanece | 1 | 0 | N | N
ELASTIMOLD | 274ELR-88110-240 | Y | ELASTIMOLD , 274ELR-88110-240 |  |  | 132.01 | 2001-12-04 10:58 | Anjanece | 1 | 0 | N | N
ELASTIMOLD | 274ELR-88110-240 | Y | ELASTIMOLD , 274ELR-88110-240 |  |  | 132.84 | 2001-12-04 10:58 | Anjanece | 1 | 0 | N | N
ELASTIMOLD | 274ELR-88110-240 | Y | ELASTIMOLD , 274ELR-88110-240 |  |  | 134.31 | 2001-12-04 10:58 | Anjanece | 1 | 0 | N | N
ELASTIMOLD | 274ELR-88110-240 | Y | ELASTIMOLD , 274ELR-88110-240 |  |  | 137.38 | 2001-12-04 10:58 | Anjanece | 1 | 0 | N | N
ELASTIMOLD | 274ELR-88110-240 | Y | ELASTIMOLD , 274ELR-88110-240 |  |  | 149.84 | 2001-12-04 10:58 | Anjanece | 1 | 0 | N | N
ELASTIMOLD | 274ELR-88110-240 | Y | ELASTIMOLD , 274ELR-88110-240 |  |  | 158.99 | 2001-12-04 10:58 | Anjanece | 1 | 0 | N | N
ELASTIMOLD | 274ELR-88110-240 | Y | ELASTIMOLD , 274ELR-88110-240 |  |  | 164.71 | 2001-12-04 10:58 | Anjanece | 1 | 0 | N | N
ELASTIMOLD | 274ELR-88110-240 | Y | ELASTIMOLD , 274ELR-88110-240 |  |  | 257.89 | 2001-12-04 10:58 | Anjanece | 1 | 0 | N | N
ELASTIMOLD | 274RLR-H-5240 | Y | ELASTIMOLD , 274RLR-H-5240 | JEA UNDERGROUND DISTRIBUTION | CSC Stores | 275 | 2021-07-02 12:00 | Anjanece | 1 | 0 | N | N
ELASTIMOLD | 274RLR-H-5240 | Y | ELASTIMOLD , 274RLR-H-5240 |  |  | 275.89 | 2021-07-02 12:00 | Anjanece | 1 | 0 | N | N
ELASTIMOLD | 274RLR-H-5240 | Y | ELASTIMOLD , 274RLR-H-5240 |  |  | 358.39 | 2021-07-02 12:00 | Anjanece | 1 | 0 | N | N
THOMAS & BETTS | 5234-TB WITH 5264 TB | Y | THOMAS & BETTS , 5234-TB WITH 5264 TB | JEA SUBSTATION | CSC Stores | 5.47 | 1993-03-23 | John | 50 | 0 | N | N
THOMAS & BETTS | 5234-TB WITH 5264 TB | Y | THOMAS & BETTS , 5234-TB WITH 5264 TB |  |  | 6 | 1993-03-23 | John | 50 | 0 | N | N
THOMAS & BETTS | 5234-TB WITH 5264 TB | Y | THOMAS & BETTS , 5234-TB WITH 5264 TB |  |  | 6.15 | 1993-03-23 | John | 50 | 0 | N | N
THOMAS & BETTS | 5234-TB WITH 5264 TB | Y | THOMAS & BETTS , 5234-TB WITH 5264 TB |  |  | 6.64 | 1993-03-23 | John | 50 | 0 | N | N
THOMAS & BETTS | 5234-TB WITH 5264 TB | Y | THOMAS & BETTS , 5234-TB WITH 5264 TB |  |  | 8.09 | 1993-03-23 | John | 50 | 0 | N | N
THOMAS & BETTS | 5234-TB WITH 5264 TB | Y | THOMAS & BETTS , 5234-TB WITH 5264 TB |  |  | 8.21 | 1993-03-23 | John | 50 | 0 | N | N
THOMAS & BETTS | 5234-TB WITH 5264 TB | Y | THOMAS & BETTS , 5234-TB WITH 5264 TB |  |  | 8.22 | 1993-03-23 | John | 50 | 0 | N | N
THOMAS & BETTS | 5234-TB WITH 5264 TB | Y | THOMAS & BETTS , 5234-TB WITH 5264 TB |  |  | 8.38 | 1993-03-23 | John | 50 | 0 | N | N
THOMAS & BETTS | 5234-TB WITH 5264 TB | Y | THOMAS & BETTS , 5234-TB WITH 5264 TB |  |  | 12.15 | 1993-03-23 | John | 50 | 0 | N | N
THOMAS & BETTS | 5234-TB WITH 5264 TB | Y | THOMAS & BETTS , 5234-TB WITH 5264 TB |  |  | 16 | 1993-03-23 | John | 50 | 0 | N | N
THOMAS & BETTS | 5234-TB WITH 5264 TB | Y | THOMAS & BETTS , 5234-TB WITH 5264 TB |  |  | 17.22 | 1993-03-23 | John | 50 | 0 | N | N
THOMAS & BETTS | 5234-TB WITH 5264 TB | Y | THOMAS & BETTS , 5234-TB WITH 5264 TB |  |  | 19.73 | 1993-03-23 | John | 50 | 0 | N | N
THOMAS & BETTS | 5234-TB WITH 5264 TB | Y | THOMAS & BETTS , 5234-TB WITH 5264 TB |  |  | 19.78 | 1993-03-23 | John | 50 | 0 | N | N
ELASTIMOLD | K656BELR | Y | ELASTIMOLD , K656BELR | JEA UNDERGROUND DISTRIBUTION | CSC Stores | 350 | 2021-05-06 13:23 | Anjanece | 1 | 0 | N | N
ELASTIMOLD | K656BELR | Y | ELASTIMOLD , K656BELR |  |  | 383.31 | 2021-05-06 13:23 | Anjanece | 1 | 0 | N | N
ELASTIMOLD | K656BELR | Y | ELASTIMOLD , K656BELR |  |  | 597.19 | 2021-05-06 13:23 | Anjanece | 1 | 0 | N | N
ELASTIMOLD | K656BELR | Y | ELASTIMOLD , K656BELR |  |  | 642.56 | 2021-05-06 13:23 | Anjanece | 1 | 0 | N | N
ELASTIMOLD | K656BELR | Y | ELASTIMOLD , K656BELR |  |  | 648.8 | 2021-05-06 13:23 | Anjanece | 1 | 0 | N | N
ELASTIMOLD | K656BELR | Y | ELASTIMOLD , K656BELR |  |  | 653.22 | 2021-05-06 13:23 | Anjanece | 1 | 0 | N | N
ELASTIMOLD | K656BELR | Y | ELASTIMOLD , K656BELR |  |  | 655.52 | 2021-05-06 13:23 | Anjanece | 1 | 0 | N | N
ANDERSON | LCU-700-55 | Y | ANDERSON , LCU-700-55 | JEA SUBSTATION | CSC Stores | 42.39 | 1992-04-24 | John | 1 | 0 | N | N
ANDERSON | LCU-700-55 | Y | ANDERSON , LCU-700-55 |  |  | 43.26 | 1992-04-24 | John | 1 | 0 | N | N
ANDERSON | LCU-700-55 | Y | ANDERSON , LCU-700-55 |  |  | 44.75 | 1992-04-24 | John | 1 | 0 | N | N
ANDERSON | LCU-700-55 | Y | ANDERSON , LCU-700-55 |  |  | 46.25 | 1992-04-24 | John | 1 | 0 | N | N
ANDERSON | LCU-700-55 | Y | ANDERSON , LCU-700-55 |  |  | 54.39 | 1992-04-24 | John | 1 | 0 | N | N
ANDERSON | LCU-700-55 | Y | ANDERSON , LCU-700-55 |  |  | 57.12 | 1992-04-24 | John | 1 | 0 | N | N
ANDERSON | LCU-700-55 | Y | ANDERSON , LCU-700-55 |  |  | 57.24 | 1992-04-24 | John | 1 | 0 | N | N
DOSSERT | ACA504 | Y | DOSSERT , ACA504 | JEA SUBSTATION | CSC Stores | 42.39 | 1992-04-24 | John | 1 | 0 | N | N
DOSSERT | ACA504 | Y | DOSSERT , ACA504 |  |  | 43.26 | 1992-04-24 | John | 1 | 0 | N | N
DOSSERT | ACA504 | Y | DOSSERT , ACA504 |  |  | 44.75 | 1992-04-24 | John | 1 | 0 | N | N
DOSSERT | ACA504 | Y | DOSSERT , ACA504 |  |  | 46.25 | 1992-04-24 | John | 1 | 0 | N | N
DOSSERT | ACA504 | Y | DOSSERT , ACA504 |  |  | 54.39 | 1992-04-24 | John | 1 | 0 | N | N
DOSSERT | ACA504 | Y | DOSSERT , ACA504 |  |  | 57.12 | 1992-04-24 | John | 1 | 0 | N | N
DOSSERT | ACA504 | Y | DOSSERT , ACA504 |  |  | 57.24 | 1992-04-24 | John | 1 | 0 | N | N
HOMAC | ABRU3-79 | Y | HOMAC , ABRU3-79 | JEA SUBSTATION | CSC Stores | 42.39 | 1992-04-24 | John | 1 | 0 | N | N
HOMAC | ABRU3-79 | Y | HOMAC , ABRU3-79 |  |  | 43.26 | 1992-04-24 | John | 1 | 0 | N | N
HOMAC | ABRU3-79 | Y | HOMAC , ABRU3-79 |  |  | 44.75 | 1992-04-24 | John | 1 | 0 | N | N
HOMAC | ABRU3-79 | Y | HOMAC , ABRU3-79 |  |  | 46.25 | 1992-04-24 | John | 1 | 0 | N | N
HOMAC | ABRU3-79 | Y | HOMAC , ABRU3-79 |  |  | 54.39 | 1992-04-24 | John | 1 | 0 | N | N
HOMAC | ABRU3-79 | Y | HOMAC , ABRU3-79 |  |  | 57.12 | 1992-04-24 | John | 1 | 0 | N | N
HOMAC | ABRU3-79 | Y | HOMAC , ABRU3-79 |  |  | 57.24 | 1992-04-24 | John | 1 | 0 | N | N
PLP | MP30R | Y | PLP , MP30R | JEA SUBSTATION | CSC Stores | 42.39 | 1992-04-24 | John | 1 | 0 | N | N
PLP | MP30R | Y | PLP , MP30R |  |  | 43.26 | 1992-04-24 | John | 1 | 0 | N | N
PLP | MP30R | Y | PLP , MP30R |  |  | 44.75 | 1992-04-24 | John | 1 | 0 | N | N
PLP | MP30R | Y | PLP , MP30R |  |  | 46.25 | 1992-04-24 | John | 1 | 0 | N | N
PLP | MP30R | Y | PLP , MP30R |  |  | 54.39 | 1992-04-24 | John | 1 | 0 | N | N
PLP | MP30R | Y | PLP , MP30R |  |  | 57.12 | 1992-04-24 | John | 1 | 0 | N | N
PLP | MP30R | Y | PLP , MP30R |  |  | 57.24 | 1992-04-24 | John | 1 | 0 | N | N
SEFCOR | PUAL-6666 | Y | SEFCOR , PUAL-6666 | JEA SUBSTATION | CSC Stores | 42.39 | 1992-04-24 | John | 1 | 0 | N | N
SEFCOR | PUAL-6666 | Y | SEFCOR , PUAL-6666 |  |  | 43.26 | 1992-04-24 | John | 1 | 0 | N | N
SEFCOR | PUAL-6666 | Y | SEFCOR , PUAL-6666 |  |  | 44.75 | 1992-04-24 | John | 1 | 0 | N | N
SEFCOR | PUAL-6666 | Y | SEFCOR , PUAL-6666 |  |  | 46.25 | 1992-04-24 | John | 1 | 0 | N | N
SEFCOR | PUAL-6666 | Y | SEFCOR , PUAL-6666 |  |  | 54.39 | 1992-04-24 | John | 1 | 0 | N | N
SEFCOR | PUAL-6666 | Y | SEFCOR , PUAL-6666 |  |  | 57.12 | 1992-04-24 | John | 1 | 0 | N | N
SEFCOR | PUAL-6666 | Y | SEFCOR , PUAL-6666 |  |  | 57.24 | 1992-04-24 | John | 1 | 0 | N | N
AFL | UPL21 | Y | AFL , UPL21 | JEA TRANSMISSION | CSC Stores | 35.94 | 1992-04-24 | John | 25 | 0 | N | N
AFL | UPL21 | Y | AFL , UPL21 |  |  | 39.02 | 1992-04-24 | John | 25 | 0 | N | N
AFL | UPL21 | Y | AFL , UPL21 |  |  | 66.51 | 1992-04-24 | John | 25 | 0 | N | N
ANDERSON | LC-1133 | Y | ANDERSON , LC-1133 | JEA TRANSMISSION | CSC Stores | 35.94 | 1992-04-24 | John | 25 | 0 | N | N
ANDERSON | LC-1133 | Y | ANDERSON , LC-1133 |  |  | 39.02 | 1992-04-24 | John | 25 | 0 | N | N
ANDERSON | LC-1133 | Y | ANDERSON , LC-1133 |  |  | 66.51 | 1992-04-24 | John | 25 | 0 | N | N
HOMAC | VWU2-4/0-1 | Y | HOMAC , VWU2-4/0-1 | JEA TRANSMISSION | CSC Stores | 35.94 | 1992-04-24 | John | 25 | 0 | N | N
HOMAC | VWU2-4/0-1 | Y | HOMAC , VWU2-4/0-1 |  |  | 39.02 | 1992-04-24 | John | 25 | 0 | N | N
HOMAC | VWU2-4/0-1 | Y | HOMAC , VWU2-4/0-1 |  |  | 66.51 | 1992-04-24 | John | 25 | 0 | N | N
SEFCOR | PU-5050 | Y | SEFCOR , PU-5050 | JEA TRANSMISSION | CSC Stores | 35.94 | 1992-04-24 | John | 25 | 0 | N | N
SEFCOR | PU-5050 | Y | SEFCOR , PU-5050 |  |  | 39.02 | 1992-04-24 | John | 25 | 0 | N | N
SEFCOR | PU-5050 | Y | SEFCOR , PU-5050 |  |  | 66.51 | 1992-04-24 | John | 25 | 0 | N | N
AFL | CASV90-4-SN | Y | AFL , CASV90-4-SN | JEA SUBSTATION | CSC Stores | 33.55 | 1992-04-24 | John | 1 | 0 | N | N
AFL | CASV90-4-SN | Y | AFL , CASV90-4-SN |  |  | 45.79 | 1992-04-24 | John | 1 | 0 | N | N
AFL | CASV90-4-SN | Y | AFL , CASV90-4-SN |  |  | 54.53 | 1992-04-24 | John | 1 | 0 | N | N
AFL | CASV90-4-SN | Y | AFL , CASV90-4-SN |  |  | 56.14 | 1992-04-24 | John | 1 | 0 | N | N
AFL | CASV90-4-SN | Y | AFL , CASV90-4-SN |  |  | 95.14 | 1992-04-24 | John | 1 | 0 | N | N
AFL | CASV90-4-SN | Y | AFL , CASV90-4-SN |  |  | 98.95 | 1992-04-24 | John | 1 | 0 | N | N
ANDERSON | BPCS-0804-TP | Y | ANDERSON , BPCS-0804-TP | JEA SUBSTATION | CSC Stores | 33.55 | 1992-04-24 | John | 1 | 0 | N | N
ANDERSON | BPCS-0804-TP | Y | ANDERSON , BPCS-0804-TP |  |  | 45.79 | 1992-04-24 | John | 1 | 0 | N | N
ANDERSON | BPCS-0804-TP | Y | ANDERSON , BPCS-0804-TP |  |  | 54.53 | 1992-04-24 | John | 1 | 0 | N | N
ANDERSON | BPCS-0804-TP | Y | ANDERSON , BPCS-0804-TP |  |  | 56.14 | 1992-04-24 | John | 1 | 0 | N | N
ANDERSON | BPCS-0804-TP | Y | ANDERSON , BPCS-0804-TP |  |  | 95.14 | 1992-04-24 | John | 1 | 0 | N | N
ANDERSON | BPCS-0804-TP | Y | ANDERSON , BPCS-0804-TP |  |  | 98.95 | 1992-04-24 | John | 1 | 0 | N | N
HOMAC | KACS2-80-4R | Y | HOMAC , KACS2-80-4R | JEA SUBSTATION | CSC Stores | 33.55 | 1992-04-24 | John | 1 | 0 | N | N
HOMAC | KACS2-80-4R | Y | HOMAC , KACS2-80-4R |  |  | 45.79 | 1992-04-24 | John | 1 | 0 | N | N
HOMAC | KACS2-80-4R | Y | HOMAC , KACS2-80-4R |  |  | 54.53 | 1992-04-24 | John | 1 | 0 | N | N
HOMAC | KACS2-80-4R | Y | HOMAC , KACS2-80-4R |  |  | 56.14 | 1992-04-24 | John | 1 | 0 | N | N
HOMAC | KACS2-80-4R | Y | HOMAC , KACS2-80-4R |  |  | 95.14 | 1992-04-24 | John | 1 | 0 | N | N
HOMAC | KACS2-80-4R | Y | HOMAC , KACS2-80-4R |  |  | 98.95 | 1992-04-24 | John | 1 | 0 | N | N
SEFCOR | ASPC-20-4-BR-SND | Y | SEFCOR , ASPC-20-4-BR-SND | JEA SUBSTATION | CSC Stores | 33.55 | 1992-04-24 | John | 1 | 0 | N | N
SEFCOR | ASPC-20-4-BR-SND | Y | SEFCOR , ASPC-20-4-BR-SND |  |  | 45.79 | 1992-04-24 | John | 1 | 0 | N | N
SEFCOR | ASPC-20-4-BR-SND | Y | SEFCOR , ASPC-20-4-BR-SND |  |  | 54.53 | 1992-04-24 | John | 1 | 0 | N | N
SEFCOR | ASPC-20-4-BR-SND | Y | SEFCOR , ASPC-20-4-BR-SND |  |  | 56.14 | 1992-04-24 | John | 1 | 0 | N | N
SEFCOR | ASPC-20-4-BR-SND | Y | SEFCOR , ASPC-20-4-BR-SND |  |  | 95.14 | 1992-04-24 | John | 1 | 0 | N | N
SEFCOR | ASPC-20-4-BR-SND | Y | SEFCOR , ASPC-20-4-BR-SND |  |  | 98.95 | 1992-04-24 | John | 1 | 0 | N | N
TRAVIS FOUNDRY - PDU | 110-105-CS-4-TPA | Y | TRAVIS FOUNDRY - PDU , 110-105-CS-4-TPA | JEA SUBSTATION | CSC Stores | 33.55 | 1992-04-24 | John | 1 | 0 | N | N
TRAVIS FOUNDRY - PDU | 110-105-CS-4-TPA | Y | TRAVIS FOUNDRY - PDU , 110-105-CS-4-TPA |  |  | 45.79 | 1992-04-24 | John | 1 | 0 | N | N
TRAVIS FOUNDRY - PDU | 110-105-CS-4-TPA | Y | TRAVIS FOUNDRY - PDU , 110-105-CS-4-TPA |  |  | 54.53 | 1992-04-24 | John | 1 | 0 | N | N
TRAVIS FOUNDRY - PDU | 110-105-CS-4-TPA | Y | TRAVIS FOUNDRY - PDU , 110-105-CS-4-TPA |  |  | 56.14 | 1992-04-24 | John | 1 | 0 | N | N
TRAVIS FOUNDRY - PDU | 110-105-CS-4-TPA | Y | TRAVIS FOUNDRY - PDU , 110-105-CS-4-TPA |  |  | 95.14 | 1992-04-24 | John | 1 | 0 | N | N
TRAVIS FOUNDRY - PDU | 110-105-CS-4-TPA | Y | TRAVIS FOUNDRY - PDU , 110-105-CS-4-TPA |  |  | 98.95 | 1992-04-24 | John | 1 | 0 | N | N
AFL | CASV100-2-1/2-SN | Y | AFL , CASV100-2-1/2-SN | JEA SUBSTATION | CSC Stores | 24.16 | 1992-04-24 | John | 3 | 0 | N | N
ANDERSON | BPCS-100-2 1/2-TP | Y | ANDERSON , BPCS-100-2 1/2-TP | JEA SUBSTATION | CSC Stores | 24.16 | 1992-04-24 | John | 3 | 0 | N | N
DOSSERT | CASV 100-2-1/2-SN | Y | DOSSERT , CASV 100-2-1/2-SN | JEA SUBSTATION | CSC Stores | 24.16 | 1992-04-24 | John | 3 | 0 | N | N
HOMAC | GA-582-TP | Y | HOMAC , GA-582-TP | JEA SUBSTATION | CSC Stores | 24.16 | 1992-04-24 | John | 3 | 0 | N | N
SEFCOR | CSPC-34-6-SND | Y | SEFCOR , CSPC-34-6-SND | JEA SUBSTATION | CSC Stores | 24.16 | 1992-04-24 | John | 3 | 0 | N | N
TRAVIS FOUNDRY - PDU | 110-105-CS-2.5-TPA | Y | TRAVIS FOUNDRY - PDU , 110-105-CS-2.5-TPA | JEA SUBSTATION | CSC Stores | 24.16 | 1992-04-24 | John | 3 | 0 | N | N
AFL | CASV125-4-AA | Y | AFL , CASV125-4-AA | JEA SUBSTATION | CSC Stores | 0 | 2010-06-08 10:20 | John | 1 | 0 | N | N
AFL | CASV125-4-AA | Y | AFL , CASV125-4-AA |  |  | 17.09 | 2010-06-08 10:20 | John | 1 | 0 | N | N
AFL | CASV125-4-AA | Y | AFL , CASV125-4-AA |  |  | 18 | 2010-06-08 10:20 | John | 1 | 0 | N | N
AFL | CASV125-4-AA | Y | AFL , CASV125-4-AA |  |  | 18.02 | 2010-06-08 10:20 | John | 1 | 0 | N | N
AFL | CASV125-4-AA | Y | AFL , CASV125-4-AA |  |  | 18.52 | 2010-06-08 10:20 | John | 1 | 0 | N | N
AFL | CASV125-4-AA | Y | AFL , CASV125-4-AA |  |  | 21.31 | 2010-06-08 10:20 | John | 1 | 0 | N | N
AFL | CASV125-4-AA | Y | AFL , CASV125-4-AA |  |  | 24 | 2010-06-08 10:20 | John | 1 | 0 | N | N
AFL | CASV125-4-AA | Y | AFL , CASV125-4-AA |  |  | 26.13 | 2010-06-08 10:20 | John | 1 | 0 | N | N
AFL | CASV125-4-AA | Y | AFL , CASV125-4-AA |  |  | 28.05 | 2010-06-08 10:20 | John | 1 | 0 | N | N
AFL | CASV125-4-AA | Y | AFL , CASV125-4-AA |  |  | 30.18 | 2010-06-08 10:20 | John | 1 | 0 | N | N
AFL | CASV125-4-AA | Y | AFL , CASV125-4-AA |  |  | 32.1 | 2010-06-08 10:20 | John | 1 | 0 | N | N
AFL | CASV125-4-AA | Y | AFL , CASV125-4-AA |  |  | 207.03 | 2010-06-08 10:20 | John | 1 | 0 | N | N
ANDERSON | APCS-13-4 | Y | ANDERSON , APCS-13-4 | JEA SUBSTATION | CSC Stores | 0 | 2010-06-08 10:20 | John | 1 | 0 | N | N
ANDERSON | APCS-13-4 | Y | ANDERSON , APCS-13-4 |  |  | 17.09 | 2010-06-08 10:20 | John | 1 | 0 | N | N
ANDERSON | APCS-13-4 | Y | ANDERSON , APCS-13-4 |  |  | 18 | 2010-06-08 10:20 | John | 1 | 0 | N | N
ANDERSON | APCS-13-4 | Y | ANDERSON , APCS-13-4 |  |  | 18.02 | 2010-06-08 10:20 | John | 1 | 0 | N | N
ANDERSON | APCS-13-4 | Y | ANDERSON , APCS-13-4 |  |  | 18.52 | 2010-06-08 10:20 | John | 1 | 0 | N | N
ANDERSON | APCS-13-4 | Y | ANDERSON , APCS-13-4 |  |  | 21.31 | 2010-06-08 10:20 | John | 1 | 0 | N | N
ANDERSON | APCS-13-4 | Y | ANDERSON , APCS-13-4 |  |  | 24 | 2010-06-08 10:20 | John | 1 | 0 | N | N
ANDERSON | APCS-13-4 | Y | ANDERSON , APCS-13-4 |  |  | 26.13 | 2010-06-08 10:20 | John | 1 | 0 | N | N
ANDERSON | APCS-13-4 | Y | ANDERSON , APCS-13-4 |  |  | 28.05 | 2010-06-08 10:20 | John | 1 | 0 | N | N
ANDERSON | APCS-13-4 | Y | ANDERSON , APCS-13-4 |  |  | 30.18 | 2010-06-08 10:20 | John | 1 | 0 | N | N
ANDERSON | APCS-13-4 | Y | ANDERSON , APCS-13-4 |  |  | 32.1 | 2010-06-08 10:20 | John | 1 | 0 | N | N
ANDERSON | APCS-13-4 | Y | ANDERSON , APCS-13-4 |  |  | 207.03 | 2010-06-08 10:20 | John | 1 | 0 | N | N
HOMAC | ACS2-125-4 | Y | HOMAC , ACS2-125-4 | JEA SUBSTATION | CSC Stores | 0 | 2010-06-08 10:20 | John | 1 | 0 | N | N
HOMAC | ACS2-125-4 | Y | HOMAC , ACS2-125-4 |  |  | 17.09 | 2010-06-08 10:20 | John | 1 | 0 | N | N
HOMAC | ACS2-125-4 | Y | HOMAC , ACS2-125-4 |  |  | 18 | 2010-06-08 10:20 | John | 1 | 0 | N | N
HOMAC | ACS2-125-4 | Y | HOMAC , ACS2-125-4 |  |  | 18.02 | 2010-06-08 10:20 | John | 1 | 0 | N | N
HOMAC | ACS2-125-4 | Y | HOMAC , ACS2-125-4 |  |  | 18.52 | 2010-06-08 10:20 | John | 1 | 0 | N | N
HOMAC | ACS2-125-4 | Y | HOMAC , ACS2-125-4 |  |  | 21.31 | 2010-06-08 10:20 | John | 1 | 0 | N | N
HOMAC | ACS2-125-4 | Y | HOMAC , ACS2-125-4 |  |  | 24 | 2010-06-08 10:20 | John | 1 | 0 | N | N
HOMAC | ACS2-125-4 | Y | HOMAC , ACS2-125-4 |  |  | 26.13 | 2010-06-08 10:20 | John | 1 | 0 | N | N
HOMAC | ACS2-125-4 | Y | HOMAC , ACS2-125-4 |  |  | 28.05 | 2010-06-08 10:20 | John | 1 | 0 | N | N
HOMAC | ACS2-125-4 | Y | HOMAC , ACS2-125-4 |  |  | 30.18 | 2010-06-08 10:20 | John | 1 | 0 | N | N
HOMAC | ACS2-125-4 | Y | HOMAC , ACS2-125-4 |  |  | 32.1 | 2010-06-08 10:20 | John | 1 | 0 | N | N
HOMAC | ACS2-125-4 | Y | HOMAC , ACS2-125-4 |  |  | 207.03 | 2010-06-08 10:20 | John | 1 | 0 | N | N
PLP | ES285A-100 | Y | PLP , ES285A-100 | JEA SUBSTATION | CSC Stores | 0 | 2010-06-08 10:20 | John | 1 | 0 | N | N
PLP | ES285A-100 | Y | PLP , ES285A-100 |  |  | 17.09 | 2010-06-08 10:20 | John | 1 | 0 | N | N
PLP | ES285A-100 | Y | PLP , ES285A-100 |  |  | 18 | 2010-06-08 10:20 | John | 1 | 0 | N | N
PLP | ES285A-100 | Y | PLP , ES285A-100 |  |  | 18.02 | 2010-06-08 10:20 | John | 1 | 0 | N | N
PLP | ES285A-100 | Y | PLP , ES285A-100 |  |  | 18.52 | 2010-06-08 10:20 | John | 1 | 0 | N | N
PLP | ES285A-100 | Y | PLP , ES285A-100 |  |  | 21.31 | 2010-06-08 10:20 | John | 1 | 0 | N | N
PLP | ES285A-100 | Y | PLP , ES285A-100 |  |  | 24 | 2010-06-08 10:20 | John | 1 | 0 | N | N
PLP | ES285A-100 | Y | PLP , ES285A-100 |  |  | 26.13 | 2010-06-08 10:20 | John | 1 | 0 | N | N
PLP | ES285A-100 | Y | PLP , ES285A-100 |  |  | 28.05 | 2010-06-08 10:20 | John | 1 | 0 | N | N
PLP | ES285A-100 | Y | PLP , ES285A-100 |  |  | 30.18 | 2010-06-08 10:20 | John | 1 | 0 | N | N
PLP | ES285A-100 | Y | PLP , ES285A-100 |  |  | 32.1 | 2010-06-08 10:20 | John | 1 | 0 | N | N
PLP | ES285A-100 | Y | PLP , ES285A-100 |  |  | 207.03 | 2010-06-08 10:20 | John | 1 | 0 | N | N
SEFCOR | ASPC-36-4 | Y | SEFCOR , ASPC-36-4 | JEA SUBSTATION | CSC Stores | 0 | 2010-06-08 10:20 | John | 1 | 0 | N | N
SEFCOR | ASPC-36-4 | Y | SEFCOR , ASPC-36-4 |  |  | 17.09 | 2010-06-08 10:20 | John | 1 | 0 | N | N
SEFCOR | ASPC-36-4 | Y | SEFCOR , ASPC-36-4 |  |  | 18 | 2010-06-08 10:20 | John | 1 | 0 | N | N
SEFCOR | ASPC-36-4 | Y | SEFCOR , ASPC-36-4 |  |  | 18.02 | 2010-06-08 10:20 | John | 1 | 0 | N | N
SEFCOR | ASPC-36-4 | Y | SEFCOR , ASPC-36-4 |  |  | 18.52 | 2010-06-08 10:20 | John | 1 | 0 | N | N
SEFCOR | ASPC-36-4 | Y | SEFCOR , ASPC-36-4 |  |  | 21.31 | 2010-06-08 10:20 | John | 1 | 0 | N | N
SEFCOR | ASPC-36-4 | Y | SEFCOR , ASPC-36-4 |  |  | 24 | 2010-06-08 10:20 | John | 1 | 0 | N | N
SEFCOR | ASPC-36-4 | Y | SEFCOR , ASPC-36-4 |  |  | 26.13 | 2010-06-08 10:20 | John | 1 | 0 | N | N
SEFCOR | ASPC-36-4 | Y | SEFCOR , ASPC-36-4 |  |  | 28.05 | 2010-06-08 10:20 | John | 1 | 0 | N | N
SEFCOR | ASPC-36-4 | Y | SEFCOR , ASPC-36-4 |  |  | 30.18 | 2010-06-08 10:20 | John | 1 | 0 | N | N
SEFCOR | ASPC-36-4 | Y | SEFCOR , ASPC-36-4 |  |  | 32.1 | 2010-06-08 10:20 | John | 1 | 0 | N | N
SEFCOR | ASPC-36-4 | Y | SEFCOR , ASPC-36-4 |  |  | 207.03 | 2010-06-08 10:20 | John | 1 | 0 | N | N
TRAVIS FOUNDRY - PDU | 110-119-CS-4 | Y | TRAVIS FOUNDRY - PDU , 110-119-CS-4 | JEA SUBSTATION | CSC Stores | 0 | 2010-06-08 10:20 | John | 1 | 0 | N | N
TRAVIS FOUNDRY - PDU | 110-119-CS-4 | Y | TRAVIS FOUNDRY - PDU , 110-119-CS-4 |  |  | 17.09 | 2010-06-08 10:20 | John | 1 | 0 | N | N
TRAVIS FOUNDRY - PDU | 110-119-CS-4 | Y | TRAVIS FOUNDRY - PDU , 110-119-CS-4 |  |  | 18 | 2010-06-08 10:20 | John | 1 | 0 | N | N
TRAVIS FOUNDRY - PDU | 110-119-CS-4 | Y | TRAVIS FOUNDRY - PDU , 110-119-CS-4 |  |  | 18.02 | 2010-06-08 10:20 | John | 1 | 0 | N | N
TRAVIS FOUNDRY - PDU | 110-119-CS-4 | Y | TRAVIS FOUNDRY - PDU , 110-119-CS-4 |  |  | 18.52 | 2010-06-08 10:20 | John | 1 | 0 | N | N
TRAVIS FOUNDRY - PDU | 110-119-CS-4 | Y | TRAVIS FOUNDRY - PDU , 110-119-CS-4 |  |  | 21.31 | 2010-06-08 10:20 | John | 1 | 0 | N | N
TRAVIS FOUNDRY - PDU | 110-119-CS-4 | Y | TRAVIS FOUNDRY - PDU , 110-119-CS-4 |  |  | 24 | 2010-06-08 10:20 | John | 1 | 0 | N | N
TRAVIS FOUNDRY - PDU | 110-119-CS-4 | Y | TRAVIS FOUNDRY - PDU , 110-119-CS-4 |  |  | 26.13 | 2010-06-08 10:20 | John | 1 | 0 | N | N
TRAVIS FOUNDRY - PDU | 110-119-CS-4 | Y | TRAVIS FOUNDRY - PDU , 110-119-CS-4 |  |  | 28.05 | 2010-06-08 10:20 | John | 1 | 0 | N | N
TRAVIS FOUNDRY - PDU | 110-119-CS-4 | Y | TRAVIS FOUNDRY - PDU , 110-119-CS-4 |  |  | 30.18 | 2010-06-08 10:20 | John | 1 | 0 | N | N
TRAVIS FOUNDRY - PDU | 110-119-CS-4 | Y | TRAVIS FOUNDRY - PDU , 110-119-CS-4 |  |  | 32.1 | 2010-06-08 10:20 | John | 1 | 0 | N | N
TRAVIS FOUNDRY - PDU | 110-119-CS-4 | Y | TRAVIS FOUNDRY - PDU , 110-119-CS-4 |  |  | 207.03 | 2010-06-08 10:20 | John | 1 | 0 | N | N
COOPER POWER | STUD-A | Y | COOPER POWER , STUD-A | JEA UNDERGROUND DISTRIBUTION | CSC Stores | 6.03 | 2021-11-04 12:45 | Anjanece | 1 | 0 | N | N
COOPER POWER | STUD-A | Y | COOPER POWER , STUD-A |  |  | 6.38 | 2021-11-04 12:45 | Anjanece | 1 | 0 | N | N
COOPER POWER | STUD-A | Y | COOPER POWER , STUD-A |  |  | 6.5 | 2021-11-04 12:45 | Anjanece | 1 | 0 | N | N
COOPER POWER | STUD-A | Y | COOPER POWER , STUD-A |  |  | 7.58 | 2021-11-04 12:45 | Anjanece | 1 | 0 | N | N
ELASTIMOLD | 650SA | Y | ELASTIMOLD , 650SA | JEA UNDERGROUND DISTRIBUTION | CSC Stores | 6.03 | 2021-11-04 12:45 | Anjanece | 1 | 0 | N | N
ELASTIMOLD | 650SA | Y | ELASTIMOLD , 650SA |  |  | 6.38 | 2021-11-04 12:45 | Anjanece | 1 | 0 | N | N
ELASTIMOLD | 650SA | Y | ELASTIMOLD , 650SA |  |  | 6.5 | 2021-11-04 12:45 | Anjanece | 1 | 0 | N | N
ELASTIMOLD | 650SA | Y | ELASTIMOLD , 650SA |  |  | 7.58 | 2021-11-04 12:45 | Anjanece | 1 | 0 | N | N
HUBBELL POWER SYSTEMS, INC. | 625SA | Y | HUBBELL POWER SYSTEMS, INC. , 625SA | JEA UNDERGROUND DISTRIBUTION | CSC Stores | 6.03 | 2021-11-04 12:45 | Anjanece | 1 | 0 | N | N
HUBBELL POWER SYSTEMS, INC. | 625SA | Y | HUBBELL POWER SYSTEMS, INC. , 625SA |  |  | 6.38 | 2021-11-04 12:45 | Anjanece | 1 | 0 | N | N
HUBBELL POWER SYSTEMS, INC. | 625SA | Y | HUBBELL POWER SYSTEMS, INC. , 625SA |  |  | 6.5 | 2021-11-04 12:45 | Anjanece | 1 | 0 | N | N
HUBBELL POWER SYSTEMS, INC. | 625SA | Y | HUBBELL POWER SYSTEMS, INC. , 625SA |  |  | 7.58 | 2021-11-04 12:45 | Anjanece | 1 | 0 | N | N
AFL | BM4N | Y | AFL , BM4N | JEA SUBSTATION | CSC Stores | 3.18 | 1989-01-05 | John | 25 | 0 | N | N
AFL | BM4N | Y | AFL , BM4N |  |  | 3.38 | 1989-01-05 | John | 25 | 0 | N | N
AFL | BM4N | Y | AFL , BM4N |  |  | 3.48 | 1989-01-05 | John | 25 | 0 | N | N
AFL | BM4N | Y | AFL , BM4N |  |  | 3.56 | 1989-01-05 | John | 25 | 0 | N | N
AFL | BM4N | Y | AFL , BM4N |  |  | 3.6 | 1989-01-05 | John | 25 | 0 | N | N
AFL | BM4N | Y | AFL , BM4N |  |  | 3.67 | 1989-01-05 | John | 25 | 0 | N | N
AFL | BM4N | Y | AFL , BM4N |  |  | 3.9 | 1989-01-05 | John | 25 | 0 | N | N
AFL | BM4N | Y | AFL , BM4N |  |  | 3.98 | 1989-01-05 | John | 25 | 0 | N | N
AFL | BM4N | Y | AFL , BM4N |  |  | 4.54 | 1989-01-05 | John | 25 | 0 | N | N
ANDERSON | TP-C | Y | ANDERSON , TP-C | JEA SUBSTATION | CSC Stores | 3.18 | 1989-01-05 | John | 25 | 0 | N | N
ANDERSON | TP-C | Y | ANDERSON , TP-C |  |  | 3.38 | 1989-01-05 | John | 25 | 0 | N | N
ANDERSON | TP-C | Y | ANDERSON , TP-C |  |  | 3.48 | 1989-01-05 | John | 25 | 0 | N | N
ANDERSON | TP-C | Y | ANDERSON , TP-C |  |  | 3.56 | 1989-01-05 | John | 25 | 0 | N | N
ANDERSON | TP-C | Y | ANDERSON , TP-C |  |  | 3.6 | 1989-01-05 | John | 25 | 0 | N | N
ANDERSON | TP-C | Y | ANDERSON , TP-C |  |  | 3.67 | 1989-01-05 | John | 25 | 0 | N | N
ANDERSON | TP-C | Y | ANDERSON , TP-C |  |  | 3.9 | 1989-01-05 | John | 25 | 0 | N | N
ANDERSON | TP-C | Y | ANDERSON , TP-C |  |  | 3.98 | 1989-01-05 | John | 25 | 0 | N | N
ANDERSON | TP-C | Y | ANDERSON , TP-C |  |  | 4.54 | 1989-01-05 | John | 25 | 0 | N | N
DOSSERT | BM3N | Y | DOSSERT , BM3N | JEA SUBSTATION | CSC Stores | 3.18 | 1989-01-05 | John | 25 | 0 | N | N
DOSSERT | BM3N | Y | DOSSERT , BM3N |  |  | 3.38 | 1989-01-05 | John | 25 | 0 | N | N
DOSSERT | BM3N | Y | DOSSERT , BM3N |  |  | 3.48 | 1989-01-05 | John | 25 | 0 | N | N
DOSSERT | BM3N | Y | DOSSERT , BM3N |  |  | 3.56 | 1989-01-05 | John | 25 | 0 | N | N
DOSSERT | BM3N | Y | DOSSERT , BM3N |  |  | 3.6 | 1989-01-05 | John | 25 | 0 | N | N
DOSSERT | BM3N | Y | DOSSERT , BM3N |  |  | 3.67 | 1989-01-05 | John | 25 | 0 | N | N
DOSSERT | BM3N | Y | DOSSERT , BM3N |  |  | 3.9 | 1989-01-05 | John | 25 | 0 | N | N
DOSSERT | BM3N | Y | DOSSERT , BM3N |  |  | 3.98 | 1989-01-05 | John | 25 | 0 | N | N
DOSSERT | BM3N | Y | DOSSERT , BM3N |  |  | 4.54 | 1989-01-05 | John | 25 | 0 | N | N
HOMAC | GB-9557-3 | Y | HOMAC , GB-9557-3 | JEA SUBSTATION | CSC Stores | 3.18 | 1989-01-05 | John | 25 | 0 | N | N
HOMAC | GB-9557-3 | Y | HOMAC , GB-9557-3 |  |  | 3.38 | 1989-01-05 | John | 25 | 0 | N | N
HOMAC | GB-9557-3 | Y | HOMAC , GB-9557-3 |  |  | 3.48 | 1989-01-05 | John | 25 | 0 | N | N
HOMAC | GB-9557-3 | Y | HOMAC , GB-9557-3 |  |  | 3.56 | 1989-01-05 | John | 25 | 0 | N | N
HOMAC | GB-9557-3 | Y | HOMAC , GB-9557-3 |  |  | 3.6 | 1989-01-05 | John | 25 | 0 | N | N
HOMAC | GB-9557-3 | Y | HOMAC , GB-9557-3 |  |  | 3.67 | 1989-01-05 | John | 25 | 0 | N | N
HOMAC | GB-9557-3 | Y | HOMAC , GB-9557-3 |  |  | 3.9 | 1989-01-05 | John | 25 | 0 | N | N
HOMAC | GB-9557-3 | Y | HOMAC , GB-9557-3 |  |  | 3.98 | 1989-01-05 | John | 25 | 0 | N | N
HOMAC | GB-9557-3 | Y | HOMAC , GB-9557-3 |  |  | 4.54 | 1989-01-05 | John | 25 | 0 | N | N
PLP | MB-3-T09 | Y | PLP , MB-3-T09 | JEA SUBSTATION | CSC Stores | 3.18 | 1989-01-05 | John | 25 | 0 | N | N
PLP | MB-3-T09 | Y | PLP , MB-3-T09 |  |  | 3.38 | 1989-01-05 | John | 25 | 0 | N | N
PLP | MB-3-T09 | Y | PLP , MB-3-T09 |  |  | 3.48 | 1989-01-05 | John | 25 | 0 | N | N
PLP | MB-3-T09 | Y | PLP , MB-3-T09 |  |  | 3.56 | 1989-01-05 | John | 25 | 0 | N | N
PLP | MB-3-T09 | Y | PLP , MB-3-T09 |  |  | 3.6 | 1989-01-05 | John | 25 | 0 | N | N
PLP | MB-3-T09 | Y | PLP , MB-3-T09 |  |  | 3.67 | 1989-01-05 | John | 25 | 0 | N | N
PLP | MB-3-T09 | Y | PLP , MB-3-T09 |  |  | 3.9 | 1989-01-05 | John | 25 | 0 | N | N
PLP | MB-3-T09 | Y | PLP , MB-3-T09 |  |  | 3.98 | 1989-01-05 | John | 25 | 0 | N | N
PLP | MB-3-T09 | Y | PLP , MB-3-T09 |  |  | 4.54 | 1989-01-05 | John | 25 | 0 | N | N
SEFCOR | ATP-C | Y | SEFCOR , ATP-C | JEA SUBSTATION | CSC Stores | 3.18 | 1989-01-05 | John | 25 | 0 | N | N
SEFCOR | ATP-C | Y | SEFCOR , ATP-C |  |  | 3.38 | 1989-01-05 | John | 25 | 0 | N | N
SEFCOR | ATP-C | Y | SEFCOR , ATP-C |  |  | 3.48 | 1989-01-05 | John | 25 | 0 | N | N
SEFCOR | ATP-C | Y | SEFCOR , ATP-C |  |  | 3.56 | 1989-01-05 | John | 25 | 0 | N | N
SEFCOR | ATP-C | Y | SEFCOR , ATP-C |  |  | 3.6 | 1989-01-05 | John | 25 | 0 | N | N
SEFCOR | ATP-C | Y | SEFCOR , ATP-C |  |  | 3.67 | 1989-01-05 | John | 25 | 0 | N | N
SEFCOR | ATP-C | Y | SEFCOR , ATP-C |  |  | 3.9 | 1989-01-05 | John | 25 | 0 | N | N
SEFCOR | ATP-C | Y | SEFCOR , ATP-C |  |  | 3.98 | 1989-01-05 | John | 25 | 0 | N | N
SEFCOR | ATP-C | Y | SEFCOR , ATP-C |  |  | 4.54 | 1989-01-05 | John | 25 | 0 | N | N
TRAVIS FOUNDRY - PDU | TP3 | Y | TRAVIS FOUNDRY - PDU , TP3 | JEA SUBSTATION | CSC Stores | 3.18 | 1989-01-05 | John | 25 | 0 | N | N
TRAVIS FOUNDRY - PDU | TP3 | Y | TRAVIS FOUNDRY - PDU , TP3 |  |  | 3.38 | 1989-01-05 | John | 25 | 0 | N | N
TRAVIS FOUNDRY - PDU | TP3 | Y | TRAVIS FOUNDRY - PDU , TP3 |  |  | 3.48 | 1989-01-05 | John | 25 | 0 | N | N
TRAVIS FOUNDRY - PDU | TP3 | Y | TRAVIS FOUNDRY - PDU , TP3 |  |  | 3.56 | 1989-01-05 | John | 25 | 0 | N | N
TRAVIS FOUNDRY - PDU | TP3 | Y | TRAVIS FOUNDRY - PDU , TP3 |  |  | 3.6 | 1989-01-05 | John | 25 | 0 | N | N
TRAVIS FOUNDRY - PDU | TP3 | Y | TRAVIS FOUNDRY - PDU , TP3 |  |  | 3.67 | 1989-01-05 | John | 25 | 0 | N | N
TRAVIS FOUNDRY - PDU | TP3 | Y | TRAVIS FOUNDRY - PDU , TP3 |  |  | 3.9 | 1989-01-05 | John | 25 | 0 | N | N
TRAVIS FOUNDRY - PDU | TP3 | Y | TRAVIS FOUNDRY - PDU , TP3 |  |  | 3.98 | 1989-01-05 | John | 25 | 0 | N | N
TRAVIS FOUNDRY - PDU | TP3 | Y | TRAVIS FOUNDRY - PDU , TP3 |  |  | 4.54 | 1989-01-05 | John | 25 | 0 | N | N
AFL | BM1-1/2N | Y | AFL , BM1-1/2N | JEA SUBSTATION | CSC Stores | 1.76 | 1991-06-19 | John | 25 | 0 | N | N
AFL | BM1-1/2N | Y | AFL , BM1-1/2N |  |  | 4.07 | 1991-06-19 | John | 25 | 0 | N | N
AFL | BM1-1/2N | Y | AFL , BM1-1/2N |  |  | 4.11 | 1991-06-19 | John | 25 | 0 | N | N
ANDERSON | TP-B | Y | ANDERSON , TP-B | JEA SUBSTATION | CSC Stores | 1.76 | 1991-06-19 | John | 25 | 0 | N | N
ANDERSON | TP-B | Y | ANDERSON , TP-B |  |  | 4.07 | 1991-06-19 | John | 25 | 0 | N | N
ANDERSON | TP-B | Y | ANDERSON , TP-B |  |  | 4.11 | 1991-06-19 | John | 25 | 0 | N | N
DOSSERT | BM 1-1/2N | Y | DOSSERT , BM 1-1/2N | JEA SUBSTATION | CSC Stores | 1.76 | 1991-06-19 | John | 25 | 0 | N | N
DOSSERT | BM 1-1/2N | Y | DOSSERT , BM 1-1/2N |  |  | 4.07 | 1991-06-19 | John | 25 | 0 | N | N
DOSSERT | BM 1-1/2N | Y | DOSSERT , BM 1-1/2N |  |  | 4.11 | 1991-06-19 | John | 25 | 0 | N | N
HOMAC | GB-9557-1.5 | Y | HOMAC , GB-9557-1.5 | JEA SUBSTATION | CSC Stores | 1.76 | 1991-06-19 | John | 25 | 0 | N | N
HOMAC | GB-9557-1.5 | Y | HOMAC , GB-9557-1.5 |  |  | 4.07 | 1991-06-19 | John | 25 | 0 | N | N
HOMAC | GB-9557-1.5 | Y | HOMAC , GB-9557-1.5 |  |  | 4.11 | 1991-06-19 | John | 25 | 0 | N | N
SEFCOR | ATP-B | Y | SEFCOR , ATP-B | JEA SUBSTATION | CSC Stores | 1.76 | 1991-06-19 | John | 25 | 0 | N | N
SEFCOR | ATP-B | Y | SEFCOR , ATP-B |  |  | 4.07 | 1991-06-19 | John | 25 | 0 | N | N
SEFCOR | ATP-B | Y | SEFCOR , ATP-B |  |  | 4.11 | 1991-06-19 | John | 25 | 0 | N | N
TRAVIS FOUNDRY - PDU | TP2 | Y | TRAVIS FOUNDRY - PDU , TP2 | JEA SUBSTATION | CSC Stores | 1.76 | 1991-06-19 | John | 25 | 0 | N | N
TRAVIS FOUNDRY - PDU | TP2 | Y | TRAVIS FOUNDRY - PDU , TP2 |  |  | 4.07 | 1991-06-19 | John | 25 | 0 | N | N
TRAVIS FOUNDRY - PDU | TP2 | Y | TRAVIS FOUNDRY - PDU , TP2 |  |  | 4.11 | 1991-06-19 | John | 25 | 0 | N | N
ANDERSON | C-1000 | Y | ANDERSON , C-1000 | JEA UNDERGROUND DISTRIBUTION | CSC Stores | 21 | 1992-04-22 | Anjanece | 1 | 0 | N | N
ANDERSON | C-1000 | Y | ANDERSON , C-1000 |  |  | 31.2 | 1992-04-22 | Anjanece | 1 | 0 | N | N
ANDERSON | C-1000 | Y | ANDERSON , C-1000 |  |  | 36.07 | 1992-04-22 | Anjanece | 1 | 0 | N | N
ANDERSON | C-1000 | Y | ANDERSON , C-1000 |  |  | 69.66 | 1992-04-22 | Anjanece | 1 | 0 | N | N
BURNDY CORP. | KS-44 | Y | BURNDY CORP. , KS-44 | JEA UNDERGROUND DISTRIBUTION | CSC Stores | 21 | 1992-04-22 | Anjanece | 1 | 0 | N | N
BURNDY CORP. | KS-44 | Y | BURNDY CORP. , KS-44 |  |  | 31.2 | 1992-04-22 | Anjanece | 1 | 0 | N | N
BURNDY CORP. | KS-44 | Y | BURNDY CORP. , KS-44 |  |  | 36.07 | 1992-04-22 | Anjanece | 1 | 0 | N | N
BURNDY CORP. | KS-44 | Y | BURNDY CORP. , KS-44 |  |  | 69.66 | 1992-04-22 | Anjanece | 1 | 0 | N | N
HOMAC | E 1000 | Y | HOMAC , E 1000 | JEA UNDERGROUND DISTRIBUTION | CSC Stores | 21 | 1992-04-22 | Anjanece | 1 | 0 | N | N
HOMAC | E 1000 | Y | HOMAC , E 1000 |  |  | 31.2 | 1992-04-22 | Anjanece | 1 | 0 | N | N
HOMAC | E 1000 | Y | HOMAC , E 1000 |  |  | 36.07 | 1992-04-22 | Anjanece | 1 | 0 | N | N
HOMAC | E 1000 | Y | HOMAC , E 1000 |  |  | 69.66 | 1992-04-22 | Anjanece | 1 | 0 | N | N
AFL | SCB150-1/2F-4N4-T12-SN | Y | AFL , SCB150-1/2F-4N4-T12-SN | JEA SUBSTATION | CSC Stores | 38.05 | 1992-01-29 | Anjanece | 1 | 0 | N | N
AFL | SCB150-1/2F-4N4-T12-SN | Y | AFL , SCB150-1/2F-4N4-T12-SN |  |  | 79.74 | 1992-01-29 | Anjanece | 1 | 0 | N | N
AFL | SCB150-1/2F-4N4-T12-SN | Y | AFL , SCB150-1/2F-4N4-T12-SN |  |  | 80.56 | 1992-01-29 | Anjanece | 1 | 0 | N | N
AFL | SCB150-1/2F-4N4-T12-SN | Y | AFL , SCB150-1/2F-4N4-T12-SN |  |  | 81.55 | 1992-01-29 | Anjanece | 1 | 0 | N | N
AFL | SCB150-1/2F-4N4-T12-SN | Y | AFL , SCB150-1/2F-4N4-T12-SN |  |  | 96.67 | 1992-01-29 | Anjanece | 1 | 0 | N | N
ANDERSON | HDSF-14-1-D-1/2-12-TP | Y | ANDERSON , HDSF-14-1-D-1/2-12-TP | JEA SUBSTATION | CSC Stores | 38.05 | 1992-01-29 | Anjanece | 1 | 0 | N | N
ANDERSON | HDSF-14-1-D-1/2-12-TP | Y | ANDERSON , HDSF-14-1-D-1/2-12-TP |  |  | 79.74 | 1992-01-29 | Anjanece | 1 | 0 | N | N
ANDERSON | HDSF-14-1-D-1/2-12-TP | Y | ANDERSON , HDSF-14-1-D-1/2-12-TP |  |  | 80.56 | 1992-01-29 | Anjanece | 1 | 0 | N | N
ANDERSON | HDSF-14-1-D-1/2-12-TP | Y | ANDERSON , HDSF-14-1-D-1/2-12-TP |  |  | 81.55 | 1992-01-29 | Anjanece | 1 | 0 | N | N
ANDERSON | HDSF-14-1-D-1/2-12-TP | Y | ANDERSON , HDSF-14-1-D-1/2-12-TP |  |  | 96.67 | 1992-01-29 | Anjanece | 1 | 0 | N | N
BURNDY CORP. | FD67D8W | Y | BURNDY CORP. , FD67D8W | JEA SUBSTATION | CSC Stores | 38.05 | 1992-01-29 | Anjanece | 1 | 0 | N | N
BURNDY CORP. | FD67D8W | Y | BURNDY CORP. , FD67D8W |  |  | 79.74 | 1992-01-29 | Anjanece | 1 | 0 | N | N
BURNDY CORP. | FD67D8W | Y | BURNDY CORP. , FD67D8W |  |  | 80.56 | 1992-01-29 | Anjanece | 1 | 0 | N | N
BURNDY CORP. | FD67D8W | Y | BURNDY CORP. , FD67D8W |  |  | 81.55 | 1992-01-29 | Anjanece | 1 | 0 | N | N
BURNDY CORP. | FD67D8W | Y | BURNDY CORP. , FD67D8W |  |  | 96.67 | 1992-01-29 | Anjanece | 1 | 0 | N | N
HOMAC | KSLC-10-4NNR | Y | HOMAC , KSLC-10-4NNR | JEA SUBSTATION | CSC Stores | 38.05 | 1992-01-29 | Anjanece | 1 | 0 | N | N
HOMAC | KSLC-10-4NNR | Y | HOMAC , KSLC-10-4NNR |  |  | 79.74 | 1992-01-29 | Anjanece | 1 | 0 | N | N
HOMAC | KSLC-10-4NNR | Y | HOMAC , KSLC-10-4NNR |  |  | 80.56 | 1992-01-29 | Anjanece | 1 | 0 | N | N
HOMAC | KSLC-10-4NNR | Y | HOMAC , KSLC-10-4NNR |  |  | 81.55 | 1992-01-29 | Anjanece | 1 | 0 | N | N
HOMAC | KSLC-10-4NNR | Y | HOMAC , KSLC-10-4NNR |  |  | 96.67 | 1992-01-29 | Anjanece | 1 | 0 | N | N
PLP | PM59C12-1-4N4-E | Y | PLP , PM59C12-1-4N4-E | JEA SUBSTATION | CSC Stores | 38.05 | 1992-01-29 | Anjanece | 1 | 0 | N | N
PLP | PM59C12-1-4N4-E | Y | PLP , PM59C12-1-4N4-E |  |  | 79.74 | 1992-01-29 | Anjanece | 1 | 0 | N | N
PLP | PM59C12-1-4N4-E | Y | PLP , PM59C12-1-4N4-E |  |  | 80.56 | 1992-01-29 | Anjanece | 1 | 0 | N | N
PLP | PM59C12-1-4N4-E | Y | PLP , PM59C12-1-4N4-E |  |  | 81.55 | 1992-01-29 | Anjanece | 1 | 0 | N | N
PLP | PM59C12-1-4N4-E | Y | PLP , PM59C12-1-4N4-E |  |  | 96.67 | 1992-01-29 | Anjanece | 1 | 0 | N | N
SEFCOR | SNFT-44-4B-SND | Y | SEFCOR , SNFT-44-4B-SND | JEA SUBSTATION | CSC Stores | 38.05 | 1992-01-29 | Anjanece | 1 | 0 | N | N
SEFCOR | SNFT-44-4B-SND | Y | SEFCOR , SNFT-44-4B-SND |  |  | 79.74 | 1992-01-29 | Anjanece | 1 | 0 | N | N
SEFCOR | SNFT-44-4B-SND | Y | SEFCOR , SNFT-44-4B-SND |  |  | 80.56 | 1992-01-29 | Anjanece | 1 | 0 | N | N
SEFCOR | SNFT-44-4B-SND | Y | SEFCOR , SNFT-44-4B-SND |  |  | 81.55 | 1992-01-29 | Anjanece | 1 | 0 | N | N
SEFCOR | SNFT-44-4B-SND | Y | SEFCOR , SNFT-44-4B-SND |  |  | 96.67 | 1992-01-29 | Anjanece | 1 | 0 | N | N
TRAVIS FOUNDRY - PDU | 14-348-TP | Y | TRAVIS FOUNDRY - PDU , 14-348-TP | JEA SUBSTATION | CSC Stores | 38.05 | 1992-01-29 | Anjanece | 1 | 0 | N | N
TRAVIS FOUNDRY - PDU | 14-348-TP | Y | TRAVIS FOUNDRY - PDU , 14-348-TP |  |  | 79.74 | 1992-01-29 | Anjanece | 1 | 0 | N | N
TRAVIS FOUNDRY - PDU | 14-348-TP | Y | TRAVIS FOUNDRY - PDU , 14-348-TP |  |  | 80.56 | 1992-01-29 | Anjanece | 1 | 0 | N | N
TRAVIS FOUNDRY - PDU | 14-348-TP | Y | TRAVIS FOUNDRY - PDU , 14-348-TP |  |  | 81.55 | 1992-01-29 | Anjanece | 1 | 0 | N | N
TRAVIS FOUNDRY - PDU | 14-348-TP | Y | TRAVIS FOUNDRY - PDU , 14-348-TP |  |  | 96.67 | 1992-01-29 | Anjanece | 1 | 0 | N | N
AFL | SCB200-1/2F-4N4-T12-SN | Y | AFL , SCB200-1/2F-4N4-T12-SN | JEA SUBSTATION | CSC Stores | 65.67 | 1992-01-29 | John | 1 | 0 | N | N
AFL | SCB200-1/2F-4N4-T12-SN | Y | AFL , SCB200-1/2F-4N4-T12-SN |  |  | 101.55 | 1992-01-29 | John | 1 | 0 | N | N
AFL | SCB200-1/2F-4N4-T12-SN | Y | AFL , SCB200-1/2F-4N4-T12-SN |  |  | 121.41 | 1992-01-29 | John | 1 | 0 | N | N
AFL | SCB200-1/2F-4N4-T12-SN | Y | AFL , SCB200-1/2F-4N4-T12-SN |  |  | 147.84 | 1992-01-29 | John | 1 | 0 | N | N
AFL | SCB200-1/2F-4N4-T12-SN | Y | AFL , SCB200-1/2F-4N4-T12-SN |  |  | 273.84 | 1992-01-29 | John | 1 | 0 | N | N
ANDERSON | HDSF-20-1-D-1/2-12-TP | Y | ANDERSON , HDSF-20-1-D-1/2-12-TP | JEA SUBSTATION | CSC Stores | 65.67 | 1992-01-29 | John | 1 | 0 | N | N
ANDERSON | HDSF-20-1-D-1/2-12-TP | Y | ANDERSON , HDSF-20-1-D-1/2-12-TP |  |  | 101.55 | 1992-01-29 | John | 1 | 0 | N | N
ANDERSON | HDSF-20-1-D-1/2-12-TP | Y | ANDERSON , HDSF-20-1-D-1/2-12-TP |  |  | 121.41 | 1992-01-29 | John | 1 | 0 | N | N
ANDERSON | HDSF-20-1-D-1/2-12-TP | Y | ANDERSON , HDSF-20-1-D-1/2-12-TP |  |  | 147.84 | 1992-01-29 | John | 1 | 0 | N | N
ANDERSON | HDSF-20-1-D-1/2-12-TP | Y | ANDERSON , HDSF-20-1-D-1/2-12-TP |  |  | 273.84 | 1992-01-29 | John | 1 | 0 | N | N
BURNDY CORP. | FD68D8W | Y | BURNDY CORP. , FD68D8W | JEA SUBSTATION | CSC Stores | 65.67 | 1992-01-29 | John | 1 | 0 | N | N
BURNDY CORP. | FD68D8W | Y | BURNDY CORP. , FD68D8W |  |  | 101.55 | 1992-01-29 | John | 1 | 0 | N | N
BURNDY CORP. | FD68D8W | Y | BURNDY CORP. , FD68D8W |  |  | 121.41 | 1992-01-29 | John | 1 | 0 | N | N
BURNDY CORP. | FD68D8W | Y | BURNDY CORP. , FD68D8W |  |  | 147.84 | 1992-01-29 | John | 1 | 0 | N | N
BURNDY CORP. | FD68D8W | Y | BURNDY CORP. , FD68D8W |  |  | 273.84 | 1992-01-29 | John | 1 | 0 | N | N
HOMAC | KSLC-13-4NNR | Y | HOMAC , KSLC-13-4NNR | JEA SUBSTATION | CSC Stores | 65.67 | 1992-01-29 | John | 1 | 0 | N | N
HOMAC | KSLC-13-4NNR | Y | HOMAC , KSLC-13-4NNR |  |  | 101.55 | 1992-01-29 | John | 1 | 0 | N | N
HOMAC | KSLC-13-4NNR | Y | HOMAC , KSLC-13-4NNR |  |  | 121.41 | 1992-01-29 | John | 1 | 0 | N | N
HOMAC | KSLC-13-4NNR | Y | HOMAC , KSLC-13-4NNR |  |  | 147.84 | 1992-01-29 | John | 1 | 0 | N | N
HOMAC | KSLC-13-4NNR | Y | HOMAC , KSLC-13-4NNR |  |  | 273.84 | 1992-01-29 | John | 1 | 0 | N | N
PLP | PM60C12-1-4N4-E | Y | PLP , PM60C12-1-4N4-E | JEA SUBSTATION | CSC Stores | 65.67 | 1992-01-29 | John | 1 | 0 | N | N
PLP | PM60C12-1-4N4-E | Y | PLP , PM60C12-1-4N4-E |  |  | 101.55 | 1992-01-29 | John | 1 | 0 | N | N
PLP | PM60C12-1-4N4-E | Y | PLP , PM60C12-1-4N4-E |  |  | 121.41 | 1992-01-29 | John | 1 | 0 | N | N
PLP | PM60C12-1-4N4-E | Y | PLP , PM60C12-1-4N4-E |  |  | 147.84 | 1992-01-29 | John | 1 | 0 | N | N
PLP | PM60C12-1-4N4-E | Y | PLP , PM60C12-1-4N4-E |  |  | 273.84 | 1992-01-29 | John | 1 | 0 | N | N
SEFCOR | SNFT-54-4B-SND | Y | SEFCOR , SNFT-54-4B-SND | JEA SUBSTATION | CSC Stores | 65.67 | 1992-01-29 | John | 1 | 0 | N | N
SEFCOR | SNFT-54-4B-SND | Y | SEFCOR , SNFT-54-4B-SND |  |  | 101.55 | 1992-01-29 | John | 1 | 0 | N | N
SEFCOR | SNFT-54-4B-SND | Y | SEFCOR , SNFT-54-4B-SND |  |  | 121.41 | 1992-01-29 | John | 1 | 0 | N | N
SEFCOR | SNFT-54-4B-SND | Y | SEFCOR , SNFT-54-4B-SND |  |  | 147.84 | 1992-01-29 | John | 1 | 0 | N | N
SEFCOR | SNFT-54-4B-SND | Y | SEFCOR , SNFT-54-4B-SND |  |  | 273.84 | 1992-01-29 | John | 1 | 0 | N | N
TRAVIS FOUNDRY - PDU | 14-358-TP | Y | TRAVIS FOUNDRY - PDU , 14-358-TP | JEA SUBSTATION | CSC Stores | 65.67 | 1992-01-29 | John | 1 | 0 | N | N
TRAVIS FOUNDRY - PDU | 14-358-TP | Y | TRAVIS FOUNDRY - PDU , 14-358-TP |  |  | 101.55 | 1992-01-29 | John | 1 | 0 | N | N
TRAVIS FOUNDRY - PDU | 14-358-TP | Y | TRAVIS FOUNDRY - PDU , 14-358-TP |  |  | 121.41 | 1992-01-29 | John | 1 | 0 | N | N
TRAVIS FOUNDRY - PDU | 14-358-TP | Y | TRAVIS FOUNDRY - PDU , 14-358-TP |  |  | 147.84 | 1992-01-29 | John | 1 | 0 | N | N
TRAVIS FOUNDRY - PDU | 14-358-TP | Y | TRAVIS FOUNDRY - PDU , 14-358-TP |  |  | 273.84 | 1992-01-29 | John | 1 | 0 | N | N
DOSSERT | DPS-21 | Y | DOSSERT , DPS-21 | JEA UNDERGROUND DISTRIBUTION | CSC Stores | 5.61 | 2002-05-17 08:19 | Anjanece | 1 | 0 | N | N
DOSSERT | DPS-21 | Y | DOSSERT , DPS-21 |  |  | 8.78 | 2002-05-17 08:19 | Anjanece | 1 | 0 | N | N
DOSSERT | DPS-21 | Y | DOSSERT , DPS-21 |  |  | 9.35 | 2002-05-17 08:19 | Anjanece | 1 | 0 | N | N
DOSSERT | DPS-21 | Y | DOSSERT , DPS-21 |  |  | 10.77 | 2002-05-17 08:19 | Anjanece | 1 | 0 | N | N
DOSSERT | DPS-21 | Y | DOSSERT , DPS-21 |  |  | 11.26 | 2002-05-17 08:19 | Anjanece | 1 | 0 | N | N
DOSSERT | DPS-21 | Y | DOSSERT , DPS-21 |  |  | 11.76 | 2002-05-17 08:19 | Anjanece | 1 | 0 | N | N
DOSSERT | DPS-21 | Y | DOSSERT , DPS-21 |  |  | 11.96 | 2002-05-17 08:19 | Anjanece | 1 | 0 | N | N
DOSSERT | DPS-21 | Y | DOSSERT , DPS-21 |  |  | 13.4 | 2002-05-17 08:19 | Anjanece | 1 | 0 | N | N
DOSSERT | DPS-21 | Y | DOSSERT , DPS-21 |  |  | 16.15 | 2002-05-17 08:19 | Anjanece | 1 | 0 | N | N
DOSSERT | DPS-21 | Y | DOSSERT , DPS-21 |  |  | 17.84 | 2002-05-17 08:19 | Anjanece | 1 | 0 | N | N
HOMAC | STC-4/0 | Y | HOMAC , STC-4/0 | JEA UNDERGROUND DISTRIBUTION | CSC Stores | 5.61 | 2002-05-17 08:19 | Anjanece | 1 | 0 | N | N
HOMAC | STC-4/0 | Y | HOMAC , STC-4/0 |  |  | 8.78 | 2002-05-17 08:19 | Anjanece | 1 | 0 | N | N
HOMAC | STC-4/0 | Y | HOMAC , STC-4/0 |  |  | 9.35 | 2002-05-17 08:19 | Anjanece | 1 | 0 | N | N
HOMAC | STC-4/0 | Y | HOMAC , STC-4/0 |  |  | 10.77 | 2002-05-17 08:19 | Anjanece | 1 | 0 | N | N
HOMAC | STC-4/0 | Y | HOMAC , STC-4/0 |  |  | 11.26 | 2002-05-17 08:19 | Anjanece | 1 | 0 | N | N
HOMAC | STC-4/0 | Y | HOMAC , STC-4/0 |  |  | 11.76 | 2002-05-17 08:19 | Anjanece | 1 | 0 | N | N
HOMAC | STC-4/0 | Y | HOMAC , STC-4/0 |  |  | 11.96 | 2002-05-17 08:19 | Anjanece | 1 | 0 | N | N
HOMAC | STC-4/0 | Y | HOMAC , STC-4/0 |  |  | 13.4 | 2002-05-17 08:19 | Anjanece | 1 | 0 | N | N
HOMAC | STC-4/0 | Y | HOMAC , STC-4/0 |  |  | 16.15 | 2002-05-17 08:19 | Anjanece | 1 | 0 | N | N
HOMAC | STC-4/0 | Y | HOMAC , STC-4/0 |  |  | 17.84 | 2002-05-17 08:19 | Anjanece | 1 | 0 | N | N
MAC ELECTRICAL CONNECTORS | MSS-4/0 | Y | MAC ELECTRICAL CONNECTORS , MSS-4/0 | JEA UNDERGROUND DISTRIBUTION | CSC Stores | 5.61 | 2002-05-17 08:19 | Anjanece | 1 | 0 | N | N
MAC ELECTRICAL CONNECTORS | MSS-4/0 | Y | MAC ELECTRICAL CONNECTORS , MSS-4/0 |  |  | 8.78 | 2002-05-17 08:19 | Anjanece | 1 | 0 | N | N
MAC ELECTRICAL CONNECTORS | MSS-4/0 | Y | MAC ELECTRICAL CONNECTORS , MSS-4/0 |  |  | 9.35 | 2002-05-17 08:19 | Anjanece | 1 | 0 | N | N
MAC ELECTRICAL CONNECTORS | MSS-4/0 | Y | MAC ELECTRICAL CONNECTORS , MSS-4/0 |  |  | 10.77 | 2002-05-17 08:19 | Anjanece | 1 | 0 | N | N
MAC ELECTRICAL CONNECTORS | MSS-4/0 | Y | MAC ELECTRICAL CONNECTORS , MSS-4/0 |  |  | 11.26 | 2002-05-17 08:19 | Anjanece | 1 | 0 | N | N
MAC ELECTRICAL CONNECTORS | MSS-4/0 | Y | MAC ELECTRICAL CONNECTORS , MSS-4/0 |  |  | 11.76 | 2002-05-17 08:19 | Anjanece | 1 | 0 | N | N
MAC ELECTRICAL CONNECTORS | MSS-4/0 | Y | MAC ELECTRICAL CONNECTORS , MSS-4/0 |  |  | 11.96 | 2002-05-17 08:19 | Anjanece | 1 | 0 | N | N
MAC ELECTRICAL CONNECTORS | MSS-4/0 | Y | MAC ELECTRICAL CONNECTORS , MSS-4/0 |  |  | 13.4 | 2002-05-17 08:19 | Anjanece | 1 | 0 | N | N
MAC ELECTRICAL CONNECTORS | MSS-4/0 | Y | MAC ELECTRICAL CONNECTORS , MSS-4/0 |  |  | 16.15 | 2002-05-17 08:19 | Anjanece | 1 | 0 | N | N
MAC ELECTRICAL CONNECTORS | MSS-4/0 | Y | MAC ELECTRICAL CONNECTORS , MSS-4/0 |  |  | 17.84 | 2002-05-17 08:19 | Anjanece | 1 | 0 | N | N
PEKCU | 212 | Y | PEKCU , 212 | JEA UNDERGROUND DISTRIBUTION | CSC Stores | 5.61 | 2002-05-17 08:19 | Anjanece | 1 | 0 | N | N
PEKCU | 212 | Y | PEKCU , 212 |  |  | 8.78 | 2002-05-17 08:19 | Anjanece | 1 | 0 | N | N
PEKCU | 212 | Y | PEKCU , 212 |  |  | 9.35 | 2002-05-17 08:19 | Anjanece | 1 | 0 | N | N
PEKCU | 212 | Y | PEKCU , 212 |  |  | 10.77 | 2002-05-17 08:19 | Anjanece | 1 | 0 | N | N
PEKCU | 212 | Y | PEKCU , 212 |  |  | 11.26 | 2002-05-17 08:19 | Anjanece | 1 | 0 | N | N
PEKCU | 212 | Y | PEKCU , 212 |  |  | 11.76 | 2002-05-17 08:19 | Anjanece | 1 | 0 | N | N
PEKCU | 212 | Y | PEKCU , 212 |  |  | 11.96 | 2002-05-17 08:19 | Anjanece | 1 | 0 | N | N
PEKCU | 212 | Y | PEKCU , 212 |  |  | 13.4 | 2002-05-17 08:19 | Anjanece | 1 | 0 | N | N
PEKCU | 212 | Y | PEKCU , 212 |  |  | 16.15 | 2002-05-17 08:19 | Anjanece | 1 | 0 | N | N
PEKCU | 212 | Y | PEKCU , 212 |  |  | 17.84 | 2002-05-17 08:19 | Anjanece | 1 | 0 | N | N
RICHARDS MFG. CO. | RSS12 | Y | RICHARDS MFG. CO. , RSS12 | JEA UNDERGROUND DISTRIBUTION | CSC Stores | 5.61 | 2002-05-17 08:19 | Anjanece | 1 | 0 | N | N
RICHARDS MFG. CO. | RSS12 | Y | RICHARDS MFG. CO. , RSS12 |  |  | 8.78 | 2002-05-17 08:19 | Anjanece | 1 | 0 | N | N
RICHARDS MFG. CO. | RSS12 | Y | RICHARDS MFG. CO. , RSS12 |  |  | 9.35 | 2002-05-17 08:19 | Anjanece | 1 | 0 | N | N
RICHARDS MFG. CO. | RSS12 | Y | RICHARDS MFG. CO. , RSS12 |  |  | 10.77 | 2002-05-17 08:19 | Anjanece | 1 | 0 | N | N
RICHARDS MFG. CO. | RSS12 | Y | RICHARDS MFG. CO. , RSS12 |  |  | 11.26 | 2002-05-17 08:19 | Anjanece | 1 | 0 | N | N
RICHARDS MFG. CO. | RSS12 | Y | RICHARDS MFG. CO. , RSS12 |  |  | 11.76 | 2002-05-17 08:19 | Anjanece | 1 | 0 | N | N
RICHARDS MFG. CO. | RSS12 | Y | RICHARDS MFG. CO. , RSS12 |  |  | 11.96 | 2002-05-17 08:19 | Anjanece | 1 | 0 | N | N
RICHARDS MFG. CO. | RSS12 | Y | RICHARDS MFG. CO. , RSS12 |  |  | 13.4 | 2002-05-17 08:19 | Anjanece | 1 | 0 | N | N
RICHARDS MFG. CO. | RSS12 | Y | RICHARDS MFG. CO. , RSS12 |  |  | 16.15 | 2002-05-17 08:19 | Anjanece | 1 | 0 | N | N
RICHARDS MFG. CO. | RSS12 | Y | RICHARDS MFG. CO. , RSS12 |  |  | 17.84 | 2002-05-17 08:19 | Anjanece | 1 | 0 | N | N
CONNECTOR MANUFACTURING CO. | SSBC-500-4SI | Y | CONNECTOR MANUFACTURING CO. , SSBC-500-4SI | JEA OVERHEAD DISTRIBUTION | CSC Stores | 11.35 | 2001-12-04 11:02 | Anjanece | 6 | 0 | N | N
CONNECTOR MANUFACTURING CO. | SSBC-500-4SI | Y | CONNECTOR MANUFACTURING CO. , SSBC-500-4SI |  |  | 11.92 | 2001-12-04 11:02 | Anjanece | 6 | 0 | N | N
CONNECTOR MANUFACTURING CO. | SSBC-500-4SI | Y | CONNECTOR MANUFACTURING CO. , SSBC-500-4SI |  |  | 12.03 | 2001-12-04 11:02 | Anjanece | 6 | 0 | N | N
CONNECTOR MANUFACTURING CO. | SSBC-500-4SI | Y | CONNECTOR MANUFACTURING CO. , SSBC-500-4SI |  |  | 12.05 | 2001-12-04 11:02 | Anjanece | 6 | 0 | N | N
CONNECTOR MANUFACTURING CO. | SSBC-500-4SI | Y | CONNECTOR MANUFACTURING CO. , SSBC-500-4SI |  |  | 12.06 | 2001-12-04 11:02 | Anjanece | 6 | 0 | N | N
CONNECTOR MANUFACTURING CO. | SSBC-500-4SI | Y | CONNECTOR MANUFACTURING CO. , SSBC-500-4SI |  |  | 12.08 | 2001-12-04 11:02 | Anjanece | 6 | 0 | N | N
CONNECTOR MANUFACTURING CO. | SSBC-500-4SI | Y | CONNECTOR MANUFACTURING CO. , SSBC-500-4SI |  |  | 12.09 | 2001-12-04 11:02 | Anjanece | 6 | 0 | N | N
CONNECTOR MANUFACTURING CO. | SSBC-500-4SI | Y | CONNECTOR MANUFACTURING CO. , SSBC-500-4SI |  |  | 12.1 | 2001-12-04 11:02 | Anjanece | 6 | 0 | N | N
CONNECTOR MANUFACTURING CO. | SSBC-500-4SI | Y | CONNECTOR MANUFACTURING CO. , SSBC-500-4SI |  |  | 12.23 | 2001-12-04 11:02 | Anjanece | 6 | 0 | N | N
CONNECTOR MANUFACTURING CO. | SSBC-500-4SI | Y | CONNECTOR MANUFACTURING CO. , SSBC-500-4SI |  |  | 12.41 | 2001-12-04 11:02 | Anjanece | 6 | 0 | N | N
CONNECTOR MANUFACTURING CO. | SSBC-500-4SI | Y | CONNECTOR MANUFACTURING CO. , SSBC-500-4SI |  |  | 13.13 | 2001-12-04 11:02 | Anjanece | 6 | 0 | N | N
CONNECTOR MANUFACTURING CO. | SSBC-500-4SI | Y | CONNECTOR MANUFACTURING CO. , SSBC-500-4SI |  |  | 13.18 | 2001-12-04 11:02 | Anjanece | 6 | 0 | N | N
CONNECTOR MANUFACTURING CO. | SSBC-500-4SI | Y | CONNECTOR MANUFACTURING CO. , SSBC-500-4SI |  |  | 13.2 | 2001-12-04 11:02 | Anjanece | 6 | 0 | N | N
CONNECTOR MANUFACTURING CO. | SSBC-500-4SI | Y | CONNECTOR MANUFACTURING CO. , SSBC-500-4SI |  |  | 13.27 | 2001-12-04 11:02 | Anjanece | 6 | 0 | N | N
CONNECTOR MANUFACTURING CO. | SSBC-500-4SI | Y | CONNECTOR MANUFACTURING CO. , SSBC-500-4SI |  |  | 13.29 | 2001-12-04 11:02 | Anjanece | 6 | 0 | N | N
CONNECTOR MANUFACTURING CO. | SSBC-500-4SI | Y | CONNECTOR MANUFACTURING CO. , SSBC-500-4SI |  |  | 13.39 | 2001-12-04 11:02 | Anjanece | 6 | 0 | N | N
CONNECTOR MANUFACTURING CO. | SSBC-500-4SI | Y | CONNECTOR MANUFACTURING CO. , SSBC-500-4SI |  |  | 13.47 | 2001-12-04 11:02 | Anjanece | 6 | 0 | N | N
CONNECTOR MANUFACTURING CO. | SSBC-500-4SI | Y | CONNECTOR MANUFACTURING CO. , SSBC-500-4SI |  |  | 13.48 | 2001-12-04 11:02 | Anjanece | 6 | 0 | N | N
CONNECTOR MANUFACTURING CO. | SSBC-500-4SI | Y | CONNECTOR MANUFACTURING CO. , SSBC-500-4SI |  |  | 13.52 | 2001-12-04 11:02 | Anjanece | 6 | 0 | N | N
CONNECTOR MANUFACTURING CO. | SSBC-500-4SI | Y | CONNECTOR MANUFACTURING CO. , SSBC-500-4SI |  |  | 13.53 | 2001-12-04 11:02 | Anjanece | 6 | 0 | N | N
CONNECTOR MANUFACTURING CO. | SSBC-500-4SI | Y | CONNECTOR MANUFACTURING CO. , SSBC-500-4SI |  |  | 13.55 | 2001-12-04 11:02 | Anjanece | 6 | 0 | N | N
CONNECTOR MANUFACTURING CO. | SSBC-500-4SI | Y | CONNECTOR MANUFACTURING CO. , SSBC-500-4SI |  |  | 13.56 | 2001-12-04 11:02 | Anjanece | 6 | 0 | N | N
CONNECTOR MANUFACTURING CO. | SSBC-500-4SI | Y | CONNECTOR MANUFACTURING CO. , SSBC-500-4SI |  |  | 13.8 | 2001-12-04 11:02 | Anjanece | 6 | 0 | N | N
CONNECTOR MANUFACTURING CO. | SSBC-500-4SI | Y | CONNECTOR MANUFACTURING CO. , SSBC-500-4SI |  |  | 13.83 | 2001-12-04 11:02 | Anjanece | 6 | 0 | N | N
CONNECTOR MANUFACTURING CO. | SSBC-500-4SI | Y | CONNECTOR MANUFACTURING CO. , SSBC-500-4SI |  |  | 13.84 | 2001-12-04 11:02 | Anjanece | 6 | 0 | N | N
CONNECTOR MANUFACTURING CO. | SSBC-500-4SI | Y | CONNECTOR MANUFACTURING CO. , SSBC-500-4SI |  |  | 13.88 | 2001-12-04 11:02 | Anjanece | 6 | 0 | N | N
CONNECTOR MANUFACTURING CO. | SSBC-500-4SI | Y | CONNECTOR MANUFACTURING CO. , SSBC-500-4SI |  |  | 13.9 | 2001-12-04 11:02 | Anjanece | 6 | 0 | N | N
CONNECTOR MANUFACTURING CO. | SSBC-500-4SI | Y | CONNECTOR MANUFACTURING CO. , SSBC-500-4SI |  |  | 13.91 | 2001-12-04 11:02 | Anjanece | 6 | 0 | N | N
CONNECTOR MANUFACTURING CO. | SSBC-500-4SI | Y | CONNECTOR MANUFACTURING CO. , SSBC-500-4SI |  |  | 13.92 | 2001-12-04 11:02 | Anjanece | 6 | 0 | N | N
CONNECTOR MANUFACTURING CO. | SSBC-500-4SI | Y | CONNECTOR MANUFACTURING CO. , SSBC-500-4SI |  |  | 14.6 | 2001-12-04 11:02 | Anjanece | 6 | 0 | N | N
CONNECTOR MANUFACTURING CO. | SSBC-500-4SI | Y | CONNECTOR MANUFACTURING CO. , SSBC-500-4SI |  |  | 14.78 | 2001-12-04 11:02 | Anjanece | 6 | 0 | N | N
CONNECTOR MANUFACTURING CO. | SSBC-500-4SI | Y | CONNECTOR MANUFACTURING CO. , SSBC-500-4SI |  |  | 14.89 | 2001-12-04 11:02 | Anjanece | 6 | 0 | N | N
CONNECTOR MANUFACTURING CO. | SSBC-500-4SI | Y | CONNECTOR MANUFACTURING CO. , SSBC-500-4SI |  |  | 15 | 2001-12-04 11:02 | Anjanece | 6 | 0 | N | N
CONNECTOR MANUFACTURING CO. | SSBC-500-4SI | Y | CONNECTOR MANUFACTURING CO. , SSBC-500-4SI |  |  | 15.12 | 2001-12-04 11:02 | Anjanece | 6 | 0 | N | N
CONNECTOR MANUFACTURING CO. | SSBC-500-4SI | Y | CONNECTOR MANUFACTURING CO. , SSBC-500-4SI |  |  | 15.39 | 2001-12-04 11:02 | Anjanece | 6 | 0 | N | N
CONNECTOR MANUFACTURING CO. | SSBC-500-4SI | Y | CONNECTOR MANUFACTURING CO. , SSBC-500-4SI |  |  | 15.77 | 2001-12-04 11:02 | Anjanece | 6 | 0 | N | N
CONNECTOR MANUFACTURING CO. | SSBC-500-4SI | Y | CONNECTOR MANUFACTURING CO. , SSBC-500-4SI |  |  | 16.78 | 2001-12-04 11:02 | Anjanece | 6 | 0 | N | N
CONNECTOR MANUFACTURING CO. | SSBC-500-4SI | Y | CONNECTOR MANUFACTURING CO. , SSBC-500-4SI |  |  | 17.06 | 2001-12-04 11:02 | Anjanece | 6 | 0 | N | N
CONNECTOR MANUFACTURING CO. | SSBC-500-4SI | Y | CONNECTOR MANUFACTURING CO. , SSBC-500-4SI |  |  | 20.45 | 2001-12-04 11:02 | Anjanece | 6 | 0 | N | N
CONNECTOR MANUFACTURING CO. | SSBC-500-4SI | Y | CONNECTOR MANUFACTURING CO. , SSBC-500-4SI |  |  | 20.58 | 2001-12-04 11:02 | Anjanece | 6 | 0 | N | N
CONNECTOR MANUFACTURING CO. | SSBC-500-4SI | Y | CONNECTOR MANUFACTURING CO. , SSBC-500-4SI |  |  | 20.69 | 2001-12-04 11:02 | Anjanece | 6 | 0 | N | N
CONNECTOR MANUFACTURING CO. | SSBC-500-4SI | Y | CONNECTOR MANUFACTURING CO. , SSBC-500-4SI |  |  | 20.7 | 2001-12-04 11:02 | Anjanece | 6 | 0 | N | N
CONNECTOR MANUFACTURING CO. | SSBC-500-4SI | Y | CONNECTOR MANUFACTURING CO. , SSBC-500-4SI |  |  | 20.71 | 2001-12-04 11:02 | Anjanece | 6 | 0 | N | N
CONNECTOR MANUFACTURING CO. | SSBC-500-4SI | Y | CONNECTOR MANUFACTURING CO. , SSBC-500-4SI |  |  | 20.73 | 2001-12-04 11:02 | Anjanece | 6 | 0 | N | N
CONNECTOR MANUFACTURING CO. | SSBC-500-4SI | Y | CONNECTOR MANUFACTURING CO. , SSBC-500-4SI |  |  | 20.94 | 2001-12-04 11:02 | Anjanece | 6 | 0 | N | N
CONNECTOR MANUFACTURING CO. | SSBC-500-4SI | Y | CONNECTOR MANUFACTURING CO. , SSBC-500-4SI |  |  | 20.98 | 2001-12-04 11:02 | Anjanece | 6 | 0 | N | N
CONNECTOR MANUFACTURING CO. | SSBC-500-4SI | Y | CONNECTOR MANUFACTURING CO. , SSBC-500-4SI |  |  | 21.04 | 2001-12-04 11:02 | Anjanece | 6 | 0 | N | N
CONNECTOR MANUFACTURING CO. | SSBC-500-4SI | Y | CONNECTOR MANUFACTURING CO. , SSBC-500-4SI |  |  | 21.1 | 2001-12-04 11:02 | Anjanece | 6 | 0 | N | N
CONNECTOR MANUFACTURING CO. | SSBC-500-4SI | Y | CONNECTOR MANUFACTURING CO. , SSBC-500-4SI |  |  | 21.13 | 2001-12-04 11:02 | Anjanece | 6 | 0 | N | N
CONNECTOR MANUFACTURING CO. | SSBC-500-4SI | Y | CONNECTOR MANUFACTURING CO. , SSBC-500-4SI |  |  | 21.17 | 2001-12-04 11:02 | Anjanece | 6 | 0 | N | N
CONNECTOR MANUFACTURING CO. | SSBC-500-4SI | Y | CONNECTOR MANUFACTURING CO. , SSBC-500-4SI |  |  | 21.27 | 2001-12-04 11:02 | Anjanece | 6 | 0 | N | N
CONNECTOR MANUFACTURING CO. | SSBC-500-4SI | Y | CONNECTOR MANUFACTURING CO. , SSBC-500-4SI |  |  | 21.31 | 2001-12-04 11:02 | Anjanece | 6 | 0 | N | N
CONNECTOR MANUFACTURING CO. | SSBC-500-4SI | Y | CONNECTOR MANUFACTURING CO. , SSBC-500-4SI |  |  | 21.33 | 2001-12-04 11:02 | Anjanece | 6 | 0 | N | N
CONNECTOR MANUFACTURING CO. | SSBC-500-4SI | Y | CONNECTOR MANUFACTURING CO. , SSBC-500-4SI |  |  | 21.35 | 2001-12-04 11:02 | Anjanece | 6 | 0 | N | N
CONNECTOR MANUFACTURING CO. | SSBC-500-4SI | Y | CONNECTOR MANUFACTURING CO. , SSBC-500-4SI |  |  | 21.38 | 2001-12-04 11:02 | Anjanece | 6 | 0 | N | N
CONNECTOR MANUFACTURING CO. | SSBC-500-4SI | Y | CONNECTOR MANUFACTURING CO. , SSBC-500-4SI |  |  | 21.39 | 2001-12-04 11:02 | Anjanece | 6 | 0 | N | N
CONNECTOR MANUFACTURING CO. | SSBC-500-4SI | Y | CONNECTOR MANUFACTURING CO. , SSBC-500-4SI |  |  | 21.42 | 2001-12-04 11:02 | Anjanece | 6 | 0 | N | N
CONNECTOR MANUFACTURING CO. | SSBC-500-4SI | Y | CONNECTOR MANUFACTURING CO. , SSBC-500-4SI |  |  | 21.63 | 2001-12-04 11:02 | Anjanece | 6 | 0 | N | N
CONNECTOR MANUFACTURING CO. | SSBC-500-4SI | Y | CONNECTOR MANUFACTURING CO. , SSBC-500-4SI |  |  | 21.67 | 2001-12-04 11:02 | Anjanece | 6 | 0 | N | N
CONNECTOR MANUFACTURING CO. | SSBC-500-4SI | Y | CONNECTOR MANUFACTURING CO. , SSBC-500-4SI |  |  | 21.68 | 2001-12-04 11:02 | Anjanece | 6 | 0 | N | N
CONNECTOR MANUFACTURING CO. | SSBC-500-4SI | Y | CONNECTOR MANUFACTURING CO. , SSBC-500-4SI |  |  | 21.92 | 2001-12-04 11:02 | Anjanece | 6 | 0 | N | N
CONNECTOR MANUFACTURING CO. | SSBC-500-4SI | Y | CONNECTOR MANUFACTURING CO. , SSBC-500-4SI |  |  | 45.5 | 2001-12-04 11:02 | Anjanece | 6 | 0 | N | N
CONNECTOR MANUFACTURING CO. | SSBC-500-4SI | Y | CONNECTOR MANUFACTURING CO. , SSBC-500-4SI |  | Storm Stores | 0 | 2019-07-29 09:35 | Anjanece | 6 | 0 | N | N
CONNECTOR MANUFACTURING CO. | SSBC-500-4SI | Y | CONNECTOR MANUFACTURING CO. , SSBC-500-4SI |  |  | 12.1 | 2019-07-29 09:35 | Anjanece | 6 | 0 | N | N
CONNECTOR MANUFACTURING CO. | SSBC-500-4SI | Y | CONNECTOR MANUFACTURING CO. , SSBC-500-4SI |  |  | 15.07 | 2019-07-29 09:35 | Anjanece | 6 | 0 | N | N
CONNECTOR MANUFACTURING CO. | SSBC-500-4SI | Y | CONNECTOR MANUFACTURING CO. , SSBC-500-4SI |  |  | 17.46 | 2019-07-29 09:35 | Anjanece | 6 | 0 | N | N
HOMAC | RAB45C | Y | HOMAC , RAB45C | JEA OVERHEAD DISTRIBUTION | CSC Stores | 11.35 | 2001-12-04 11:02 | Anjanece | 6 | 0 | N | N
HOMAC | RAB45C | Y | HOMAC , RAB45C |  |  | 11.92 | 2001-12-04 11:02 | Anjanece | 6 | 0 | N | N
HOMAC | RAB45C | Y | HOMAC , RAB45C |  |  | 12.03 | 2001-12-04 11:02 | Anjanece | 6 | 0 | N | N
HOMAC | RAB45C | Y | HOMAC , RAB45C |  |  | 12.05 | 2001-12-04 11:02 | Anjanece | 6 | 0 | N | N
HOMAC | RAB45C | Y | HOMAC , RAB45C |  |  | 12.06 | 2001-12-04 11:02 | Anjanece | 6 | 0 | N | N
HOMAC | RAB45C | Y | HOMAC , RAB45C |  |  | 12.08 | 2001-12-04 11:02 | Anjanece | 6 | 0 | N | N
HOMAC | RAB45C | Y | HOMAC , RAB45C |  |  | 12.09 | 2001-12-04 11:02 | Anjanece | 6 | 0 | N | N
HOMAC | RAB45C | Y | HOMAC , RAB45C |  |  | 12.1 | 2001-12-04 11:02 | Anjanece | 6 | 0 | N | N
HOMAC | RAB45C | Y | HOMAC , RAB45C |  |  | 12.23 | 2001-12-04 11:02 | Anjanece | 6 | 0 | N | N
HOMAC | RAB45C | Y | HOMAC , RAB45C |  |  | 12.41 | 2001-12-04 11:02 | Anjanece | 6 | 0 | N | N
HOMAC | RAB45C | Y | HOMAC , RAB45C |  |  | 13.13 | 2001-12-04 11:02 | Anjanece | 6 | 0 | N | N
HOMAC | RAB45C | Y | HOMAC , RAB45C |  |  | 13.18 | 2001-12-04 11:02 | Anjanece | 6 | 0 | N | N
HOMAC | RAB45C | Y | HOMAC , RAB45C |  |  | 13.2 | 2001-12-04 11:02 | Anjanece | 6 | 0 | N | N
HOMAC | RAB45C | Y | HOMAC , RAB45C |  |  | 13.27 | 2001-12-04 11:02 | Anjanece | 6 | 0 | N | N
HOMAC | RAB45C | Y | HOMAC , RAB45C |  |  | 13.29 | 2001-12-04 11:02 | Anjanece | 6 | 0 | N | N
HOMAC | RAB45C | Y | HOMAC , RAB45C |  |  | 13.39 | 2001-12-04 11:02 | Anjanece | 6 | 0 | N | N
HOMAC | RAB45C | Y | HOMAC , RAB45C |  |  | 13.47 | 2001-12-04 11:02 | Anjanece | 6 | 0 | N | N
HOMAC | RAB45C | Y | HOMAC , RAB45C |  |  | 13.48 | 2001-12-04 11:02 | Anjanece | 6 | 0 | N | N
HOMAC | RAB45C | Y | HOMAC , RAB45C |  |  | 13.52 | 2001-12-04 11:02 | Anjanece | 6 | 0 | N | N
HOMAC | RAB45C | Y | HOMAC , RAB45C |  |  | 13.53 | 2001-12-04 11:02 | Anjanece | 6 | 0 | N | N
HOMAC | RAB45C | Y | HOMAC , RAB45C |  |  | 13.55 | 2001-12-04 11:02 | Anjanece | 6 | 0 | N | N
HOMAC | RAB45C | Y | HOMAC , RAB45C |  |  | 13.56 | 2001-12-04 11:02 | Anjanece | 6 | 0 | N | N
HOMAC | RAB45C | Y | HOMAC , RAB45C |  |  | 13.8 | 2001-12-04 11:02 | Anjanece | 6 | 0 | N | N
HOMAC | RAB45C | Y | HOMAC , RAB45C |  |  | 13.83 | 2001-12-04 11:02 | Anjanece | 6 | 0 | N | N
HOMAC | RAB45C | Y | HOMAC , RAB45C |  |  | 13.84 | 2001-12-04 11:02 | Anjanece | 6 | 0 | N | N
HOMAC | RAB45C | Y | HOMAC , RAB45C |  |  | 13.88 | 2001-12-04 11:02 | Anjanece | 6 | 0 | N | N
HOMAC | RAB45C | Y | HOMAC , RAB45C |  |  | 13.9 | 2001-12-04 11:02 | Anjanece | 6 | 0 | N | N
HOMAC | RAB45C | Y | HOMAC , RAB45C |  |  | 13.91 | 2001-12-04 11:02 | Anjanece | 6 | 0 | N | N
HOMAC | RAB45C | Y | HOMAC , RAB45C |  |  | 13.92 | 2001-12-04 11:02 | Anjanece | 6 | 0 | N | N
HOMAC | RAB45C | Y | HOMAC , RAB45C |  |  | 14.6 | 2001-12-04 11:02 | Anjanece | 6 | 0 | N | N
HOMAC | RAB45C | Y | HOMAC , RAB45C |  |  | 14.78 | 2001-12-04 11:02 | Anjanece | 6 | 0 | N | N
HOMAC | RAB45C | Y | HOMAC , RAB45C |  |  | 14.89 | 2001-12-04 11:02 | Anjanece | 6 | 0 | N | N
HOMAC | RAB45C | Y | HOMAC , RAB45C |  |  | 15 | 2001-12-04 11:02 | Anjanece | 6 | 0 | N | N
HOMAC | RAB45C | Y | HOMAC , RAB45C |  |  | 15.12 | 2001-12-04 11:02 | Anjanece | 6 | 0 | N | N
HOMAC | RAB45C | Y | HOMAC , RAB45C |  |  | 15.39 | 2001-12-04 11:02 | Anjanece | 6 | 0 | N | N
HOMAC | RAB45C | Y | HOMAC , RAB45C |  |  | 15.77 | 2001-12-04 11:02 | Anjanece | 6 | 0 | N | N
HOMAC | RAB45C | Y | HOMAC , RAB45C |  |  | 16.78 | 2001-12-04 11:02 | Anjanece | 6 | 0 | N | N
HOMAC | RAB45C | Y | HOMAC , RAB45C |  |  | 17.06 | 2001-12-04 11:02 | Anjanece | 6 | 0 | N | N
HOMAC | RAB45C | Y | HOMAC , RAB45C |  |  | 20.45 | 2001-12-04 11:02 | Anjanece | 6 | 0 | N | N
HOMAC | RAB45C | Y | HOMAC , RAB45C |  |  | 20.58 | 2001-12-04 11:02 | Anjanece | 6 | 0 | N | N
HOMAC | RAB45C | Y | HOMAC , RAB45C |  |  | 20.69 | 2001-12-04 11:02 | Anjanece | 6 | 0 | N | N
HOMAC | RAB45C | Y | HOMAC , RAB45C |  |  | 20.7 | 2001-12-04 11:02 | Anjanece | 6 | 0 | N | N
HOMAC | RAB45C | Y | HOMAC , RAB45C |  |  | 20.71 | 2001-12-04 11:02 | Anjanece | 6 | 0 | N | N
HOMAC | RAB45C | Y | HOMAC , RAB45C |  |  | 20.73 | 2001-12-04 11:02 | Anjanece | 6 | 0 | N | N
HOMAC | RAB45C | Y | HOMAC , RAB45C |  |  | 20.94 | 2001-12-04 11:02 | Anjanece | 6 | 0 | N | N
HOMAC | RAB45C | Y | HOMAC , RAB45C |  |  | 20.98 | 2001-12-04 11:02 | Anjanece | 6 | 0 | N | N
HOMAC | RAB45C | Y | HOMAC , RAB45C |  |  | 21.04 | 2001-12-04 11:02 | Anjanece | 6 | 0 | N | N
HOMAC | RAB45C | Y | HOMAC , RAB45C |  |  | 21.1 | 2001-12-04 11:02 | Anjanece | 6 | 0 | N | N
HOMAC | RAB45C | Y | HOMAC , RAB45C |  |  | 21.13 | 2001-12-04 11:02 | Anjanece | 6 | 0 | N | N
HOMAC | RAB45C | Y | HOMAC , RAB45C |  |  | 21.17 | 2001-12-04 11:02 | Anjanece | 6 | 0 | N | N
HOMAC | RAB45C | Y | HOMAC , RAB45C |  |  | 21.27 | 2001-12-04 11:02 | Anjanece | 6 | 0 | N | N
HOMAC | RAB45C | Y | HOMAC , RAB45C |  |  | 21.31 | 2001-12-04 11:02 | Anjanece | 6 | 0 | N | N
HOMAC | RAB45C | Y | HOMAC , RAB45C |  |  | 21.33 | 2001-12-04 11:02 | Anjanece | 6 | 0 | N | N
HOMAC | RAB45C | Y | HOMAC , RAB45C |  |  | 21.35 | 2001-12-04 11:02 | Anjanece | 6 | 0 | N | N
HOMAC | RAB45C | Y | HOMAC , RAB45C |  |  | 21.38 | 2001-12-04 11:02 | Anjanece | 6 | 0 | N | N
HOMAC | RAB45C | Y | HOMAC , RAB45C |  |  | 21.39 | 2001-12-04 11:02 | Anjanece | 6 | 0 | N | N
HOMAC | RAB45C | Y | HOMAC , RAB45C |  |  | 21.42 | 2001-12-04 11:02 | Anjanece | 6 | 0 | N | N
HOMAC | RAB45C | Y | HOMAC , RAB45C |  |  | 21.63 | 2001-12-04 11:02 | Anjanece | 6 | 0 | N | N
HOMAC | RAB45C | Y | HOMAC , RAB45C |  |  | 21.67 | 2001-12-04 11:02 | Anjanece | 6 | 0 | N | N
HOMAC | RAB45C | Y | HOMAC , RAB45C |  |  | 21.68 | 2001-12-04 11:02 | Anjanece | 6 | 0 | N | N
HOMAC | RAB45C | Y | HOMAC , RAB45C |  |  | 21.92 | 2001-12-04 11:02 | Anjanece | 6 | 0 | N | N
HOMAC | RAB45C | Y | HOMAC , RAB45C |  |  | 45.5 | 2001-12-04 11:02 | Anjanece | 6 | 0 | N | N
HOMAC | RAB45C | Y | HOMAC , RAB45C |  | Storm Stores | 0 | 2019-07-29 09:35 | Anjanece | 6 | 0 | N | N
HOMAC | RAB45C | Y | HOMAC , RAB45C |  |  | 12.1 | 2019-07-29 09:35 | Anjanece | 6 | 0 | N | N
HOMAC | RAB45C | Y | HOMAC , RAB45C |  |  | 15.07 | 2019-07-29 09:35 | Anjanece | 6 | 0 | N | N
HOMAC | RAB45C | Y | HOMAC , RAB45C |  |  | 17.46 | 2019-07-29 09:35 | Anjanece | 6 | 0 | N | N
NSI INDUSTRIES | ISPB350-4 | Y | NSI INDUSTRIES , ISPB350-4 | JEA OVERHEAD DISTRIBUTION | CSC Stores | 11.35 | 2001-12-04 11:02 | Anjanece | 6 | 0 | N | N
NSI INDUSTRIES | ISPB350-4 | Y | NSI INDUSTRIES , ISPB350-4 |  |  | 11.92 | 2001-12-04 11:02 | Anjanece | 6 | 0 | N | N
NSI INDUSTRIES | ISPB350-4 | Y | NSI INDUSTRIES , ISPB350-4 |  |  | 12.03 | 2001-12-04 11:02 | Anjanece | 6 | 0 | N | N
NSI INDUSTRIES | ISPB350-4 | Y | NSI INDUSTRIES , ISPB350-4 |  |  | 12.05 | 2001-12-04 11:02 | Anjanece | 6 | 0 | N | N
NSI INDUSTRIES | ISPB350-4 | Y | NSI INDUSTRIES , ISPB350-4 |  |  | 12.06 | 2001-12-04 11:02 | Anjanece | 6 | 0 | N | N
NSI INDUSTRIES | ISPB350-4 | Y | NSI INDUSTRIES , ISPB350-4 |  |  | 12.08 | 2001-12-04 11:02 | Anjanece | 6 | 0 | N | N
NSI INDUSTRIES | ISPB350-4 | Y | NSI INDUSTRIES , ISPB350-4 |  |  | 12.09 | 2001-12-04 11:02 | Anjanece | 6 | 0 | N | N
NSI INDUSTRIES | ISPB350-4 | Y | NSI INDUSTRIES , ISPB350-4 |  |  | 12.1 | 2001-12-04 11:02 | Anjanece | 6 | 0 | N | N
NSI INDUSTRIES | ISPB350-4 | Y | NSI INDUSTRIES , ISPB350-4 |  |  | 12.23 | 2001-12-04 11:02 | Anjanece | 6 | 0 | N | N
NSI INDUSTRIES | ISPB350-4 | Y | NSI INDUSTRIES , ISPB350-4 |  |  | 12.41 | 2001-12-04 11:02 | Anjanece | 6 | 0 | N | N
NSI INDUSTRIES | ISPB350-4 | Y | NSI INDUSTRIES , ISPB350-4 |  |  | 13.13 | 2001-12-04 11:02 | Anjanece | 6 | 0 | N | N
NSI INDUSTRIES | ISPB350-4 | Y | NSI INDUSTRIES , ISPB350-4 |  |  | 13.18 | 2001-12-04 11:02 | Anjanece | 6 | 0 | N | N
NSI INDUSTRIES | ISPB350-4 | Y | NSI INDUSTRIES , ISPB350-4 |  |  | 13.2 | 2001-12-04 11:02 | Anjanece | 6 | 0 | N | N
NSI INDUSTRIES | ISPB350-4 | Y | NSI INDUSTRIES , ISPB350-4 |  |  | 13.27 | 2001-12-04 11:02 | Anjanece | 6 | 0 | N | N
NSI INDUSTRIES | ISPB350-4 | Y | NSI INDUSTRIES , ISPB350-4 |  |  | 13.29 | 2001-12-04 11:02 | Anjanece | 6 | 0 | N | N
NSI INDUSTRIES | ISPB350-4 | Y | NSI INDUSTRIES , ISPB350-4 |  |  | 13.39 | 2001-12-04 11:02 | Anjanece | 6 | 0 | N | N
NSI INDUSTRIES | ISPB350-4 | Y | NSI INDUSTRIES , ISPB350-4 |  |  | 13.47 | 2001-12-04 11:02 | Anjanece | 6 | 0 | N | N
NSI INDUSTRIES | ISPB350-4 | Y | NSI INDUSTRIES , ISPB350-4 |  |  | 13.48 | 2001-12-04 11:02 | Anjanece | 6 | 0 | N | N
NSI INDUSTRIES | ISPB350-4 | Y | NSI INDUSTRIES , ISPB350-4 |  |  | 13.52 | 2001-12-04 11:02 | Anjanece | 6 | 0 | N | N
NSI INDUSTRIES | ISPB350-4 | Y | NSI INDUSTRIES , ISPB350-4 |  |  | 13.53 | 2001-12-04 11:02 | Anjanece | 6 | 0 | N | N
NSI INDUSTRIES | ISPB350-4 | Y | NSI INDUSTRIES , ISPB350-4 |  |  | 13.55 | 2001-12-04 11:02 | Anjanece | 6 | 0 | N | N
NSI INDUSTRIES | ISPB350-4 | Y | NSI INDUSTRIES , ISPB350-4 |  |  | 13.56 | 2001-12-04 11:02 | Anjanece | 6 | 0 | N | N
NSI INDUSTRIES | ISPB350-4 | Y | NSI INDUSTRIES , ISPB350-4 |  |  | 13.8 | 2001-12-04 11:02 | Anjanece | 6 | 0 | N | N
NSI INDUSTRIES | ISPB350-4 | Y | NSI INDUSTRIES , ISPB350-4 |  |  | 13.83 | 2001-12-04 11:02 | Anjanece | 6 | 0 | N | N
NSI INDUSTRIES | ISPB350-4 | Y | NSI INDUSTRIES , ISPB350-4 |  |  | 13.84 | 2001-12-04 11:02 | Anjanece | 6 | 0 | N | N
NSI INDUSTRIES | ISPB350-4 | Y | NSI INDUSTRIES , ISPB350-4 |  |  | 13.88 | 2001-12-04 11:02 | Anjanece | 6 | 0 | N | N
NSI INDUSTRIES | ISPB350-4 | Y | NSI INDUSTRIES , ISPB350-4 |  |  | 13.9 | 2001-12-04 11:02 | Anjanece | 6 | 0 | N | N
NSI INDUSTRIES | ISPB350-4 | Y | NSI INDUSTRIES , ISPB350-4 |  |  | 13.91 | 2001-12-04 11:02 | Anjanece | 6 | 0 | N | N
NSI INDUSTRIES | ISPB350-4 | Y | NSI INDUSTRIES , ISPB350-4 |  |  | 13.92 | 2001-12-04 11:02 | Anjanece | 6 | 0 | N | N
NSI INDUSTRIES | ISPB350-4 | Y | NSI INDUSTRIES , ISPB350-4 |  |  | 14.6 | 2001-12-04 11:02 | Anjanece | 6 | 0 | N | N
NSI INDUSTRIES | ISPB350-4 | Y | NSI INDUSTRIES , ISPB350-4 |  |  | 14.78 | 2001-12-04 11:02 | Anjanece | 6 | 0 | N | N
NSI INDUSTRIES | ISPB350-4 | Y | NSI INDUSTRIES , ISPB350-4 |  |  | 14.89 | 2001-12-04 11:02 | Anjanece | 6 | 0 | N | N
NSI INDUSTRIES | ISPB350-4 | Y | NSI INDUSTRIES , ISPB350-4 |  |  | 15 | 2001-12-04 11:02 | Anjanece | 6 | 0 | N | N
NSI INDUSTRIES | ISPB350-4 | Y | NSI INDUSTRIES , ISPB350-4 |  |  | 15.12 | 2001-12-04 11:02 | Anjanece | 6 | 0 | N | N
NSI INDUSTRIES | ISPB350-4 | Y | NSI INDUSTRIES , ISPB350-4 |  |  | 15.39 | 2001-12-04 11:02 | Anjanece | 6 | 0 | N | N
NSI INDUSTRIES | ISPB350-4 | Y | NSI INDUSTRIES , ISPB350-4 |  |  | 15.77 | 2001-12-04 11:02 | Anjanece | 6 | 0 | N | N
NSI INDUSTRIES | ISPB350-4 | Y | NSI INDUSTRIES , ISPB350-4 |  |  | 16.78 | 2001-12-04 11:02 | Anjanece | 6 | 0 | N | N
NSI INDUSTRIES | ISPB350-4 | Y | NSI INDUSTRIES , ISPB350-4 |  |  | 17.06 | 2001-12-04 11:02 | Anjanece | 6 | 0 | N | N
NSI INDUSTRIES | ISPB350-4 | Y | NSI INDUSTRIES , ISPB350-4 |  |  | 20.45 | 2001-12-04 11:02 | Anjanece | 6 | 0 | N | N
NSI INDUSTRIES | ISPB350-4 | Y | NSI INDUSTRIES , ISPB350-4 |  |  | 20.58 | 2001-12-04 11:02 | Anjanece | 6 | 0 | N | N
NSI INDUSTRIES | ISPB350-4 | Y | NSI INDUSTRIES , ISPB350-4 |  |  | 20.69 | 2001-12-04 11:02 | Anjanece | 6 | 0 | N | N
NSI INDUSTRIES | ISPB350-4 | Y | NSI INDUSTRIES , ISPB350-4 |  |  | 20.7 | 2001-12-04 11:02 | Anjanece | 6 | 0 | N | N
NSI INDUSTRIES | ISPB350-4 | Y | NSI INDUSTRIES , ISPB350-4 |  |  | 20.71 | 2001-12-04 11:02 | Anjanece | 6 | 0 | N | N
NSI INDUSTRIES | ISPB350-4 | Y | NSI INDUSTRIES , ISPB350-4 |  |  | 20.73 | 2001-12-04 11:02 | Anjanece | 6 | 0 | N | N
NSI INDUSTRIES | ISPB350-4 | Y | NSI INDUSTRIES , ISPB350-4 |  |  | 20.94 | 2001-12-04 11:02 | Anjanece | 6 | 0 | N | N
NSI INDUSTRIES | ISPB350-4 | Y | NSI INDUSTRIES , ISPB350-4 |  |  | 20.98 | 2001-12-04 11:02 | Anjanece | 6 | 0 | N | N
NSI INDUSTRIES | ISPB350-4 | Y | NSI INDUSTRIES , ISPB350-4 |  |  | 21.04 | 2001-12-04 11:02 | Anjanece | 6 | 0 | N | N
NSI INDUSTRIES | ISPB350-4 | Y | NSI INDUSTRIES , ISPB350-4 |  |  | 21.1 | 2001-12-04 11:02 | Anjanece | 6 | 0 | N | N
NSI INDUSTRIES | ISPB350-4 | Y | NSI INDUSTRIES , ISPB350-4 |  |  | 21.13 | 2001-12-04 11:02 | Anjanece | 6 | 0 | N | N
NSI INDUSTRIES | ISPB350-4 | Y | NSI INDUSTRIES , ISPB350-4 |  |  | 21.17 | 2001-12-04 11:02 | Anjanece | 6 | 0 | N | N
NSI INDUSTRIES | ISPB350-4 | Y | NSI INDUSTRIES , ISPB350-4 |  |  | 21.27 | 2001-12-04 11:02 | Anjanece | 6 | 0 | N | N
NSI INDUSTRIES | ISPB350-4 | Y | NSI INDUSTRIES , ISPB350-4 |  |  | 21.31 | 2001-12-04 11:02 | Anjanece | 6 | 0 | N | N
NSI INDUSTRIES | ISPB350-4 | Y | NSI INDUSTRIES , ISPB350-4 |  |  | 21.33 | 2001-12-04 11:02 | Anjanece | 6 | 0 | N | N
NSI INDUSTRIES | ISPB350-4 | Y | NSI INDUSTRIES , ISPB350-4 |  |  | 21.35 | 2001-12-04 11:02 | Anjanece | 6 | 0 | N | N
NSI INDUSTRIES | ISPB350-4 | Y | NSI INDUSTRIES , ISPB350-4 |  |  | 21.38 | 2001-12-04 11:02 | Anjanece | 6 | 0 | N | N
NSI INDUSTRIES | ISPB350-4 | Y | NSI INDUSTRIES , ISPB350-4 |  |  | 21.39 | 2001-12-04 11:02 | Anjanece | 6 | 0 | N | N
NSI INDUSTRIES | ISPB350-4 | Y | NSI INDUSTRIES , ISPB350-4 |  |  | 21.42 | 2001-12-04 11:02 | Anjanece | 6 | 0 | N | N
NSI INDUSTRIES | ISPB350-4 | Y | NSI INDUSTRIES , ISPB350-4 |  |  | 21.63 | 2001-12-04 11:02 | Anjanece | 6 | 0 | N | N
NSI INDUSTRIES | ISPB350-4 | Y | NSI INDUSTRIES , ISPB350-4 |  |  | 21.67 | 2001-12-04 11:02 | Anjanece | 6 | 0 | N | N
NSI INDUSTRIES | ISPB350-4 | Y | NSI INDUSTRIES , ISPB350-4 |  |  | 21.68 | 2001-12-04 11:02 | Anjanece | 6 | 0 | N | N
NSI INDUSTRIES | ISPB350-4 | Y | NSI INDUSTRIES , ISPB350-4 |  |  | 21.92 | 2001-12-04 11:02 | Anjanece | 6 | 0 | N | N
NSI INDUSTRIES | ISPB350-4 | Y | NSI INDUSTRIES , ISPB350-4 |  |  | 45.5 | 2001-12-04 11:02 | Anjanece | 6 | 0 | N | N
NSI INDUSTRIES | ISPB350-4 | Y | NSI INDUSTRIES , ISPB350-4 |  | Storm Stores | 0 | 2019-07-29 09:35 | Anjanece | 6 | 0 | N | N
NSI INDUSTRIES | ISPB350-4 | Y | NSI INDUSTRIES , ISPB350-4 |  |  | 12.1 | 2019-07-29 09:35 | Anjanece | 6 | 0 | N | N
NSI INDUSTRIES | ISPB350-4 | Y | NSI INDUSTRIES , ISPB350-4 |  |  | 15.07 | 2019-07-29 09:35 | Anjanece | 6 | 0 | N | N
NSI INDUSTRIES | ISPB350-4 | Y | NSI INDUSTRIES , ISPB350-4 |  |  | 17.46 | 2019-07-29 09:35 | Anjanece | 6 | 0 | N | N
POLARIS | IPLW600-4P | Y | POLARIS , IPLW600-4P | JEA OVERHEAD DISTRIBUTION | CSC Stores | 11.35 | 2001-12-04 11:02 | Anjanece | 6 | 0 | N | N
POLARIS | IPLW600-4P | Y | POLARIS , IPLW600-4P |  |  | 11.92 | 2001-12-04 11:02 | Anjanece | 6 | 0 | N | N
POLARIS | IPLW600-4P | Y | POLARIS , IPLW600-4P |  |  | 12.03 | 2001-12-04 11:02 | Anjanece | 6 | 0 | N | N
POLARIS | IPLW600-4P | Y | POLARIS , IPLW600-4P |  |  | 12.05 | 2001-12-04 11:02 | Anjanece | 6 | 0 | N | N
POLARIS | IPLW600-4P | Y | POLARIS , IPLW600-4P |  |  | 12.06 | 2001-12-04 11:02 | Anjanece | 6 | 0 | N | N
POLARIS | IPLW600-4P | Y | POLARIS , IPLW600-4P |  |  | 12.08 | 2001-12-04 11:02 | Anjanece | 6 | 0 | N | N
POLARIS | IPLW600-4P | Y | POLARIS , IPLW600-4P |  |  | 12.09 | 2001-12-04 11:02 | Anjanece | 6 | 0 | N | N
POLARIS | IPLW600-4P | Y | POLARIS , IPLW600-4P |  |  | 12.1 | 2001-12-04 11:02 | Anjanece | 6 | 0 | N | N
POLARIS | IPLW600-4P | Y | POLARIS , IPLW600-4P |  |  | 12.23 | 2001-12-04 11:02 | Anjanece | 6 | 0 | N | N
POLARIS | IPLW600-4P | Y | POLARIS , IPLW600-4P |  |  | 12.41 | 2001-12-04 11:02 | Anjanece | 6 | 0 | N | N
POLARIS | IPLW600-4P | Y | POLARIS , IPLW600-4P |  |  | 13.13 | 2001-12-04 11:02 | Anjanece | 6 | 0 | N | N
POLARIS | IPLW600-4P | Y | POLARIS , IPLW600-4P |  |  | 13.18 | 2001-12-04 11:02 | Anjanece | 6 | 0 | N | N
POLARIS | IPLW600-4P | Y | POLARIS , IPLW600-4P |  |  | 13.2 | 2001-12-04 11:02 | Anjanece | 6 | 0 | N | N
POLARIS | IPLW600-4P | Y | POLARIS , IPLW600-4P |  |  | 13.27 | 2001-12-04 11:02 | Anjanece | 6 | 0 | N | N
POLARIS | IPLW600-4P | Y | POLARIS , IPLW600-4P |  |  | 13.29 | 2001-12-04 11:02 | Anjanece | 6 | 0 | N | N
POLARIS | IPLW600-4P | Y | POLARIS , IPLW600-4P |  |  | 13.39 | 2001-12-04 11:02 | Anjanece | 6 | 0 | N | N
POLARIS | IPLW600-4P | Y | POLARIS , IPLW600-4P |  |  | 13.47 | 2001-12-04 11:02 | Anjanece | 6 | 0 | N | N
POLARIS | IPLW600-4P | Y | POLARIS , IPLW600-4P |  |  | 13.48 | 2001-12-04 11:02 | Anjanece | 6 | 0 | N | N
POLARIS | IPLW600-4P | Y | POLARIS , IPLW600-4P |  |  | 13.52 | 2001-12-04 11:02 | Anjanece | 6 | 0 | N | N
POLARIS | IPLW600-4P | Y | POLARIS , IPLW600-4P |  |  | 13.53 | 2001-12-04 11:02 | Anjanece | 6 | 0 | N | N
POLARIS | IPLW600-4P | Y | POLARIS , IPLW600-4P |  |  | 13.55 | 2001-12-04 11:02 | Anjanece | 6 | 0 | N | N
POLARIS | IPLW600-4P | Y | POLARIS , IPLW600-4P |  |  | 13.56 | 2001-12-04 11:02 | Anjanece | 6 | 0 | N | N
POLARIS | IPLW600-4P | Y | POLARIS , IPLW600-4P |  |  | 13.8 | 2001-12-04 11:02 | Anjanece | 6 | 0 | N | N
POLARIS | IPLW600-4P | Y | POLARIS , IPLW600-4P |  |  | 13.83 | 2001-12-04 11:02 | Anjanece | 6 | 0 | N | N
POLARIS | IPLW600-4P | Y | POLARIS , IPLW600-4P |  |  | 13.84 | 2001-12-04 11:02 | Anjanece | 6 | 0 | N | N
POLARIS | IPLW600-4P | Y | POLARIS , IPLW600-4P |  |  | 13.88 | 2001-12-04 11:02 | Anjanece | 6 | 0 | N | N
POLARIS | IPLW600-4P | Y | POLARIS , IPLW600-4P |  |  | 13.9 | 2001-12-04 11:02 | Anjanece | 6 | 0 | N | N
POLARIS | IPLW600-4P | Y | POLARIS , IPLW600-4P |  |  | 13.91 | 2001-12-04 11:02 | Anjanece | 6 | 0 | N | N
POLARIS | IPLW600-4P | Y | POLARIS , IPLW600-4P |  |  | 13.92 | 2001-12-04 11:02 | Anjanece | 6 | 0 | N | N
POLARIS | IPLW600-4P | Y | POLARIS , IPLW600-4P |  |  | 14.6 | 2001-12-04 11:02 | Anjanece | 6 | 0 | N | N
POLARIS | IPLW600-4P | Y | POLARIS , IPLW600-4P |  |  | 14.78 | 2001-12-04 11:02 | Anjanece | 6 | 0 | N | N
POLARIS | IPLW600-4P | Y | POLARIS , IPLW600-4P |  |  | 14.89 | 2001-12-04 11:02 | Anjanece | 6 | 0 | N | N
POLARIS | IPLW600-4P | Y | POLARIS , IPLW600-4P |  |  | 15 | 2001-12-04 11:02 | Anjanece | 6 | 0 | N | N
POLARIS | IPLW600-4P | Y | POLARIS , IPLW600-4P |  |  | 15.12 | 2001-12-04 11:02 | Anjanece | 6 | 0 | N | N
POLARIS | IPLW600-4P | Y | POLARIS , IPLW600-4P |  |  | 15.39 | 2001-12-04 11:02 | Anjanece | 6 | 0 | N | N
POLARIS | IPLW600-4P | Y | POLARIS , IPLW600-4P |  |  | 15.77 | 2001-12-04 11:02 | Anjanece | 6 | 0 | N | N
POLARIS | IPLW600-4P | Y | POLARIS , IPLW600-4P |  |  | 16.78 | 2001-12-04 11:02 | Anjanece | 6 | 0 | N | N
POLARIS | IPLW600-4P | Y | POLARIS , IPLW600-4P |  |  | 17.06 | 2001-12-04 11:02 | Anjanece | 6 | 0 | N | N
POLARIS | IPLW600-4P | Y | POLARIS , IPLW600-4P |  |  | 20.45 | 2001-12-04 11:02 | Anjanece | 6 | 0 | N | N
POLARIS | IPLW600-4P | Y | POLARIS , IPLW600-4P |  |  | 20.58 | 2001-12-04 11:02 | Anjanece | 6 | 0 | N | N
POLARIS | IPLW600-4P | Y | POLARIS , IPLW600-4P |  |  | 20.69 | 2001-12-04 11:02 | Anjanece | 6 | 0 | N | N
POLARIS | IPLW600-4P | Y | POLARIS , IPLW600-4P |  |  | 20.7 | 2001-12-04 11:02 | Anjanece | 6 | 0 | N | N
POLARIS | IPLW600-4P | Y | POLARIS , IPLW600-4P |  |  | 20.71 | 2001-12-04 11:02 | Anjanece | 6 | 0 | N | N
POLARIS | IPLW600-4P | Y | POLARIS , IPLW600-4P |  |  | 20.73 | 2001-12-04 11:02 | Anjanece | 6 | 0 | N | N
POLARIS | IPLW600-4P | Y | POLARIS , IPLW600-4P |  |  | 20.94 | 2001-12-04 11:02 | Anjanece | 6 | 0 | N | N
POLARIS | IPLW600-4P | Y | POLARIS , IPLW600-4P |  |  | 20.98 | 2001-12-04 11:02 | Anjanece | 6 | 0 | N | N
POLARIS | IPLW600-4P | Y | POLARIS , IPLW600-4P |  |  | 21.04 | 2001-12-04 11:02 | Anjanece | 6 | 0 | N | N
POLARIS | IPLW600-4P | Y | POLARIS , IPLW600-4P |  |  | 21.1 | 2001-12-04 11:02 | Anjanece | 6 | 0 | N | N
POLARIS | IPLW600-4P | Y | POLARIS , IPLW600-4P |  |  | 21.13 | 2001-12-04 11:02 | Anjanece | 6 | 0 | N | N
POLARIS | IPLW600-4P | Y | POLARIS , IPLW600-4P |  |  | 21.17 | 2001-12-04 11:02 | Anjanece | 6 | 0 | N | N
POLARIS | IPLW600-4P | Y | POLARIS , IPLW600-4P |  |  | 21.27 | 2001-12-04 11:02 | Anjanece | 6 | 0 | N | N
POLARIS | IPLW600-4P | Y | POLARIS , IPLW600-4P |  |  | 21.31 | 2001-12-04 11:02 | Anjanece | 6 | 0 | N | N
POLARIS | IPLW600-4P | Y | POLARIS , IPLW600-4P |  |  | 21.33 | 2001-12-04 11:02 | Anjanece | 6 | 0 | N | N
POLARIS | IPLW600-4P | Y | POLARIS , IPLW600-4P |  |  | 21.35 | 2001-12-04 11:02 | Anjanece | 6 | 0 | N | N
POLARIS | IPLW600-4P | Y | POLARIS , IPLW600-4P |  |  | 21.38 | 2001-12-04 11:02 | Anjanece | 6 | 0 | N | N
POLARIS | IPLW600-4P | Y | POLARIS , IPLW600-4P |  |  | 21.39 | 2001-12-04 11:02 | Anjanece | 6 | 0 | N | N
POLARIS | IPLW600-4P | Y | POLARIS , IPLW600-4P |  |  | 21.42 | 2001-12-04 11:02 | Anjanece | 6 | 0 | N | N
POLARIS | IPLW600-4P | Y | POLARIS , IPLW600-4P |  |  | 21.63 | 2001-12-04 11:02 | Anjanece | 6 | 0 | N | N
POLARIS | IPLW600-4P | Y | POLARIS , IPLW600-4P |  |  | 21.67 | 2001-12-04 11:02 | Anjanece | 6 | 0 | N | N
POLARIS | IPLW600-4P | Y | POLARIS , IPLW600-4P |  |  | 21.68 | 2001-12-04 11:02 | Anjanece | 6 | 0 | N | N
POLARIS | IPLW600-4P | Y | POLARIS , IPLW600-4P |  |  | 21.92 | 2001-12-04 11:02 | Anjanece | 6 | 0 | N | N
POLARIS | IPLW600-4P | Y | POLARIS , IPLW600-4P |  |  | 45.5 | 2001-12-04 11:02 | Anjanece | 6 | 0 | N | N
POLARIS | IPLW600-4P | Y | POLARIS , IPLW600-4P |  | Storm Stores | 0 | 2019-07-29 09:35 | Anjanece | 6 | 0 | N | N
POLARIS | IPLW600-4P | Y | POLARIS , IPLW600-4P |  |  | 12.1 | 2019-07-29 09:35 | Anjanece | 6 | 0 | N | N
POLARIS | IPLW600-4P | Y | POLARIS , IPLW600-4P |  |  | 15.07 | 2019-07-29 09:35 | Anjanece | 6 | 0 | N | N
POLARIS | IPLW600-4P | Y | POLARIS , IPLW600-4P |  |  | 17.46 | 2019-07-29 09:35 | Anjanece | 6 | 0 | N | N
UTILCO | PED4-500-SSP | Y | UTILCO , PED4-500-SSP | JEA OVERHEAD DISTRIBUTION | CSC Stores | 11.35 | 2001-12-04 11:02 | Anjanece | 6 | 0 | N | N
UTILCO | PED4-500-SSP | Y | UTILCO , PED4-500-SSP |  |  | 11.92 | 2001-12-04 11:02 | Anjanece | 6 | 0 | N | N
UTILCO | PED4-500-SSP | Y | UTILCO , PED4-500-SSP |  |  | 12.03 | 2001-12-04 11:02 | Anjanece | 6 | 0 | N | N
UTILCO | PED4-500-SSP | Y | UTILCO , PED4-500-SSP |  |  | 12.05 | 2001-12-04 11:02 | Anjanece | 6 | 0 | N | N
UTILCO | PED4-500-SSP | Y | UTILCO , PED4-500-SSP |  |  | 12.06 | 2001-12-04 11:02 | Anjanece | 6 | 0 | N | N
UTILCO | PED4-500-SSP | Y | UTILCO , PED4-500-SSP |  |  | 12.08 | 2001-12-04 11:02 | Anjanece | 6 | 0 | N | N
UTILCO | PED4-500-SSP | Y | UTILCO , PED4-500-SSP |  |  | 12.09 | 2001-12-04 11:02 | Anjanece | 6 | 0 | N | N
UTILCO | PED4-500-SSP | Y | UTILCO , PED4-500-SSP |  |  | 12.1 | 2001-12-04 11:02 | Anjanece | 6 | 0 | N | N
UTILCO | PED4-500-SSP | Y | UTILCO , PED4-500-SSP |  |  | 12.23 | 2001-12-04 11:02 | Anjanece | 6 | 0 | N | N
UTILCO | PED4-500-SSP | Y | UTILCO , PED4-500-SSP |  |  | 12.41 | 2001-12-04 11:02 | Anjanece | 6 | 0 | N | N
UTILCO | PED4-500-SSP | Y | UTILCO , PED4-500-SSP |  |  | 13.13 | 2001-12-04 11:02 | Anjanece | 6 | 0 | N | N
UTILCO | PED4-500-SSP | Y | UTILCO , PED4-500-SSP |  |  | 13.18 | 2001-12-04 11:02 | Anjanece | 6 | 0 | N | N
UTILCO | PED4-500-SSP | Y | UTILCO , PED4-500-SSP |  |  | 13.2 | 2001-12-04 11:02 | Anjanece | 6 | 0 | N | N
UTILCO | PED4-500-SSP | Y | UTILCO , PED4-500-SSP |  |  | 13.27 | 2001-12-04 11:02 | Anjanece | 6 | 0 | N | N
UTILCO | PED4-500-SSP | Y | UTILCO , PED4-500-SSP |  |  | 13.29 | 2001-12-04 11:02 | Anjanece | 6 | 0 | N | N
UTILCO | PED4-500-SSP | Y | UTILCO , PED4-500-SSP |  |  | 13.39 | 2001-12-04 11:02 | Anjanece | 6 | 0 | N | N
UTILCO | PED4-500-SSP | Y | UTILCO , PED4-500-SSP |  |  | 13.47 | 2001-12-04 11:02 | Anjanece | 6 | 0 | N | N
UTILCO | PED4-500-SSP | Y | UTILCO , PED4-500-SSP |  |  | 13.48 | 2001-12-04 11:02 | Anjanece | 6 | 0 | N | N
UTILCO | PED4-500-SSP | Y | UTILCO , PED4-500-SSP |  |  | 13.52 | 2001-12-04 11:02 | Anjanece | 6 | 0 | N | N
UTILCO | PED4-500-SSP | Y | UTILCO , PED4-500-SSP |  |  | 13.53 | 2001-12-04 11:02 | Anjanece | 6 | 0 | N | N
UTILCO | PED4-500-SSP | Y | UTILCO , PED4-500-SSP |  |  | 13.55 | 2001-12-04 11:02 | Anjanece | 6 | 0 | N | N
UTILCO | PED4-500-SSP | Y | UTILCO , PED4-500-SSP |  |  | 13.56 | 2001-12-04 11:02 | Anjanece | 6 | 0 | N | N
UTILCO | PED4-500-SSP | Y | UTILCO , PED4-500-SSP |  |  | 13.8 | 2001-12-04 11:02 | Anjanece | 6 | 0 | N | N
UTILCO | PED4-500-SSP | Y | UTILCO , PED4-500-SSP |  |  | 13.83 | 2001-12-04 11:02 | Anjanece | 6 | 0 | N | N
UTILCO | PED4-500-SSP | Y | UTILCO , PED4-500-SSP |  |  | 13.84 | 2001-12-04 11:02 | Anjanece | 6 | 0 | N | N
UTILCO | PED4-500-SSP | Y | UTILCO , PED4-500-SSP |  |  | 13.88 | 2001-12-04 11:02 | Anjanece | 6 | 0 | N | N
UTILCO | PED4-500-SSP | Y | UTILCO , PED4-500-SSP |  |  | 13.9 | 2001-12-04 11:02 | Anjanece | 6 | 0 | N | N
UTILCO | PED4-500-SSP | Y | UTILCO , PED4-500-SSP |  |  | 13.91 | 2001-12-04 11:02 | Anjanece | 6 | 0 | N | N
UTILCO | PED4-500-SSP | Y | UTILCO , PED4-500-SSP |  |  | 13.92 | 2001-12-04 11:02 | Anjanece | 6 | 0 | N | N
UTILCO | PED4-500-SSP | Y | UTILCO , PED4-500-SSP |  |  | 14.6 | 2001-12-04 11:02 | Anjanece | 6 | 0 | N | N
UTILCO | PED4-500-SSP | Y | UTILCO , PED4-500-SSP |  |  | 14.78 | 2001-12-04 11:02 | Anjanece | 6 | 0 | N | N
UTILCO | PED4-500-SSP | Y | UTILCO , PED4-500-SSP |  |  | 14.89 | 2001-12-04 11:02 | Anjanece | 6 | 0 | N | N
UTILCO | PED4-500-SSP | Y | UTILCO , PED4-500-SSP |  |  | 15 | 2001-12-04 11:02 | Anjanece | 6 | 0 | N | N
UTILCO | PED4-500-SSP | Y | UTILCO , PED4-500-SSP |  |  | 15.12 | 2001-12-04 11:02 | Anjanece | 6 | 0 | N | N
UTILCO | PED4-500-SSP | Y | UTILCO , PED4-500-SSP |  |  | 15.39 | 2001-12-04 11:02 | Anjanece | 6 | 0 | N | N
UTILCO | PED4-500-SSP | Y | UTILCO , PED4-500-SSP |  |  | 15.77 | 2001-12-04 11:02 | Anjanece | 6 | 0 | N | N
UTILCO | PED4-500-SSP | Y | UTILCO , PED4-500-SSP |  |  | 16.78 | 2001-12-04 11:02 | Anjanece | 6 | 0 | N | N
UTILCO | PED4-500-SSP | Y | UTILCO , PED4-500-SSP |  |  | 17.06 | 2001-12-04 11:02 | Anjanece | 6 | 0 | N | N
UTILCO | PED4-500-SSP | Y | UTILCO , PED4-500-SSP |  |  | 20.45 | 2001-12-04 11:02 | Anjanece | 6 | 0 | N | N
UTILCO | PED4-500-SSP | Y | UTILCO , PED4-500-SSP |  |  | 20.58 | 2001-12-04 11:02 | Anjanece | 6 | 0 | N | N
UTILCO | PED4-500-SSP | Y | UTILCO , PED4-500-SSP |  |  | 20.69 | 2001-12-04 11:02 | Anjanece | 6 | 0 | N | N
UTILCO | PED4-500-SSP | Y | UTILCO , PED4-500-SSP |  |  | 20.7 | 2001-12-04 11:02 | Anjanece | 6 | 0 | N | N
UTILCO | PED4-500-SSP | Y | UTILCO , PED4-500-SSP |  |  | 20.71 | 2001-12-04 11:02 | Anjanece | 6 | 0 | N | N
UTILCO | PED4-500-SSP | Y | UTILCO , PED4-500-SSP |  |  | 20.73 | 2001-12-04 11:02 | Anjanece | 6 | 0 | N | N
UTILCO | PED4-500-SSP | Y | UTILCO , PED4-500-SSP |  |  | 20.94 | 2001-12-04 11:02 | Anjanece | 6 | 0 | N | N
UTILCO | PED4-500-SSP | Y | UTILCO , PED4-500-SSP |  |  | 20.98 | 2001-12-04 11:02 | Anjanece | 6 | 0 | N | N
UTILCO | PED4-500-SSP | Y | UTILCO , PED4-500-SSP |  |  | 21.04 | 2001-12-04 11:02 | Anjanece | 6 | 0 | N | N
UTILCO | PED4-500-SSP | Y | UTILCO , PED4-500-SSP |  |  | 21.1 | 2001-12-04 11:02 | Anjanece | 6 | 0 | N | N
UTILCO | PED4-500-SSP | Y | UTILCO , PED4-500-SSP |  |  | 21.13 | 2001-12-04 11:02 | Anjanece | 6 | 0 | N | N
UTILCO | PED4-500-SSP | Y | UTILCO , PED4-500-SSP |  |  | 21.17 | 2001-12-04 11:02 | Anjanece | 6 | 0 | N | N
UTILCO | PED4-500-SSP | Y | UTILCO , PED4-500-SSP |  |  | 21.27 | 2001-12-04 11:02 | Anjanece | 6 | 0 | N | N
UTILCO | PED4-500-SSP | Y | UTILCO , PED4-500-SSP |  |  | 21.31 | 2001-12-04 11:02 | Anjanece | 6 | 0 | N | N
UTILCO | PED4-500-SSP | Y | UTILCO , PED4-500-SSP |  |  | 21.33 | 2001-12-04 11:02 | Anjanece | 6 | 0 | N | N
UTILCO | PED4-500-SSP | Y | UTILCO , PED4-500-SSP |  |  | 21.35 | 2001-12-04 11:02 | Anjanece | 6 | 0 | N | N
UTILCO | PED4-500-SSP | Y | UTILCO , PED4-500-SSP |  |  | 21.38 | 2001-12-04 11:02 | Anjanece | 6 | 0 | N | N
UTILCO | PED4-500-SSP | Y | UTILCO , PED4-500-SSP |  |  | 21.39 | 2001-12-04 11:02 | Anjanece | 6 | 0 | N | N
UTILCO | PED4-500-SSP | Y | UTILCO , PED4-500-SSP |  |  | 21.42 | 2001-12-04 11:02 | Anjanece | 6 | 0 | N | N
UTILCO | PED4-500-SSP | Y | UTILCO , PED4-500-SSP |  |  | 21.63 | 2001-12-04 11:02 | Anjanece | 6 | 0 | N | N
UTILCO | PED4-500-SSP | Y | UTILCO , PED4-500-SSP |  |  | 21.67 | 2001-12-04 11:02 | Anjanece | 6 | 0 | N | N
UTILCO | PED4-500-SSP | Y | UTILCO , PED4-500-SSP |  |  | 21.68 | 2001-12-04 11:02 | Anjanece | 6 | 0 | N | N
UTILCO | PED4-500-SSP | Y | UTILCO , PED4-500-SSP |  |  | 21.92 | 2001-12-04 11:02 | Anjanece | 6 | 0 | N | N
UTILCO | PED4-500-SSP | Y | UTILCO , PED4-500-SSP |  |  | 45.5 | 2001-12-04 11:02 | Anjanece | 6 | 0 | N | N
UTILCO | PED4-500-SSP | Y | UTILCO , PED4-500-SSP |  | Storm Stores | 0 | 2019-07-29 09:35 | Anjanece | 6 | 0 | N | N
UTILCO | PED4-500-SSP | Y | UTILCO , PED4-500-SSP |  |  | 12.1 | 2019-07-29 09:35 | Anjanece | 6 | 0 | N | N
UTILCO | PED4-500-SSP | Y | UTILCO , PED4-500-SSP |  |  | 15.07 | 2019-07-29 09:35 | Anjanece | 6 | 0 | N | N
UTILCO | PED4-500-SSP | Y | UTILCO , PED4-500-SSP |  |  | 17.46 | 2019-07-29 09:35 | Anjanece | 6 | 0 | N | N
CONNECTOR MANUFACTURING CO. | SSBC750-6I | Y | CONNECTOR MANUFACTURING CO. , SSBC750-6I | JEA UNDERGROUND DISTRIBUTION | CSC Stores | 40.82 | 2001-12-04 11:02 | Anjanece | 6 | 0 | N | N
CONNECTOR MANUFACTURING CO. | SSBC750-6I | Y | CONNECTOR MANUFACTURING CO. , SSBC750-6I |  |  | 40.99 | 2001-12-04 11:02 | Anjanece | 6 | 0 | N | N
CONNECTOR MANUFACTURING CO. | SSBC750-6I | Y | CONNECTOR MANUFACTURING CO. , SSBC750-6I |  |  | 41.15 | 2001-12-04 11:02 | Anjanece | 6 | 0 | N | N
CONNECTOR MANUFACTURING CO. | SSBC750-6I | Y | CONNECTOR MANUFACTURING CO. , SSBC750-6I |  |  | 41.45 | 2001-12-04 11:02 | Anjanece | 6 | 0 | N | N
CONNECTOR MANUFACTURING CO. | SSBC750-6I | Y | CONNECTOR MANUFACTURING CO. , SSBC750-6I |  |  | 41.8 | 2001-12-04 11:02 | Anjanece | 6 | 0 | N | N
CONNECTOR MANUFACTURING CO. | SSBC750-6I | Y | CONNECTOR MANUFACTURING CO. , SSBC750-6I |  |  | 42.28 | 2001-12-04 11:02 | Anjanece | 6 | 0 | N | N
CONNECTOR MANUFACTURING CO. | SSBC750-6I | Y | CONNECTOR MANUFACTURING CO. , SSBC750-6I |  |  | 42.32 | 2001-12-04 11:02 | Anjanece | 6 | 0 | N | N
CONNECTOR MANUFACTURING CO. | SSBC750-6I | Y | CONNECTOR MANUFACTURING CO. , SSBC750-6I |  |  | 42.44 | 2001-12-04 11:02 | Anjanece | 6 | 0 | N | N
CONNECTOR MANUFACTURING CO. | SSBC750-6I | Y | CONNECTOR MANUFACTURING CO. , SSBC750-6I |  |  | 42.48 | 2001-12-04 11:02 | Anjanece | 6 | 0 | N | N
CONNECTOR MANUFACTURING CO. | SSBC750-6I | Y | CONNECTOR MANUFACTURING CO. , SSBC750-6I |  |  | 43.23 | 2001-12-04 11:02 | Anjanece | 6 | 0 | N | N
CONNECTOR MANUFACTURING CO. | SSBC750-6I | Y | CONNECTOR MANUFACTURING CO. , SSBC750-6I |  |  | 43.8 | 2001-12-04 11:02 | Anjanece | 6 | 0 | N | N
CONNECTOR MANUFACTURING CO. | SSBC750-6I | Y | CONNECTOR MANUFACTURING CO. , SSBC750-6I |  |  | 49.32 | 2001-12-04 11:02 | Anjanece | 6 | 0 | N | N
CONNECTOR MANUFACTURING CO. | SSBC750-6I | Y | CONNECTOR MANUFACTURING CO. , SSBC750-6I |  |  | 52.07 | 2001-12-04 11:02 | Anjanece | 6 | 0 | N | N
CONNECTOR MANUFACTURING CO. | SSBC750-6I | Y | CONNECTOR MANUFACTURING CO. , SSBC750-6I |  |  | 52.86 | 2001-12-04 11:02 | Anjanece | 6 | 0 | N | N
CONNECTOR MANUFACTURING CO. | SSBC750-6I | Y | CONNECTOR MANUFACTURING CO. , SSBC750-6I |  |  | 53.05 | 2001-12-04 11:02 | Anjanece | 6 | 0 | N | N
CONNECTOR MANUFACTURING CO. | SSBC750-6I | Y | CONNECTOR MANUFACTURING CO. , SSBC750-6I |  |  | 53.23 | 2001-12-04 11:02 | Anjanece | 6 | 0 | N | N
CONNECTOR MANUFACTURING CO. | SSBC750-6I | Y | CONNECTOR MANUFACTURING CO. , SSBC750-6I |  |  | 53.27 | 2001-12-04 11:02 | Anjanece | 6 | 0 | N | N
CONNECTOR MANUFACTURING CO. | SSBC750-6I | Y | CONNECTOR MANUFACTURING CO. , SSBC750-6I |  |  | 53.48 | 2001-12-04 11:02 | Anjanece | 6 | 0 | N | N
CONNECTOR MANUFACTURING CO. | SSBC750-6I | Y | CONNECTOR MANUFACTURING CO. , SSBC750-6I |  |  | 53.63 | 2001-12-04 11:02 | Anjanece | 6 | 0 | N | N
CONNECTOR MANUFACTURING CO. | SSBC750-6I | Y | CONNECTOR MANUFACTURING CO. , SSBC750-6I |  |  | 54.36 | 2001-12-04 11:02 | Anjanece | 6 | 0 | N | N
CONNECTOR MANUFACTURING CO. | SSBC750-6I | Y | CONNECTOR MANUFACTURING CO. , SSBC750-6I |  |  | 54.66 | 2001-12-04 11:02 | Anjanece | 6 | 0 | N | N
CONNECTOR MANUFACTURING CO. | SSBC750-6I | Y | CONNECTOR MANUFACTURING CO. , SSBC750-6I |  |  | 56.17 | 2001-12-04 11:02 | Anjanece | 6 | 0 | N | N
CONNECTOR MANUFACTURING CO. | SSBC750-6I | Y | CONNECTOR MANUFACTURING CO. , SSBC750-6I |  |  | 60.17 | 2001-12-04 11:02 | Anjanece | 6 | 0 | N | N
CONNECTOR MANUFACTURING CO. | SSBC750-6I | Y | CONNECTOR MANUFACTURING CO. , SSBC750-6I |  |  | 66.97 | 2001-12-04 11:02 | Anjanece | 6 | 0 | N | N
CONNECTOR MANUFACTURING CO. | SSBC750-6I | Y | CONNECTOR MANUFACTURING CO. , SSBC750-6I |  |  | 68.32 | 2001-12-04 11:02 | Anjanece | 6 | 0 | N | N
CONNECTOR MANUFACTURING CO. | SSBC750-6I | Y | CONNECTOR MANUFACTURING CO. , SSBC750-6I |  |  | 69.32 | 2001-12-04 11:02 | Anjanece | 6 | 0 | N | N
CONNECTOR MANUFACTURING CO. | SSBC750-6I | Y | CONNECTOR MANUFACTURING CO. , SSBC750-6I |  |  | 70.02 | 2001-12-04 11:02 | Anjanece | 6 | 0 | N | N
CONNECTOR MANUFACTURING CO. | SSBC750-6I | Y | CONNECTOR MANUFACTURING CO. , SSBC750-6I |  |  | 70.72 | 2001-12-04 11:02 | Anjanece | 6 | 0 | N | N
CONNECTOR MANUFACTURING CO. | SSBC750-6I | Y | CONNECTOR MANUFACTURING CO. , SSBC750-6I |  |  | 70.74 | 2001-12-04 11:02 | Anjanece | 6 | 0 | N | N
CONNECTOR MANUFACTURING CO. | SSBC750-6I | Y | CONNECTOR MANUFACTURING CO. , SSBC750-6I |  |  | 70.75 | 2001-12-04 11:02 | Anjanece | 6 | 0 | N | N
CONNECTOR MANUFACTURING CO. | SSBC750-6I | Y | CONNECTOR MANUFACTURING CO. , SSBC750-6I |  |  | 70.76 | 2001-12-04 11:02 | Anjanece | 6 | 0 | N | N
CONNECTOR MANUFACTURING CO. | SSBC750-6I | Y | CONNECTOR MANUFACTURING CO. , SSBC750-6I |  |  | 70.77 | 2001-12-04 11:02 | Anjanece | 6 | 0 | N | N
CONNECTOR MANUFACTURING CO. | SSBC750-6I | Y | CONNECTOR MANUFACTURING CO. , SSBC750-6I |  |  | 70.78 | 2001-12-04 11:02 | Anjanece | 6 | 0 | N | N
CONNECTOR MANUFACTURING CO. | SSBC750-6I | Y | CONNECTOR MANUFACTURING CO. , SSBC750-6I |  | Storm Stores | 0 | 2019-07-29 09:35 | Anjanece | 6 | 0 | N | N
CONNECTOR MANUFACTURING CO. | SSBC750-6I | Y | CONNECTOR MANUFACTURING CO. , SSBC750-6I |  |  | 41.45 | 2019-07-29 09:35 | Anjanece | 6 | 0 | N | N
CONNECTOR MANUFACTURING CO. | SSBC750-6I | Y | CONNECTOR MANUFACTURING CO. , SSBC750-6I |  |  | 44.12 | 2019-07-29 09:35 | Anjanece | 6 | 0 | N | N
CONNECTOR MANUFACTURING CO. | SSBC750-6I | Y | CONNECTOR MANUFACTURING CO. , SSBC750-6I |  |  | 54.58 | 2019-07-29 09:35 | Anjanece | 6 | 0 | N | N
HOMAC | RXM6C | Y | HOMAC , RXM6C | JEA UNDERGROUND DISTRIBUTION | CSC Stores | 40.82 | 2001-12-04 11:02 | Anjanece | 6 | 0 | N | N
HOMAC | RXM6C | Y | HOMAC , RXM6C |  |  | 40.99 | 2001-12-04 11:02 | Anjanece | 6 | 0 | N | N
HOMAC | RXM6C | Y | HOMAC , RXM6C |  |  | 41.15 | 2001-12-04 11:02 | Anjanece | 6 | 0 | N | N
HOMAC | RXM6C | Y | HOMAC , RXM6C |  |  | 41.45 | 2001-12-04 11:02 | Anjanece | 6 | 0 | N | N
HOMAC | RXM6C | Y | HOMAC , RXM6C |  |  | 41.8 | 2001-12-04 11:02 | Anjanece | 6 | 0 | N | N
HOMAC | RXM6C | Y | HOMAC , RXM6C |  |  | 42.28 | 2001-12-04 11:02 | Anjanece | 6 | 0 | N | N
HOMAC | RXM6C | Y | HOMAC , RXM6C |  |  | 42.32 | 2001-12-04 11:02 | Anjanece | 6 | 0 | N | N
HOMAC | RXM6C | Y | HOMAC , RXM6C |  |  | 42.44 | 2001-12-04 11:02 | Anjanece | 6 | 0 | N | N
HOMAC | RXM6C | Y | HOMAC , RXM6C |  |  | 42.48 | 2001-12-04 11:02 | Anjanece | 6 | 0 | N | N
HOMAC | RXM6C | Y | HOMAC , RXM6C |  |  | 43.23 | 2001-12-04 11:02 | Anjanece | 6 | 0 | N | N
HOMAC | RXM6C | Y | HOMAC , RXM6C |  |  | 43.8 | 2001-12-04 11:02 | Anjanece | 6 | 0 | N | N
HOMAC | RXM6C | Y | HOMAC , RXM6C |  |  | 49.32 | 2001-12-04 11:02 | Anjanece | 6 | 0 | N | N
HOMAC | RXM6C | Y | HOMAC , RXM6C |  |  | 52.07 | 2001-12-04 11:02 | Anjanece | 6 | 0 | N | N
HOMAC | RXM6C | Y | HOMAC , RXM6C |  |  | 52.86 | 2001-12-04 11:02 | Anjanece | 6 | 0 | N | N
HOMAC | RXM6C | Y | HOMAC , RXM6C |  |  | 53.05 | 2001-12-04 11:02 | Anjanece | 6 | 0 | N | N
HOMAC | RXM6C | Y | HOMAC , RXM6C |  |  | 53.23 | 2001-12-04 11:02 | Anjanece | 6 | 0 | N | N
HOMAC | RXM6C | Y | HOMAC , RXM6C |  |  | 53.27 | 2001-12-04 11:02 | Anjanece | 6 | 0 | N | N
HOMAC | RXM6C | Y | HOMAC , RXM6C |  |  | 53.48 | 2001-12-04 11:02 | Anjanece | 6 | 0 | N | N
HOMAC | RXM6C | Y | HOMAC , RXM6C |  |  | 53.63 | 2001-12-04 11:02 | Anjanece | 6 | 0 | N | N
HOMAC | RXM6C | Y | HOMAC , RXM6C |  |  | 54.36 | 2001-12-04 11:02 | Anjanece | 6 | 0 | N | N
HOMAC | RXM6C | Y | HOMAC , RXM6C |  |  | 54.66 | 2001-12-04 11:02 | Anjanece | 6 | 0 | N | N
HOMAC | RXM6C | Y | HOMAC , RXM6C |  |  | 56.17 | 2001-12-04 11:02 | Anjanece | 6 | 0 | N | N
HOMAC | RXM6C | Y | HOMAC , RXM6C |  |  | 60.17 | 2001-12-04 11:02 | Anjanece | 6 | 0 | N | N
HOMAC | RXM6C | Y | HOMAC , RXM6C |  |  | 66.97 | 2001-12-04 11:02 | Anjanece | 6 | 0 | N | N
HOMAC | RXM6C | Y | HOMAC , RXM6C |  |  | 68.32 | 2001-12-04 11:02 | Anjanece | 6 | 0 | N | N
HOMAC | RXM6C | Y | HOMAC , RXM6C |  |  | 69.32 | 2001-12-04 11:02 | Anjanece | 6 | 0 | N | N
HOMAC | RXM6C | Y | HOMAC , RXM6C |  |  | 70.02 | 2001-12-04 11:02 | Anjanece | 6 | 0 | N | N
HOMAC | RXM6C | Y | HOMAC , RXM6C |  |  | 70.72 | 2001-12-04 11:02 | Anjanece | 6 | 0 | N | N
HOMAC | RXM6C | Y | HOMAC , RXM6C |  |  | 70.74 | 2001-12-04 11:02 | Anjanece | 6 | 0 | N | N
HOMAC | RXM6C | Y | HOMAC , RXM6C |  |  | 70.75 | 2001-12-04 11:02 | Anjanece | 6 | 0 | N | N
HOMAC | RXM6C | Y | HOMAC , RXM6C |  |  | 70.76 | 2001-12-04 11:02 | Anjanece | 6 | 0 | N | N
HOMAC | RXM6C | Y | HOMAC , RXM6C |  |  | 70.77 | 2001-12-04 11:02 | Anjanece | 6 | 0 | N | N
HOMAC | RXM6C | Y | HOMAC , RXM6C |  |  | 70.78 | 2001-12-04 11:02 | Anjanece | 6 | 0 | N | N
HOMAC | RXM6C | Y | HOMAC , RXM6C |  | Storm Stores | 0 | 2019-07-29 09:35 | Anjanece | 6 | 0 | N | N
HOMAC | RXM6C | Y | HOMAC , RXM6C |  |  | 41.45 | 2019-07-29 09:35 | Anjanece | 6 | 0 | N | N
HOMAC | RXM6C | Y | HOMAC , RXM6C |  |  | 44.12 | 2019-07-29 09:35 | Anjanece | 6 | 0 | N | N
HOMAC | RXM6C | Y | HOMAC , RXM6C |  |  | 54.58 | 2019-07-29 09:35 | Anjanece | 6 | 0 | N | N
UTILCO | PED6-750-SSP | Y | UTILCO , PED6-750-SSP | JEA UNDERGROUND DISTRIBUTION | CSC Stores | 40.82 | 2001-12-04 11:02 | Anjanece | 6 | 0 | N | N
UTILCO | PED6-750-SSP | Y | UTILCO , PED6-750-SSP |  |  | 40.99 | 2001-12-04 11:02 | Anjanece | 6 | 0 | N | N
UTILCO | PED6-750-SSP | Y | UTILCO , PED6-750-SSP |  |  | 41.15 | 2001-12-04 11:02 | Anjanece | 6 | 0 | N | N
UTILCO | PED6-750-SSP | Y | UTILCO , PED6-750-SSP |  |  | 41.45 | 2001-12-04 11:02 | Anjanece | 6 | 0 | N | N
UTILCO | PED6-750-SSP | Y | UTILCO , PED6-750-SSP |  |  | 41.8 | 2001-12-04 11:02 | Anjanece | 6 | 0 | N | N
UTILCO | PED6-750-SSP | Y | UTILCO , PED6-750-SSP |  |  | 42.28 | 2001-12-04 11:02 | Anjanece | 6 | 0 | N | N
UTILCO | PED6-750-SSP | Y | UTILCO , PED6-750-SSP |  |  | 42.32 | 2001-12-04 11:02 | Anjanece | 6 | 0 | N | N
UTILCO | PED6-750-SSP | Y | UTILCO , PED6-750-SSP |  |  | 42.44 | 2001-12-04 11:02 | Anjanece | 6 | 0 | N | N
UTILCO | PED6-750-SSP | Y | UTILCO , PED6-750-SSP |  |  | 42.48 | 2001-12-04 11:02 | Anjanece | 6 | 0 | N | N
UTILCO | PED6-750-SSP | Y | UTILCO , PED6-750-SSP |  |  | 43.23 | 2001-12-04 11:02 | Anjanece | 6 | 0 | N | N
UTILCO | PED6-750-SSP | Y | UTILCO , PED6-750-SSP |  |  | 43.8 | 2001-12-04 11:02 | Anjanece | 6 | 0 | N | N
UTILCO | PED6-750-SSP | Y | UTILCO , PED6-750-SSP |  |  | 49.32 | 2001-12-04 11:02 | Anjanece | 6 | 0 | N | N
UTILCO | PED6-750-SSP | Y | UTILCO , PED6-750-SSP |  |  | 52.07 | 2001-12-04 11:02 | Anjanece | 6 | 0 | N | N
UTILCO | PED6-750-SSP | Y | UTILCO , PED6-750-SSP |  |  | 52.86 | 2001-12-04 11:02 | Anjanece | 6 | 0 | N | N
UTILCO | PED6-750-SSP | Y | UTILCO , PED6-750-SSP |  |  | 53.05 | 2001-12-04 11:02 | Anjanece | 6 | 0 | N | N
UTILCO | PED6-750-SSP | Y | UTILCO , PED6-750-SSP |  |  | 53.23 | 2001-12-04 11:02 | Anjanece | 6 | 0 | N | N
UTILCO | PED6-750-SSP | Y | UTILCO , PED6-750-SSP |  |  | 53.27 | 2001-12-04 11:02 | Anjanece | 6 | 0 | N | N
UTILCO | PED6-750-SSP | Y | UTILCO , PED6-750-SSP |  |  | 53.48 | 2001-12-04 11:02 | Anjanece | 6 | 0 | N | N
UTILCO | PED6-750-SSP | Y | UTILCO , PED6-750-SSP |  |  | 53.63 | 2001-12-04 11:02 | Anjanece | 6 | 0 | N | N
UTILCO | PED6-750-SSP | Y | UTILCO , PED6-750-SSP |  |  | 54.36 | 2001-12-04 11:02 | Anjanece | 6 | 0 | N | N
UTILCO | PED6-750-SSP | Y | UTILCO , PED6-750-SSP |  |  | 54.66 | 2001-12-04 11:02 | Anjanece | 6 | 0 | N | N
UTILCO | PED6-750-SSP | Y | UTILCO , PED6-750-SSP |  |  | 56.17 | 2001-12-04 11:02 | Anjanece | 6 | 0 | N | N
UTILCO | PED6-750-SSP | Y | UTILCO , PED6-750-SSP |  |  | 60.17 | 2001-12-04 11:02 | Anjanece | 6 | 0 | N | N
UTILCO | PED6-750-SSP | Y | UTILCO , PED6-750-SSP |  |  | 66.97 | 2001-12-04 11:02 | Anjanece | 6 | 0 | N | N
UTILCO | PED6-750-SSP | Y | UTILCO , PED6-750-SSP |  |  | 68.32 | 2001-12-04 11:02 | Anjanece | 6 | 0 | N | N
UTILCO | PED6-750-SSP | Y | UTILCO , PED6-750-SSP |  |  | 69.32 | 2001-12-04 11:02 | Anjanece | 6 | 0 | N | N
UTILCO | PED6-750-SSP | Y | UTILCO , PED6-750-SSP |  |  | 70.02 | 2001-12-04 11:02 | Anjanece | 6 | 0 | N | N
UTILCO | PED6-750-SSP | Y | UTILCO , PED6-750-SSP |  |  | 70.72 | 2001-12-04 11:02 | Anjanece | 6 | 0 | N | N
UTILCO | PED6-750-SSP | Y | UTILCO , PED6-750-SSP |  |  | 70.74 | 2001-12-04 11:02 | Anjanece | 6 | 0 | N | N
UTILCO | PED6-750-SSP | Y | UTILCO , PED6-750-SSP |  |  | 70.75 | 2001-12-04 11:02 | Anjanece | 6 | 0 | N | N
UTILCO | PED6-750-SSP | Y | UTILCO , PED6-750-SSP |  |  | 70.76 | 2001-12-04 11:02 | Anjanece | 6 | 0 | N | N
UTILCO | PED6-750-SSP | Y | UTILCO , PED6-750-SSP |  |  | 70.77 | 2001-12-04 11:02 | Anjanece | 6 | 0 | N | N
UTILCO | PED6-750-SSP | Y | UTILCO , PED6-750-SSP |  |  | 70.78 | 2001-12-04 11:02 | Anjanece | 6 | 0 | N | N
UTILCO | PED6-750-SSP | Y | UTILCO , PED6-750-SSP |  | Storm Stores | 0 | 2019-07-29 09:35 | Anjanece | 6 | 0 | N | N
UTILCO | PED6-750-SSP | Y | UTILCO , PED6-750-SSP |  |  | 41.45 | 2019-07-29 09:35 | Anjanece | 6 | 0 | N | N
UTILCO | PED6-750-SSP | Y | UTILCO , PED6-750-SSP |  |  | 44.12 | 2019-07-29 09:35 | Anjanece | 6 | 0 | N | N
UTILCO | PED6-750-SSP | Y | UTILCO , PED6-750-SSP |  |  | 54.58 | 2019-07-29 09:35 | Anjanece | 6 | 0 | N | N
HUBBELL | GA9820GL | Y | HUBBELL , GA9820GL | JEA OVERHEAD DISTRIBUTION | CSC Stores | 7.87 | 2001-12-04 11:03 | Anjanece | 10 | 0 | N | N
HUBBELL | GA9820GL | Y | HUBBELL , GA9820GL |  |  | 10.93 | 2001-12-04 11:03 | Anjanece | 10 | 0 | N | N
HUBBELL | GA9820GL | Y | HUBBELL , GA9820GL |  |  | 19.67 | 2001-12-04 11:03 | Anjanece | 10 | 0 | N | N
HUBBELL | GA9820GL | Y | HUBBELL , GA9820GL |  |  | 24.69 | 2001-12-04 11:03 | Anjanece | 10 | 0 | N | N
HUBBELL | GA9820GL | Y | HUBBELL , GA9820GL |  |  | 25.46 | 2001-12-04 11:03 | Anjanece | 10 | 0 | N | N
HUBBELL | GA9820GL | Y | HUBBELL , GA9820GL |  |  | 25.81 | 2001-12-04 11:03 | Anjanece | 10 | 0 | N | N
HUBBELL | GA9820GL | Y | HUBBELL , GA9820GL |  |  | 25.92 | 2001-12-04 11:03 | Anjanece | 10 | 0 | N | N
HUBBELL | GA9820GL | Y | HUBBELL , GA9820GL |  |  | 26.08 | 2001-12-04 11:03 | Anjanece | 10 | 0 | N | N
HUBBELL | GA9820GL | Y | HUBBELL , GA9820GL |  |  | 28.26 | 2001-12-04 11:03 | Anjanece | 10 | 0 | N | N
HUBBELL | GA9820GL | Y | HUBBELL , GA9820GL |  |  | 29.58 | 2001-12-04 11:03 | Anjanece | 10 | 0 | N | N
HUBBELL | GA9820GL | Y | HUBBELL , GA9820GL |  |  | 29.71 | 2001-12-04 11:03 | Anjanece | 10 | 0 | N | N
HUBBELL | GA9820GL | Y | HUBBELL , GA9820GL |  |  | 29.75 | 2001-12-04 11:03 | Anjanece | 10 | 0 | N | N
HUBBELL | GA9820GL | Y | HUBBELL , GA9820GL |  |  | 29.77 | 2001-12-04 11:03 | Anjanece | 10 | 0 | N | N
HUBBELL | GA9820GL | Y | HUBBELL , GA9820GL |  |  | 29.78 | 2001-12-04 11:03 | Anjanece | 10 | 0 | N | N
HUBBELL | GA9820GL | Y | HUBBELL , GA9820GL |  |  | 31.02 | 2001-12-04 11:03 | Anjanece | 10 | 0 | N | N
HUBBELL | GA9820GL | Y | HUBBELL , GA9820GL |  |  | 40.22 | 2001-12-04 11:03 | Anjanece | 10 | 0 | N | N
HUBBELL | GA9820GL | Y | HUBBELL , GA9820GL |  |  | 41.88 | 2001-12-04 11:03 | Anjanece | 10 | 0 | N | N
HUBBELL | GA9820GL | Y | HUBBELL , GA9820GL |  |  | 42.58 | 2001-12-04 11:03 | Anjanece | 10 | 0 | N | N
HUBBELL | GA9820GL | Y | HUBBELL , GA9820GL |  |  | 43.04 | 2001-12-04 11:03 | Anjanece | 10 | 0 | N | N
HOMAC | A-5060 | Y | HOMAC , A-5060 | JEA OVERHEAD DISTRIBUTION | CSC Stores | 16.47 | 2001-12-04 11:03 | Anjanece | 10 | 100 | N | N
HOMAC | A-5060 | Y | HOMAC , A-5060 |  |  | 22.26 | 2001-12-04 11:03 | Anjanece | 10 | 100 | N | N
HOMAC | A-5060 | Y | HOMAC , A-5060 |  |  | 23.04 | 2001-12-04 11:03 | Anjanece | 10 | 100 | N | N
HOMAC | A-5060 | Y | HOMAC , A-5060 |  |  | 23.37 | 2001-12-04 11:03 | Anjanece | 10 | 100 | N | N
HOMAC | A-5060 | Y | HOMAC , A-5060 |  |  | 24.66 | 2001-12-04 11:03 | Anjanece | 10 | 100 | N | N
HOMAC | A-5060 | Y | HOMAC , A-5060 |  |  | 26.45 | 2001-12-04 11:03 | Anjanece | 10 | 100 | N | N
HOMAC | A-5060 | Y | HOMAC , A-5060 |  |  | 26.52 | 2001-12-04 11:03 | Anjanece | 10 | 100 | N | N
HOMAC | A-5060 | Y | HOMAC , A-5060 |  |  | 33.47 | 2001-12-04 11:03 | Anjanece | 10 | 100 | N | N
HOMAC | A-5060 | Y | HOMAC , A-5060 |  |  | 43.6 | 2001-12-04 11:03 | Anjanece | 10 | 100 | N | N
HOMAC | A-5060-SH | Y | HOMAC , A-5060-SH | JEA OVERHEAD DISTRIBUTION | CSC Stores | 16.47 | 2001-12-04 11:03 | Anjanece | 10 | 100 | N | N
HOMAC | A-5060-SH | Y | HOMAC , A-5060-SH |  |  | 22.26 | 2001-12-04 11:03 | Anjanece | 10 | 100 | N | N
HOMAC | A-5060-SH | Y | HOMAC , A-5060-SH |  |  | 23.04 | 2001-12-04 11:03 | Anjanece | 10 | 100 | N | N
HOMAC | A-5060-SH | Y | HOMAC , A-5060-SH |  |  | 23.37 | 2001-12-04 11:03 | Anjanece | 10 | 100 | N | N
HOMAC | A-5060-SH | Y | HOMAC , A-5060-SH |  |  | 24.66 | 2001-12-04 11:03 | Anjanece | 10 | 100 | N | N
HOMAC | A-5060-SH | Y | HOMAC , A-5060-SH |  |  | 26.45 | 2001-12-04 11:03 | Anjanece | 10 | 100 | N | N
HOMAC | A-5060-SH | Y | HOMAC , A-5060-SH |  |  | 26.52 | 2001-12-04 11:03 | Anjanece | 10 | 100 | N | N
HOMAC | A-5060-SH | Y | HOMAC , A-5060-SH |  |  | 33.47 | 2001-12-04 11:03 | Anjanece | 10 | 100 | N | N
HOMAC | A-5060-SH | Y | HOMAC , A-5060-SH |  |  | 43.6 | 2001-12-04 11:03 | Anjanece | 10 | 100 | N | N
HUBBELL | GA9820GL | Y | HUBBELL , GA9820GL | JEA OVERHEAD DISTRIBUTION | CSC Stores | 16.47 | 2001-12-04 11:03 | Anjanece | 10 | 100 | N | N
HUBBELL | GA9820GL | Y | HUBBELL , GA9820GL |  |  | 22.26 | 2001-12-04 11:03 | Anjanece | 10 | 100 | N | N
HUBBELL | GA9820GL | Y | HUBBELL , GA9820GL |  |  | 23.04 | 2001-12-04 11:03 | Anjanece | 10 | 100 | N | N
HUBBELL | GA9820GL | Y | HUBBELL , GA9820GL |  |  | 23.37 | 2001-12-04 11:03 | Anjanece | 10 | 100 | N | N
HUBBELL | GA9820GL | Y | HUBBELL , GA9820GL |  |  | 24.66 | 2001-12-04 11:03 | Anjanece | 10 | 100 | N | N
HUBBELL | GA9820GL | Y | HUBBELL , GA9820GL |  |  | 26.45 | 2001-12-04 11:03 | Anjanece | 10 | 100 | N | N
HUBBELL | GA9820GL | Y | HUBBELL , GA9820GL |  |  | 26.52 | 2001-12-04 11:03 | Anjanece | 10 | 100 | N | N
HUBBELL | GA9820GL | Y | HUBBELL , GA9820GL |  |  | 33.47 | 2001-12-04 11:03 | Anjanece | 10 | 100 | N | N
HUBBELL | GA9820GL | Y | HUBBELL , GA9820GL |  |  | 43.6 | 2001-12-04 11:03 | Anjanece | 10 | 100 | N | N
HUBBELL | GA9820GL | Y | HUBBELL , GA9820GL | JEA OVERHEAD DISTRIBUTION | CSC Stores | 26.05 | 2001-12-04 11:03 | Anjanece | 10 | 0 | N | N
HUBBELL | GA9820GL | Y | HUBBELL , GA9820GL |  |  | 26.27 | 2001-12-04 11:03 | Anjanece | 10 | 0 | N | N
HUBBELL | GA9820GL | Y | HUBBELL , GA9820GL |  |  | 26.74 | 2001-12-04 11:03 | Anjanece | 10 | 0 | N | N
HUBBELL | GA9820GL | Y | HUBBELL , GA9820GL |  |  | 26.98 | 2001-12-04 11:03 | Anjanece | 10 | 0 | N | N
HUBBELL | GA9820GL | Y | HUBBELL , GA9820GL |  |  | 27.5 | 2001-12-04 11:03 | Anjanece | 10 | 0 | N | N
HUBBELL | GA9820GL | Y | HUBBELL , GA9820GL |  |  | 27.65 | 2001-12-04 11:03 | Anjanece | 10 | 0 | N | N
HUBBELL | GA9820GL | Y | HUBBELL , GA9820GL |  |  | 28.39 | 2001-12-04 11:03 | Anjanece | 10 | 0 | N | N
HUBBELL | GA9820GL | Y | HUBBELL , GA9820GL |  |  | 28.56 | 2001-12-04 11:03 | Anjanece | 10 | 0 | N | N
HUBBELL | GA9820GL | Y | HUBBELL , GA9820GL |  |  | 31.04 | 2001-12-04 11:03 | Anjanece | 10 | 0 | N | N
HUBBELL | GA9820GL | Y | HUBBELL , GA9820GL |  |  | 31.08 | 2001-12-04 11:03 | Anjanece | 10 | 0 | N | N
HUBBELL | GA9820GL | Y | HUBBELL , GA9820GL |  |  | 31.09 | 2001-12-04 11:03 | Anjanece | 10 | 0 | N | N
HUBBELL | GA9820GL | Y | HUBBELL , GA9820GL |  |  | 39.97 | 2001-12-04 11:03 | Anjanece | 10 | 0 | N | N
HOMAC | A-5070 | Y | HOMAC , A-5070 | JEA OVERHEAD DISTRIBUTION | CSC Stores | 17.2 | 2001-12-04 11:04 | Anjanece | 10 | 800 | N | N
HOMAC | A-5070 | Y | HOMAC , A-5070 |  |  | 20.61 | 2001-12-04 11:04 | Anjanece | 10 | 800 | N | N
HOMAC | A-5070 | Y | HOMAC , A-5070 |  |  | 21.17 | 2001-12-04 11:04 | Anjanece | 10 | 800 | N | N
HOMAC | A-5070 | Y | HOMAC , A-5070 |  |  | 21.45 | 2001-12-04 11:04 | Anjanece | 10 | 800 | N | N
HOMAC | A-5070 | Y | HOMAC , A-5070 |  |  | 21.46 | 2001-12-04 11:04 | Anjanece | 10 | 800 | N | N
HOMAC | A-5070 | Y | HOMAC , A-5070 |  |  | 21.73 | 2001-12-04 11:04 | Anjanece | 10 | 800 | N | N
HOMAC | A-5070 | Y | HOMAC , A-5070 |  |  | 22.11 | 2001-12-04 11:04 | Anjanece | 10 | 800 | N | N
HOMAC | A-5070 | Y | HOMAC , A-5070 |  |  | 22.4 | 2001-12-04 11:04 | Anjanece | 10 | 800 | N | N
HOMAC | A-5070 | Y | HOMAC , A-5070 |  |  | 22.41 | 2001-12-04 11:04 | Anjanece | 10 | 800 | N | N
HOMAC | A-5070 | Y | HOMAC , A-5070 |  |  | 22.64 | 2001-12-04 11:04 | Anjanece | 10 | 800 | N | N
HOMAC | A-5070 | Y | HOMAC , A-5070 |  |  | 22.65 | 2001-12-04 11:04 | Anjanece | 10 | 800 | N | N
HOMAC | A-5070 | Y | HOMAC , A-5070 |  |  | 22.67 | 2001-12-04 11:04 | Anjanece | 10 | 800 | N | N
HOMAC | A-5070 | Y | HOMAC , A-5070 |  |  | 22.7 | 2001-12-04 11:04 | Anjanece | 10 | 800 | N | N
HOMAC | A-5070 | Y | HOMAC , A-5070 |  |  | 22.83 | 2001-12-04 11:04 | Anjanece | 10 | 800 | N | N
HOMAC | A-5070 | Y | HOMAC , A-5070 |  |  | 23.94 | 2001-12-04 11:04 | Anjanece | 10 | 800 | N | N
HOMAC | A-5070 | Y | HOMAC , A-5070 |  |  | 24.31 | 2001-12-04 11:04 | Anjanece | 10 | 800 | N | N
HOMAC | A-5070 | Y | HOMAC , A-5070 |  |  | 26.25 | 2001-12-04 11:04 | Anjanece | 10 | 800 | N | N
HOMAC | A-5070 | Y | HOMAC , A-5070 |  |  | 26.26 | 2001-12-04 11:04 | Anjanece | 10 | 800 | N | N
HOMAC | A-5070 | Y | HOMAC , A-5070 |  |  | 26.3 | 2001-12-04 11:04 | Anjanece | 10 | 800 | N | N
HOMAC | A-5070 | Y | HOMAC , A-5070 |  |  | 26.32 | 2001-12-04 11:04 | Anjanece | 10 | 800 | N | N
HOMAC | A-5070 | Y | HOMAC , A-5070 |  |  | 26.39 | 2001-12-04 11:04 | Anjanece | 10 | 800 | N | N
HOMAC | A-5070 | Y | HOMAC , A-5070 |  |  | 26.42 | 2001-12-04 11:04 | Anjanece | 10 | 800 | N | N
HOMAC | A-5070 | Y | HOMAC , A-5070 |  |  | 26.92 | 2001-12-04 11:04 | Anjanece | 10 | 800 | N | N
HOMAC | A-5070 | Y | HOMAC , A-5070 |  |  | 26.97 | 2001-12-04 11:04 | Anjanece | 10 | 800 | N | N
HOMAC | A-5070 | Y | HOMAC , A-5070 |  |  | 27.06 | 2001-12-04 11:04 | Anjanece | 10 | 800 | N | N
HOMAC | A-5070 | Y | HOMAC , A-5070 |  |  | 27.09 | 2001-12-04 11:04 | Anjanece | 10 | 800 | N | N
HOMAC | A-5070 | Y | HOMAC , A-5070 |  |  | 27.1 | 2001-12-04 11:04 | Anjanece | 10 | 800 | N | N
HOMAC | A-5070 | Y | HOMAC , A-5070 |  |  | 32.25 | 2001-12-04 11:04 | Anjanece | 10 | 800 | N | N
HOMAC | A-5070 | Y | HOMAC , A-5070 |  |  | 34.1 | 2001-12-04 11:04 | Anjanece | 10 | 800 | N | N
HOMAC | A-5070 | Y | HOMAC , A-5070 |  |  | 34.35 | 2001-12-04 11:04 | Anjanece | 10 | 800 | N | N
HOMAC | A-5070 | Y | HOMAC , A-5070 |  |  | 37.67 | 2001-12-04 11:04 | Anjanece | 10 | 800 | N | N
HOMAC | A-5070 | Y | HOMAC , A-5070 |  |  | 40.63 | 2001-12-04 11:04 | Anjanece | 10 | 800 | N | N
HOMAC | A-5070 | Y | HOMAC , A-5070 |  |  | 41.16 | 2001-12-04 11:04 | Anjanece | 10 | 800 | N | N
HOMAC | A-5070 | Y | HOMAC , A-5070 |  |  | 41.27 | 2001-12-04 11:04 | Anjanece | 10 | 800 | N | N
HOMAC | A-5070 | Y | HOMAC , A-5070 |  |  | 42.07 | 2001-12-04 11:04 | Anjanece | 10 | 800 | N | N
HOMAC | A-5070 | Y | HOMAC , A-5070 |  |  | 42.61 | 2001-12-04 11:04 | Anjanece | 10 | 800 | N | N
HOMAC | A-5070 | Y | HOMAC , A-5070 |  |  | 42.77 | 2001-12-04 11:04 | Anjanece | 10 | 800 | N | N
HOMAC | A-5070 | Y | HOMAC , A-5070 |  |  | 42.79 | 2001-12-04 11:04 | Anjanece | 10 | 800 | N | N
HOMAC | A-5070 | Y | HOMAC , A-5070 |  |  | 42.91 | 2001-12-04 11:04 | Anjanece | 10 | 800 | N | N
HOMAC | A-5070 | Y | HOMAC , A-5070 |  |  | 42.92 | 2001-12-04 11:04 | Anjanece | 10 | 800 | N | N
HOMAC | A-5070 | Y | HOMAC , A-5070 |  |  | 42.95 | 2001-12-04 11:04 | Anjanece | 10 | 800 | N | N
HOMAC | A-5070 | Y | HOMAC , A-5070 |  |  | 42.97 | 2001-12-04 11:04 | Anjanece | 10 | 800 | N | N
HOMAC | A-5070 | Y | HOMAC , A-5070 |  |  | 43.38 | 2001-12-04 11:04 | Anjanece | 10 | 800 | N | N
HOMAC | A-5070 | Y | HOMAC , A-5070 |  | Storm Stores | 0 | 2018-04-16 10:15 | Anjanece | 10 | 800 | N | N
HOMAC | A-5070 | Y | HOMAC , A-5070 |  |  | 22.67 | 2018-04-16 10:15 | Anjanece | 10 | 800 | N | N
HOMAC | A-5070 | Y | HOMAC , A-5070 |  |  | 24.53 | 2018-04-16 10:15 | Anjanece | 10 | 800 | N | N
HOMAC | A-5070 | Y | HOMAC , A-5070 |  |  | 27.62 | 2018-04-16 10:15 | Anjanece | 10 | 800 | N | N
HOMAC | A-5070 | Y | HOMAC , A-5070 |  |  | 28.69 | 2018-04-16 10:15 | Anjanece | 10 | 800 | N | N
HOMAC | A-5070 | Y | HOMAC , A-5070 |  |  | 38.24 | 2018-04-16 10:15 | Anjanece | 10 | 800 | N | N
HOMAC | A-5070-SH | Y | HOMAC , A-5070-SH | JEA OVERHEAD DISTRIBUTION | CSC Stores | 17.2 | 2001-12-04 11:04 | Anjanece | 10 | 800 | N | N
HOMAC | A-5070-SH | Y | HOMAC , A-5070-SH |  |  | 20.61 | 2001-12-04 11:04 | Anjanece | 10 | 800 | N | N
HOMAC | A-5070-SH | Y | HOMAC , A-5070-SH |  |  | 21.17 | 2001-12-04 11:04 | Anjanece | 10 | 800 | N | N
HOMAC | A-5070-SH | Y | HOMAC , A-5070-SH |  |  | 21.45 | 2001-12-04 11:04 | Anjanece | 10 | 800 | N | N
HOMAC | A-5070-SH | Y | HOMAC , A-5070-SH |  |  | 21.46 | 2001-12-04 11:04 | Anjanece | 10 | 800 | N | N
HOMAC | A-5070-SH | Y | HOMAC , A-5070-SH |  |  | 21.73 | 2001-12-04 11:04 | Anjanece | 10 | 800 | N | N
HOMAC | A-5070-SH | Y | HOMAC , A-5070-SH |  |  | 22.11 | 2001-12-04 11:04 | Anjanece | 10 | 800 | N | N
HOMAC | A-5070-SH | Y | HOMAC , A-5070-SH |  |  | 22.4 | 2001-12-04 11:04 | Anjanece | 10 | 800 | N | N
HOMAC | A-5070-SH | Y | HOMAC , A-5070-SH |  |  | 22.41 | 2001-12-04 11:04 | Anjanece | 10 | 800 | N | N
HOMAC | A-5070-SH | Y | HOMAC , A-5070-SH |  |  | 22.64 | 2001-12-04 11:04 | Anjanece | 10 | 800 | N | N
HOMAC | A-5070-SH | Y | HOMAC , A-5070-SH |  |  | 22.65 | 2001-12-04 11:04 | Anjanece | 10 | 800 | N | N
HOMAC | A-5070-SH | Y | HOMAC , A-5070-SH |  |  | 22.67 | 2001-12-04 11:04 | Anjanece | 10 | 800 | N | N
HOMAC | A-5070-SH | Y | HOMAC , A-5070-SH |  |  | 22.7 | 2001-12-04 11:04 | Anjanece | 10 | 800 | N | N
HOMAC | A-5070-SH | Y | HOMAC , A-5070-SH |  |  | 22.83 | 2001-12-04 11:04 | Anjanece | 10 | 800 | N | N
HOMAC | A-5070-SH | Y | HOMAC , A-5070-SH |  |  | 23.94 | 2001-12-04 11:04 | Anjanece | 10 | 800 | N | N
HOMAC | A-5070-SH | Y | HOMAC , A-5070-SH |  |  | 24.31 | 2001-12-04 11:04 | Anjanece | 10 | 800 | N | N
HOMAC | A-5070-SH | Y | HOMAC , A-5070-SH |  |  | 26.25 | 2001-12-04 11:04 | Anjanece | 10 | 800 | N | N
HOMAC | A-5070-SH | Y | HOMAC , A-5070-SH |  |  | 26.26 | 2001-12-04 11:04 | Anjanece | 10 | 800 | N | N
HOMAC | A-5070-SH | Y | HOMAC , A-5070-SH |  |  | 26.3 | 2001-12-04 11:04 | Anjanece | 10 | 800 | N | N
HOMAC | A-5070-SH | Y | HOMAC , A-5070-SH |  |  | 26.32 | 2001-12-04 11:04 | Anjanece | 10 | 800 | N | N
HOMAC | A-5070-SH | Y | HOMAC , A-5070-SH |  |  | 26.39 | 2001-12-04 11:04 | Anjanece | 10 | 800 | N | N
HOMAC | A-5070-SH | Y | HOMAC , A-5070-SH |  |  | 26.42 | 2001-12-04 11:04 | Anjanece | 10 | 800 | N | N
HOMAC | A-5070-SH | Y | HOMAC , A-5070-SH |  |  | 26.92 | 2001-12-04 11:04 | Anjanece | 10 | 800 | N | N
HOMAC | A-5070-SH | Y | HOMAC , A-5070-SH |  |  | 26.97 | 2001-12-04 11:04 | Anjanece | 10 | 800 | N | N
HOMAC | A-5070-SH | Y | HOMAC , A-5070-SH |  |  | 27.06 | 2001-12-04 11:04 | Anjanece | 10 | 800 | N | N
HOMAC | A-5070-SH | Y | HOMAC , A-5070-SH |  |  | 27.09 | 2001-12-04 11:04 | Anjanece | 10 | 800 | N | N
HOMAC | A-5070-SH | Y | HOMAC , A-5070-SH |  |  | 27.1 | 2001-12-04 11:04 | Anjanece | 10 | 800 | N | N
HOMAC | A-5070-SH | Y | HOMAC , A-5070-SH |  |  | 32.25 | 2001-12-04 11:04 | Anjanece | 10 | 800 | N | N
HOMAC | A-5070-SH | Y | HOMAC , A-5070-SH |  |  | 34.1 | 2001-12-04 11:04 | Anjanece | 10 | 800 | N | N
HOMAC | A-5070-SH | Y | HOMAC , A-5070-SH |  |  | 34.35 | 2001-12-04 11:04 | Anjanece | 10 | 800 | N | N
HOMAC | A-5070-SH | Y | HOMAC , A-5070-SH |  |  | 37.67 | 2001-12-04 11:04 | Anjanece | 10 | 800 | N | N
HOMAC | A-5070-SH | Y | HOMAC , A-5070-SH |  |  | 40.63 | 2001-12-04 11:04 | Anjanece | 10 | 800 | N | N
HOMAC | A-5070-SH | Y | HOMAC , A-5070-SH |  |  | 41.16 | 2001-12-04 11:04 | Anjanece | 10 | 800 | N | N
HOMAC | A-5070-SH | Y | HOMAC , A-5070-SH |  |  | 41.27 | 2001-12-04 11:04 | Anjanece | 10 | 800 | N | N
HOMAC | A-5070-SH | Y | HOMAC , A-5070-SH |  |  | 42.07 | 2001-12-04 11:04 | Anjanece | 10 | 800 | N | N
HOMAC | A-5070-SH | Y | HOMAC , A-5070-SH |  |  | 42.61 | 2001-12-04 11:04 | Anjanece | 10 | 800 | N | N
HOMAC | A-5070-SH | Y | HOMAC , A-5070-SH |  |  | 42.77 | 2001-12-04 11:04 | Anjanece | 10 | 800 | N | N
HOMAC | A-5070-SH | Y | HOMAC , A-5070-SH |  |  | 42.79 | 2001-12-04 11:04 | Anjanece | 10 | 800 | N | N
HOMAC | A-5070-SH | Y | HOMAC , A-5070-SH |  |  | 42.91 | 2001-12-04 11:04 | Anjanece | 10 | 800 | N | N
HOMAC | A-5070-SH | Y | HOMAC , A-5070-SH |  |  | 42.92 | 2001-12-04 11:04 | Anjanece | 10 | 800 | N | N
HOMAC | A-5070-SH | Y | HOMAC , A-5070-SH |  |  | 42.95 | 2001-12-04 11:04 | Anjanece | 10 | 800 | N | N
HOMAC | A-5070-SH | Y | HOMAC , A-5070-SH |  |  | 42.97 | 2001-12-04 11:04 | Anjanece | 10 | 800 | N | N
HOMAC | A-5070-SH | Y | HOMAC , A-5070-SH |  |  | 43.38 | 2001-12-04 11:04 | Anjanece | 10 | 800 | N | N
HOMAC | A-5070-SH | Y | HOMAC , A-5070-SH |  | Storm Stores | 0 | 2018-04-16 10:15 | Anjanece | 10 | 800 | N | N
HOMAC | A-5070-SH | Y | HOMAC , A-5070-SH |  |  | 22.67 | 2018-04-16 10:15 | Anjanece | 10 | 800 | N | N
HOMAC | A-5070-SH | Y | HOMAC , A-5070-SH |  |  | 24.53 | 2018-04-16 10:15 | Anjanece | 10 | 800 | N | N
HOMAC | A-5070-SH | Y | HOMAC , A-5070-SH |  |  | 27.62 | 2018-04-16 10:15 | Anjanece | 10 | 800 | N | N
HOMAC | A-5070-SH | Y | HOMAC , A-5070-SH |  |  | 28.69 | 2018-04-16 10:15 | Anjanece | 10 | 800 | N | N
HOMAC | A-5070-SH | Y | HOMAC , A-5070-SH |  |  | 38.24 | 2018-04-16 10:15 | Anjanece | 10 | 800 | N | N
HUBBELL | GA9820GL | Y | HUBBELL , GA9820GL | JEA OVERHEAD DISTRIBUTION | CSC Stores | 17.2 | 2001-12-04 11:04 | Anjanece | 10 | 800 | N | N
HUBBELL | GA9820GL | Y | HUBBELL , GA9820GL |  |  | 20.61 | 2001-12-04 11:04 | Anjanece | 10 | 800 | N | N
HUBBELL | GA9820GL | Y | HUBBELL , GA9820GL |  |  | 21.17 | 2001-12-04 11:04 | Anjanece | 10 | 800 | N | N
HUBBELL | GA9820GL | Y | HUBBELL , GA9820GL |  |  | 21.45 | 2001-12-04 11:04 | Anjanece | 10 | 800 | N | N
HUBBELL | GA9820GL | Y | HUBBELL , GA9820GL |  |  | 21.46 | 2001-12-04 11:04 | Anjanece | 10 | 800 | N | N
HUBBELL | GA9820GL | Y | HUBBELL , GA9820GL |  |  | 21.73 | 2001-12-04 11:04 | Anjanece | 10 | 800 | N | N
HUBBELL | GA9820GL | Y | HUBBELL , GA9820GL |  |  | 22.11 | 2001-12-04 11:04 | Anjanece | 10 | 800 | N | N
HUBBELL | GA9820GL | Y | HUBBELL , GA9820GL |  |  | 22.4 | 2001-12-04 11:04 | Anjanece | 10 | 800 | N | N
HUBBELL | GA9820GL | Y | HUBBELL , GA9820GL |  |  | 22.41 | 2001-12-04 11:04 | Anjanece | 10 | 800 | N | N
HUBBELL | GA9820GL | Y | HUBBELL , GA9820GL |  |  | 22.64 | 2001-12-04 11:04 | Anjanece | 10 | 800 | N | N
HUBBELL | GA9820GL | Y | HUBBELL , GA9820GL |  |  | 22.65 | 2001-12-04 11:04 | Anjanece | 10 | 800 | N | N
HUBBELL | GA9820GL | Y | HUBBELL , GA9820GL |  |  | 22.67 | 2001-12-04 11:04 | Anjanece | 10 | 800 | N | N
HUBBELL | GA9820GL | Y | HUBBELL , GA9820GL |  |  | 22.7 | 2001-12-04 11:04 | Anjanece | 10 | 800 | N | N
HUBBELL | GA9820GL | Y | HUBBELL , GA9820GL |  |  | 22.83 | 2001-12-04 11:04 | Anjanece | 10 | 800 | N | N
HUBBELL | GA9820GL | Y | HUBBELL , GA9820GL |  |  | 23.94 | 2001-12-04 11:04 | Anjanece | 10 | 800 | N | N
HUBBELL | GA9820GL | Y | HUBBELL , GA9820GL |  |  | 24.31 | 2001-12-04 11:04 | Anjanece | 10 | 800 | N | N
HUBBELL | GA9820GL | Y | HUBBELL , GA9820GL |  |  | 26.25 | 2001-12-04 11:04 | Anjanece | 10 | 800 | N | N
HUBBELL | GA9820GL | Y | HUBBELL , GA9820GL |  |  | 26.26 | 2001-12-04 11:04 | Anjanece | 10 | 800 | N | N
HUBBELL | GA9820GL | Y | HUBBELL , GA9820GL |  |  | 26.3 | 2001-12-04 11:04 | Anjanece | 10 | 800 | N | N
HUBBELL | GA9820GL | Y | HUBBELL , GA9820GL |  |  | 26.32 | 2001-12-04 11:04 | Anjanece | 10 | 800 | N | N
HUBBELL | GA9820GL | Y | HUBBELL , GA9820GL |  |  | 26.39 | 2001-12-04 11:04 | Anjanece | 10 | 800 | N | N
HUBBELL | GA9820GL | Y | HUBBELL , GA9820GL |  |  | 26.42 | 2001-12-04 11:04 | Anjanece | 10 | 800 | N | N
HUBBELL | GA9820GL | Y | HUBBELL , GA9820GL |  |  | 26.92 | 2001-12-04 11:04 | Anjanece | 10 | 800 | N | N
HUBBELL | GA9820GL | Y | HUBBELL , GA9820GL |  |  | 26.97 | 2001-12-04 11:04 | Anjanece | 10 | 800 | N | N
HUBBELL | GA9820GL | Y | HUBBELL , GA9820GL |  |  | 27.06 | 2001-12-04 11:04 | Anjanece | 10 | 800 | N | N
HUBBELL | GA9820GL | Y | HUBBELL , GA9820GL |  |  | 27.09 | 2001-12-04 11:04 | Anjanece | 10 | 800 | N | N
HUBBELL | GA9820GL | Y | HUBBELL , GA9820GL |  |  | 27.1 | 2001-12-04 11:04 | Anjanece | 10 | 800 | N | N
HUBBELL | GA9820GL | Y | HUBBELL , GA9820GL |  |  | 32.25 | 2001-12-04 11:04 | Anjanece | 10 | 800 | N | N
HUBBELL | GA9820GL | Y | HUBBELL , GA9820GL |  |  | 34.1 | 2001-12-04 11:04 | Anjanece | 10 | 800 | N | N
HUBBELL | GA9820GL | Y | HUBBELL , GA9820GL |  |  | 34.35 | 2001-12-04 11:04 | Anjanece | 10 | 800 | N | N
HUBBELL | GA9820GL | Y | HUBBELL , GA9820GL |  |  | 37.67 | 2001-12-04 11:04 | Anjanece | 10 | 800 | N | N
HUBBELL | GA9820GL | Y | HUBBELL , GA9820GL |  |  | 40.63 | 2001-12-04 11:04 | Anjanece | 10 | 800 | N | N
HUBBELL | GA9820GL | Y | HUBBELL , GA9820GL |  |  | 41.16 | 2001-12-04 11:04 | Anjanece | 10 | 800 | N | N
HUBBELL | GA9820GL | Y | HUBBELL , GA9820GL |  |  | 41.27 | 2001-12-04 11:04 | Anjanece | 10 | 800 | N | N
HUBBELL | GA9820GL | Y | HUBBELL , GA9820GL |  |  | 42.07 | 2001-12-04 11:04 | Anjanece | 10 | 800 | N | N
HUBBELL | GA9820GL | Y | HUBBELL , GA9820GL |  |  | 42.61 | 2001-12-04 11:04 | Anjanece | 10 | 800 | N | N
HUBBELL | GA9820GL | Y | HUBBELL , GA9820GL |  |  | 42.77 | 2001-12-04 11:04 | Anjanece | 10 | 800 | N | N
HUBBELL | GA9820GL | Y | HUBBELL , GA9820GL |  |  | 42.79 | 2001-12-04 11:04 | Anjanece | 10 | 800 | N | N
HUBBELL | GA9820GL | Y | HUBBELL , GA9820GL |  |  | 42.91 | 2001-12-04 11:04 | Anjanece | 10 | 800 | N | N
HUBBELL | GA9820GL | Y | HUBBELL , GA9820GL |  |  | 42.92 | 2001-12-04 11:04 | Anjanece | 10 | 800 | N | N
HUBBELL | GA9820GL | Y | HUBBELL , GA9820GL |  |  | 42.95 | 2001-12-04 11:04 | Anjanece | 10 | 800 | N | N
HUBBELL | GA9820GL | Y | HUBBELL , GA9820GL |  |  | 42.97 | 2001-12-04 11:04 | Anjanece | 10 | 800 | N | N
HUBBELL | GA9820GL | Y | HUBBELL , GA9820GL |  |  | 43.38 | 2001-12-04 11:04 | Anjanece | 10 | 800 | N | N
HUBBELL | GA9820GL | Y | HUBBELL , GA9820GL |  | Storm Stores | 0 | 2018-04-16 10:15 | Anjanece | 10 | 800 | N | N
HUBBELL | GA9820GL | Y | HUBBELL , GA9820GL |  |  | 22.67 | 2018-04-16 10:15 | Anjanece | 10 | 800 | N | N
HUBBELL | GA9820GL | Y | HUBBELL , GA9820GL |  |  | 24.53 | 2018-04-16 10:15 | Anjanece | 10 | 800 | N | N
HUBBELL | GA9820GL | Y | HUBBELL , GA9820GL |  |  | 27.62 | 2018-04-16 10:15 | Anjanece | 10 | 800 | N | N
HUBBELL | GA9820GL | Y | HUBBELL , GA9820GL |  |  | 28.69 | 2018-04-16 10:15 | Anjanece | 10 | 800 | N | N
HUBBELL | GA9820GL | Y | HUBBELL , GA9820GL |  |  | 38.24 | 2018-04-16 10:15 | Anjanece | 10 | 800 | N | N
RICHARDS MFG. CO. | APC18 | Y | RICHARDS MFG. CO. , APC18 | JEA OVERHEAD DISTRIBUTION | CSC Stores | 17.2 | 2001-12-04 11:04 | Anjanece | 10 | 800 | N | N
RICHARDS MFG. CO. | APC18 | Y | RICHARDS MFG. CO. , APC18 |  |  | 20.61 | 2001-12-04 11:04 | Anjanece | 10 | 800 | N | N
RICHARDS MFG. CO. | APC18 | Y | RICHARDS MFG. CO. , APC18 |  |  | 21.17 | 2001-12-04 11:04 | Anjanece | 10 | 800 | N | N
RICHARDS MFG. CO. | APC18 | Y | RICHARDS MFG. CO. , APC18 |  |  | 21.45 | 2001-12-04 11:04 | Anjanece | 10 | 800 | N | N
RICHARDS MFG. CO. | APC18 | Y | RICHARDS MFG. CO. , APC18 |  |  | 21.46 | 2001-12-04 11:04 | Anjanece | 10 | 800 | N | N
RICHARDS MFG. CO. | APC18 | Y | RICHARDS MFG. CO. , APC18 |  |  | 21.73 | 2001-12-04 11:04 | Anjanece | 10 | 800 | N | N
RICHARDS MFG. CO. | APC18 | Y | RICHARDS MFG. CO. , APC18 |  |  | 22.11 | 2001-12-04 11:04 | Anjanece | 10 | 800 | N | N
RICHARDS MFG. CO. | APC18 | Y | RICHARDS MFG. CO. , APC18 |  |  | 22.4 | 2001-12-04 11:04 | Anjanece | 10 | 800 | N | N
RICHARDS MFG. CO. | APC18 | Y | RICHARDS MFG. CO. , APC18 |  |  | 22.41 | 2001-12-04 11:04 | Anjanece | 10 | 800 | N | N
RICHARDS MFG. CO. | APC18 | Y | RICHARDS MFG. CO. , APC18 |  |  | 22.64 | 2001-12-04 11:04 | Anjanece | 10 | 800 | N | N
RICHARDS MFG. CO. | APC18 | Y | RICHARDS MFG. CO. , APC18 |  |  | 22.65 | 2001-12-04 11:04 | Anjanece | 10 | 800 | N | N
RICHARDS MFG. CO. | APC18 | Y | RICHARDS MFG. CO. , APC18 |  |  | 22.67 | 2001-12-04 11:04 | Anjanece | 10 | 800 | N | N
RICHARDS MFG. CO. | APC18 | Y | RICHARDS MFG. CO. , APC18 |  |  | 22.7 | 2001-12-04 11:04 | Anjanece | 10 | 800 | N | N
RICHARDS MFG. CO. | APC18 | Y | RICHARDS MFG. CO. , APC18 |  |  | 22.83 | 2001-12-04 11:04 | Anjanece | 10 | 800 | N | N
RICHARDS MFG. CO. | APC18 | Y | RICHARDS MFG. CO. , APC18 |  |  | 23.94 | 2001-12-04 11:04 | Anjanece | 10 | 800 | N | N
RICHARDS MFG. CO. | APC18 | Y | RICHARDS MFG. CO. , APC18 |  |  | 24.31 | 2001-12-04 11:04 | Anjanece | 10 | 800 | N | N
RICHARDS MFG. CO. | APC18 | Y | RICHARDS MFG. CO. , APC18 |  |  | 26.25 | 2001-12-04 11:04 | Anjanece | 10 | 800 | N | N
RICHARDS MFG. CO. | APC18 | Y | RICHARDS MFG. CO. , APC18 |  |  | 26.26 | 2001-12-04 11:04 | Anjanece | 10 | 800 | N | N
RICHARDS MFG. CO. | APC18 | Y | RICHARDS MFG. CO. , APC18 |  |  | 26.3 | 2001-12-04 11:04 | Anjanece | 10 | 800 | N | N
RICHARDS MFG. CO. | APC18 | Y | RICHARDS MFG. CO. , APC18 |  |  | 26.32 | 2001-12-04 11:04 | Anjanece | 10 | 800 | N | N
RICHARDS MFG. CO. | APC18 | Y | RICHARDS MFG. CO. , APC18 |  |  | 26.39 | 2001-12-04 11:04 | Anjanece | 10 | 800 | N | N
RICHARDS MFG. CO. | APC18 | Y | RICHARDS MFG. CO. , APC18 |  |  | 26.42 | 2001-12-04 11:04 | Anjanece | 10 | 800 | N | N
RICHARDS MFG. CO. | APC18 | Y | RICHARDS MFG. CO. , APC18 |  |  | 26.92 | 2001-12-04 11:04 | Anjanece | 10 | 800 | N | N
RICHARDS MFG. CO. | APC18 | Y | RICHARDS MFG. CO. , APC18 |  |  | 26.97 | 2001-12-04 11:04 | Anjanece | 10 | 800 | N | N
RICHARDS MFG. CO. | APC18 | Y | RICHARDS MFG. CO. , APC18 |  |  | 27.06 | 2001-12-04 11:04 | Anjanece | 10 | 800 | N | N
RICHARDS MFG. CO. | APC18 | Y | RICHARDS MFG. CO. , APC18 |  |  | 27.09 | 2001-12-04 11:04 | Anjanece | 10 | 800 | N | N
RICHARDS MFG. CO. | APC18 | Y | RICHARDS MFG. CO. , APC18 |  |  | 27.1 | 2001-12-04 11:04 | Anjanece | 10 | 800 | N | N
RICHARDS MFG. CO. | APC18 | Y | RICHARDS MFG. CO. , APC18 |  |  | 32.25 | 2001-12-04 11:04 | Anjanece | 10 | 800 | N | N
RICHARDS MFG. CO. | APC18 | Y | RICHARDS MFG. CO. , APC18 |  |  | 34.1 | 2001-12-04 11:04 | Anjanece | 10 | 800 | N | N
RICHARDS MFG. CO. | APC18 | Y | RICHARDS MFG. CO. , APC18 |  |  | 34.35 | 2001-12-04 11:04 | Anjanece | 10 | 800 | N | N
RICHARDS MFG. CO. | APC18 | Y | RICHARDS MFG. CO. , APC18 |  |  | 37.67 | 2001-12-04 11:04 | Anjanece | 10 | 800 | N | N
RICHARDS MFG. CO. | APC18 | Y | RICHARDS MFG. CO. , APC18 |  |  | 40.63 | 2001-12-04 11:04 | Anjanece | 10 | 800 | N | N
RICHARDS MFG. CO. | APC18 | Y | RICHARDS MFG. CO. , APC18 |  |  | 41.16 | 2001-12-04 11:04 | Anjanece | 10 | 800 | N | N
RICHARDS MFG. CO. | APC18 | Y | RICHARDS MFG. CO. , APC18 |  |  | 41.27 | 2001-12-04 11:04 | Anjanece | 10 | 800 | N | N
RICHARDS MFG. CO. | APC18 | Y | RICHARDS MFG. CO. , APC18 |  |  | 42.07 | 2001-12-04 11:04 | Anjanece | 10 | 800 | N | N
RICHARDS MFG. CO. | APC18 | Y | RICHARDS MFG. CO. , APC18 |  |  | 42.61 | 2001-12-04 11:04 | Anjanece | 10 | 800 | N | N
RICHARDS MFG. CO. | APC18 | Y | RICHARDS MFG. CO. , APC18 |  |  | 42.77 | 2001-12-04 11:04 | Anjanece | 10 | 800 | N | N
RICHARDS MFG. CO. | APC18 | Y | RICHARDS MFG. CO. , APC18 |  |  | 42.79 | 2001-12-04 11:04 | Anjanece | 10 | 800 | N | N
RICHARDS MFG. CO. | APC18 | Y | RICHARDS MFG. CO. , APC18 |  |  | 42.91 | 2001-12-04 11:04 | Anjanece | 10 | 800 | N | N
RICHARDS MFG. CO. | APC18 | Y | RICHARDS MFG. CO. , APC18 |  |  | 42.92 | 2001-12-04 11:04 | Anjanece | 10 | 800 | N | N
RICHARDS MFG. CO. | APC18 | Y | RICHARDS MFG. CO. , APC18 |  |  | 42.95 | 2001-12-04 11:04 | Anjanece | 10 | 800 | N | N
RICHARDS MFG. CO. | APC18 | Y | RICHARDS MFG. CO. , APC18 |  |  | 42.97 | 2001-12-04 11:04 | Anjanece | 10 | 800 | N | N
RICHARDS MFG. CO. | APC18 | Y | RICHARDS MFG. CO. , APC18 |  |  | 43.38 | 2001-12-04 11:04 | Anjanece | 10 | 800 | N | N
RICHARDS MFG. CO. | APC18 | Y | RICHARDS MFG. CO. , APC18 |  | Storm Stores | 0 | 2018-04-16 10:15 | Anjanece | 10 | 800 | N | N
RICHARDS MFG. CO. | APC18 | Y | RICHARDS MFG. CO. , APC18 |  |  | 22.67 | 2018-04-16 10:15 | Anjanece | 10 | 800 | N | N
RICHARDS MFG. CO. | APC18 | Y | RICHARDS MFG. CO. , APC18 |  |  | 24.53 | 2018-04-16 10:15 | Anjanece | 10 | 800 | N | N
RICHARDS MFG. CO. | APC18 | Y | RICHARDS MFG. CO. , APC18 |  |  | 27.62 | 2018-04-16 10:15 | Anjanece | 10 | 800 | N | N
RICHARDS MFG. CO. | APC18 | Y | RICHARDS MFG. CO. , APC18 |  |  | 28.69 | 2018-04-16 10:15 | Anjanece | 10 | 800 | N | N
RICHARDS MFG. CO. | APC18 | Y | RICHARDS MFG. CO. , APC18 |  |  | 38.24 | 2018-04-16 10:15 | Anjanece | 10 | 800 | N | N
CPI | 350123 | Y | CPI , 350123 | JEA OVERHEAD DISTRIBUTION | CSC Stores | 7.51 | 2001-12-04 11:04 | Anjanece | 50 | 0 | N | N
CPI | 350123 | Y | CPI , 350123 |  |  | 7.53 | 2001-12-04 11:04 | Anjanece | 50 | 0 | N | N
CPI | 350123 | Y | CPI , 350123 |  |  | 8.6 | 2001-12-04 11:04 | Anjanece | 50 | 0 | N | N
CPI | 350123 | Y | CPI , 350123 |  |  | 11.47 | 2001-12-04 11:04 | Anjanece | 50 | 0 | N | N
CPI | 350123 | Y | CPI , 350123 |  |  | 11.87 | 2001-12-04 11:04 | Anjanece | 50 | 0 | N | N
CPI | 350123 | Y | CPI , 350123 |  |  | 12.87 | 2001-12-04 11:04 | Anjanece | 50 | 0 | N | N
CPI | 350123 | Y | CPI , 350123 |  |  | 13.57 | 2001-12-04 11:04 | Anjanece | 50 | 0 | N | N
CPI | 350123 | Y | CPI , 350123 |  |  | 22 | 2001-12-04 11:04 | Anjanece | 50 | 0 | N | N
CPI | 350123 | Y | CPI , 350123 |  |  | 22.82 | 2001-12-04 11:04 | Anjanece | 50 | 0 | N | N
CPI | 350123 | Y | CPI , 350123 |  |  | 22.83 | 2001-12-04 11:04 | Anjanece | 50 | 0 | N | N
CPI | 350123 | Y | CPI , 350123 |  |  | 22.89 | 2001-12-04 11:04 | Anjanece | 50 | 0 | N | N
CPI | 350123 | Y | CPI , 350123 |  |  | 23.02 | 2001-12-04 11:04 | Anjanece | 50 | 0 | N | N
CPI | 350123 | Y | CPI , 350123 |  |  | 23.16 | 2001-12-04 11:04 | Anjanece | 50 | 0 | N | N
CPI | 350123 | Y | CPI , 350123 |  |  | 23.37 | 2001-12-04 11:04 | Anjanece | 50 | 0 | N | N
CPI | 350123 | Y | CPI , 350123 |  |  | 23.54 | 2001-12-04 11:04 | Anjanece | 50 | 0 | N | N
CPI | 350123 | Y | CPI , 350123 |  |  | 24.43 | 2001-12-04 11:04 | Anjanece | 50 | 0 | N | N
CPI | 350123 | Y | CPI , 350123 |  |  | 24.67 | 2001-12-04 11:04 | Anjanece | 50 | 0 | N | N
CPI | 350123 | Y | CPI , 350123 |  |  | 25.26 | 2001-12-04 11:04 | Anjanece | 50 | 0 | N | N
CPI | 350123 | Y | CPI , 350123 |  |  | 25.3 | 2001-12-04 11:04 | Anjanece | 50 | 0 | N | N
HOMAC | A-4040-SH | Y | HOMAC , A-4040-SH | JEA OVERHEAD DISTRIBUTION | CSC Stores | 7.51 | 2001-12-04 11:04 | Anjanece | 50 | 0 | N | N
HOMAC | A-4040-SH | Y | HOMAC , A-4040-SH |  |  | 7.53 | 2001-12-04 11:04 | Anjanece | 50 | 0 | N | N
HOMAC | A-4040-SH | Y | HOMAC , A-4040-SH |  |  | 8.6 | 2001-12-04 11:04 | Anjanece | 50 | 0 | N | N
HOMAC | A-4040-SH | Y | HOMAC , A-4040-SH |  |  | 11.47 | 2001-12-04 11:04 | Anjanece | 50 | 0 | N | N
HOMAC | A-4040-SH | Y | HOMAC , A-4040-SH |  |  | 11.87 | 2001-12-04 11:04 | Anjanece | 50 | 0 | N | N
HOMAC | A-4040-SH | Y | HOMAC , A-4040-SH |  |  | 12.87 | 2001-12-04 11:04 | Anjanece | 50 | 0 | N | N
HOMAC | A-4040-SH | Y | HOMAC , A-4040-SH |  |  | 13.57 | 2001-12-04 11:04 | Anjanece | 50 | 0 | N | N
HOMAC | A-4040-SH | Y | HOMAC , A-4040-SH |  |  | 22 | 2001-12-04 11:04 | Anjanece | 50 | 0 | N | N
HOMAC | A-4040-SH | Y | HOMAC , A-4040-SH |  |  | 22.82 | 2001-12-04 11:04 | Anjanece | 50 | 0 | N | N
HOMAC | A-4040-SH | Y | HOMAC , A-4040-SH |  |  | 22.83 | 2001-12-04 11:04 | Anjanece | 50 | 0 | N | N
HOMAC | A-4040-SH | Y | HOMAC , A-4040-SH |  |  | 22.89 | 2001-12-04 11:04 | Anjanece | 50 | 0 | N | N
HOMAC | A-4040-SH | Y | HOMAC , A-4040-SH |  |  | 23.02 | 2001-12-04 11:04 | Anjanece | 50 | 0 | N | N
HOMAC | A-4040-SH | Y | HOMAC , A-4040-SH |  |  | 23.16 | 2001-12-04 11:04 | Anjanece | 50 | 0 | N | N
HOMAC | A-4040-SH | Y | HOMAC , A-4040-SH |  |  | 23.37 | 2001-12-04 11:04 | Anjanece | 50 | 0 | N | N
HOMAC | A-4040-SH | Y | HOMAC , A-4040-SH |  |  | 23.54 | 2001-12-04 11:04 | Anjanece | 50 | 0 | N | N
HOMAC | A-4040-SH | Y | HOMAC , A-4040-SH |  |  | 24.43 | 2001-12-04 11:04 | Anjanece | 50 | 0 | N | N
HOMAC | A-4040-SH | Y | HOMAC , A-4040-SH |  |  | 24.67 | 2001-12-04 11:04 | Anjanece | 50 | 0 | N | N
HOMAC | A-4040-SH | Y | HOMAC , A-4040-SH |  |  | 25.26 | 2001-12-04 11:04 | Anjanece | 50 | 0 | N | N
HOMAC | A-4040-SH | Y | HOMAC , A-4040-SH |  |  | 25.3 | 2001-12-04 11:04 | Anjanece | 50 | 0 | N | N
UTILITY COMPONENTS INC. | WL-4040-40-SH | Y | UTILITY COMPONENTS INC. , WL-4040-40-SH | JEA OVERHEAD DISTRIBUTION | CSC Stores | 7.51 | 2001-12-04 11:04 | Anjanece | 50 | 0 | N | N
UTILITY COMPONENTS INC. | WL-4040-40-SH | Y | UTILITY COMPONENTS INC. , WL-4040-40-SH |  |  | 7.53 | 2001-12-04 11:04 | Anjanece | 50 | 0 | N | N
UTILITY COMPONENTS INC. | WL-4040-40-SH | Y | UTILITY COMPONENTS INC. , WL-4040-40-SH |  |  | 8.6 | 2001-12-04 11:04 | Anjanece | 50 | 0 | N | N
UTILITY COMPONENTS INC. | WL-4040-40-SH | Y | UTILITY COMPONENTS INC. , WL-4040-40-SH |  |  | 11.47 | 2001-12-04 11:04 | Anjanece | 50 | 0 | N | N
UTILITY COMPONENTS INC. | WL-4040-40-SH | Y | UTILITY COMPONENTS INC. , WL-4040-40-SH |  |  | 11.87 | 2001-12-04 11:04 | Anjanece | 50 | 0 | N | N
UTILITY COMPONENTS INC. | WL-4040-40-SH | Y | UTILITY COMPONENTS INC. , WL-4040-40-SH |  |  | 12.87 | 2001-12-04 11:04 | Anjanece | 50 | 0 | N | N
UTILITY COMPONENTS INC. | WL-4040-40-SH | Y | UTILITY COMPONENTS INC. , WL-4040-40-SH |  |  | 13.57 | 2001-12-04 11:04 | Anjanece | 50 | 0 | N | N
UTILITY COMPONENTS INC. | WL-4040-40-SH | Y | UTILITY COMPONENTS INC. , WL-4040-40-SH |  |  | 22 | 2001-12-04 11:04 | Anjanece | 50 | 0 | N | N
UTILITY COMPONENTS INC. | WL-4040-40-SH | Y | UTILITY COMPONENTS INC. , WL-4040-40-SH |  |  | 22.82 | 2001-12-04 11:04 | Anjanece | 50 | 0 | N | N
UTILITY COMPONENTS INC. | WL-4040-40-SH | Y | UTILITY COMPONENTS INC. , WL-4040-40-SH |  |  | 22.83 | 2001-12-04 11:04 | Anjanece | 50 | 0 | N | N
UTILITY COMPONENTS INC. | WL-4040-40-SH | Y | UTILITY COMPONENTS INC. , WL-4040-40-SH |  |  | 22.89 | 2001-12-04 11:04 | Anjanece | 50 | 0 | N | N
UTILITY COMPONENTS INC. | WL-4040-40-SH | Y | UTILITY COMPONENTS INC. , WL-4040-40-SH |  |  | 23.02 | 2001-12-04 11:04 | Anjanece | 50 | 0 | N | N
UTILITY COMPONENTS INC. | WL-4040-40-SH | Y | UTILITY COMPONENTS INC. , WL-4040-40-SH |  |  | 23.16 | 2001-12-04 11:04 | Anjanece | 50 | 0 | N | N
UTILITY COMPONENTS INC. | WL-4040-40-SH | Y | UTILITY COMPONENTS INC. , WL-4040-40-SH |  |  | 23.37 | 2001-12-04 11:04 | Anjanece | 50 | 0 | N | N
UTILITY COMPONENTS INC. | WL-4040-40-SH | Y | UTILITY COMPONENTS INC. , WL-4040-40-SH |  |  | 23.54 | 2001-12-04 11:04 | Anjanece | 50 | 0 | N | N
UTILITY COMPONENTS INC. | WL-4040-40-SH | Y | UTILITY COMPONENTS INC. , WL-4040-40-SH |  |  | 24.43 | 2001-12-04 11:04 | Anjanece | 50 | 0 | N | N
UTILITY COMPONENTS INC. | WL-4040-40-SH | Y | UTILITY COMPONENTS INC. , WL-4040-40-SH |  |  | 24.67 | 2001-12-04 11:04 | Anjanece | 50 | 0 | N | N
UTILITY COMPONENTS INC. | WL-4040-40-SH | Y | UTILITY COMPONENTS INC. , WL-4040-40-SH |  |  | 25.26 | 2001-12-04 11:04 | Anjanece | 50 | 0 | N | N
UTILITY COMPONENTS INC. | WL-4040-40-SH | Y | UTILITY COMPONENTS INC. , WL-4040-40-SH |  |  | 25.3 | 2001-12-04 11:04 | Anjanece | 50 | 0 | N | N
CPI CONNECTOR PRODUCTS | 556638 | Y | CPI CONNECTOR PRODUCTS , 556638 | JEA OVERHEAD DISTRIBUTION | CSC Stores | 16.29 | 2001-12-04 11:04 | Anjanece | 25 | 0 | N | N
CPI CONNECTOR PRODUCTS | 556638 | Y | CPI CONNECTOR PRODUCTS , 556638 |  |  | 16.37 | 2001-12-04 11:04 | Anjanece | 25 | 0 | N | N
CPI CONNECTOR PRODUCTS | 556638 | Y | CPI CONNECTOR PRODUCTS , 556638 |  |  | 16.45 | 2001-12-04 11:04 | Anjanece | 25 | 0 | N | N
CPI CONNECTOR PRODUCTS | 556638 | Y | CPI CONNECTOR PRODUCTS , 556638 |  |  | 16.62 | 2001-12-04 11:04 | Anjanece | 25 | 0 | N | N
CPI CONNECTOR PRODUCTS | 556638 | Y | CPI CONNECTOR PRODUCTS , 556638 |  |  | 17.76 | 2001-12-04 11:04 | Anjanece | 25 | 0 | N | N
CPI CONNECTOR PRODUCTS | 556638 | Y | CPI CONNECTOR PRODUCTS , 556638 |  |  | 21.41 | 2001-12-04 11:04 | Anjanece | 25 | 0 | N | N
CPI CONNECTOR PRODUCTS | 556638 | Y | CPI CONNECTOR PRODUCTS , 556638 |  |  | 21.61 | 2001-12-04 11:04 | Anjanece | 25 | 0 | N | N
CPI CONNECTOR PRODUCTS | 556638 | Y | CPI CONNECTOR PRODUCTS , 556638 |  |  | 21.83 | 2001-12-04 11:04 | Anjanece | 25 | 0 | N | N
CPI CONNECTOR PRODUCTS | 556638 | Y | CPI CONNECTOR PRODUCTS , 556638 |  |  | 22.38 | 2001-12-04 11:04 | Anjanece | 25 | 0 | N | N
CPI CONNECTOR PRODUCTS | 556638 | Y | CPI CONNECTOR PRODUCTS , 556638 |  |  | 22.56 | 2001-12-04 11:04 | Anjanece | 25 | 0 | N | N
CPI CONNECTOR PRODUCTS | 556638 | Y | CPI CONNECTOR PRODUCTS , 556638 |  |  | 22.63 | 2001-12-04 11:04 | Anjanece | 25 | 0 | N | N
CPI CONNECTOR PRODUCTS | 556638 | Y | CPI CONNECTOR PRODUCTS , 556638 |  |  | 22.69 | 2001-12-04 11:04 | Anjanece | 25 | 0 | N | N
CPI CONNECTOR PRODUCTS | 556638 | Y | CPI CONNECTOR PRODUCTS , 556638 |  |  | 22.97 | 2001-12-04 11:04 | Anjanece | 25 | 0 | N | N
CPI CONNECTOR PRODUCTS | 556638 | Y | CPI CONNECTOR PRODUCTS , 556638 |  |  | 23.36 | 2001-12-04 11:04 | Anjanece | 25 | 0 | N | N
CPI CONNECTOR PRODUCTS | 556638 | Y | CPI CONNECTOR PRODUCTS , 556638 |  |  | 23.59 | 2001-12-04 11:04 | Anjanece | 25 | 0 | N | N
CPI CONNECTOR PRODUCTS | 556638 | Y | CPI CONNECTOR PRODUCTS , 556638 |  |  | 23.68 | 2001-12-04 11:04 | Anjanece | 25 | 0 | N | N
CPI CONNECTOR PRODUCTS | 556638 | Y | CPI CONNECTOR PRODUCTS , 556638 |  |  | 24.27 | 2001-12-04 11:04 | Anjanece | 25 | 0 | N | N
CPI CONNECTOR PRODUCTS | 556638 | Y | CPI CONNECTOR PRODUCTS , 556638 |  |  | 24.41 | 2001-12-04 11:04 | Anjanece | 25 | 0 | N | N
CPI CONNECTOR PRODUCTS | 556638 | Y | CPI CONNECTOR PRODUCTS , 556638 |  |  | 24.88 | 2001-12-04 11:04 | Anjanece | 25 | 0 | N | N
CPI CONNECTOR PRODUCTS | 556638 | Y | CPI CONNECTOR PRODUCTS , 556638 |  |  | 24.92 | 2001-12-04 11:04 | Anjanece | 25 | 0 | N | N
CPI CONNECTOR PRODUCTS | 556638 | Y | CPI CONNECTOR PRODUCTS , 556638 |  |  | 25.06 | 2001-12-04 11:04 | Anjanece | 25 | 0 | N | N
CPI CONNECTOR PRODUCTS | 556638 | Y | CPI CONNECTOR PRODUCTS , 556638 |  |  | 25.13 | 2001-12-04 11:04 | Anjanece | 25 | 0 | N | N
CPI CONNECTOR PRODUCTS | 556638 | Y | CPI CONNECTOR PRODUCTS , 556638 |  |  | 25.16 | 2001-12-04 11:04 | Anjanece | 25 | 0 | N | N
CPI CONNECTOR PRODUCTS | 556638 | Y | CPI CONNECTOR PRODUCTS , 556638 |  |  | 25.2 | 2001-12-04 11:04 | Anjanece | 25 | 0 | N | N
CPI CONNECTOR PRODUCTS | 556638 | Y | CPI CONNECTOR PRODUCTS , 556638 |  |  | 25.23 | 2001-12-04 11:04 | Anjanece | 25 | 0 | N | N
CPI CONNECTOR PRODUCTS | 556638 | Y | CPI CONNECTOR PRODUCTS , 556638 |  |  | 25.24 | 2001-12-04 11:04 | Anjanece | 25 | 0 | N | N
HOMAC | A-4555-SH | Y | HOMAC , A-4555-SH | JEA OVERHEAD DISTRIBUTION | CSC Stores | 16.29 | 2001-12-04 11:04 | Anjanece | 25 | 0 | N | N
HOMAC | A-4555-SH | Y | HOMAC , A-4555-SH |  |  | 16.37 | 2001-12-04 11:04 | Anjanece | 25 | 0 | N | N
HOMAC | A-4555-SH | Y | HOMAC , A-4555-SH |  |  | 16.45 | 2001-12-04 11:04 | Anjanece | 25 | 0 | N | N
HOMAC | A-4555-SH | Y | HOMAC , A-4555-SH |  |  | 16.62 | 2001-12-04 11:04 | Anjanece | 25 | 0 | N | N
HOMAC | A-4555-SH | Y | HOMAC , A-4555-SH |  |  | 17.76 | 2001-12-04 11:04 | Anjanece | 25 | 0 | N | N
HOMAC | A-4555-SH | Y | HOMAC , A-4555-SH |  |  | 21.41 | 2001-12-04 11:04 | Anjanece | 25 | 0 | N | N
HOMAC | A-4555-SH | Y | HOMAC , A-4555-SH |  |  | 21.61 | 2001-12-04 11:04 | Anjanece | 25 | 0 | N | N
HOMAC | A-4555-SH | Y | HOMAC , A-4555-SH |  |  | 21.83 | 2001-12-04 11:04 | Anjanece | 25 | 0 | N | N
HOMAC | A-4555-SH | Y | HOMAC , A-4555-SH |  |  | 22.38 | 2001-12-04 11:04 | Anjanece | 25 | 0 | N | N
HOMAC | A-4555-SH | Y | HOMAC , A-4555-SH |  |  | 22.56 | 2001-12-04 11:04 | Anjanece | 25 | 0 | N | N
HOMAC | A-4555-SH | Y | HOMAC , A-4555-SH |  |  | 22.63 | 2001-12-04 11:04 | Anjanece | 25 | 0 | N | N
HOMAC | A-4555-SH | Y | HOMAC , A-4555-SH |  |  | 22.69 | 2001-12-04 11:04 | Anjanece | 25 | 0 | N | N
HOMAC | A-4555-SH | Y | HOMAC , A-4555-SH |  |  | 22.97 | 2001-12-04 11:04 | Anjanece | 25 | 0 | N | N
HOMAC | A-4555-SH | Y | HOMAC , A-4555-SH |  |  | 23.36 | 2001-12-04 11:04 | Anjanece | 25 | 0 | N | N
HOMAC | A-4555-SH | Y | HOMAC , A-4555-SH |  |  | 23.59 | 2001-12-04 11:04 | Anjanece | 25 | 0 | N | N
HOMAC | A-4555-SH | Y | HOMAC , A-4555-SH |  |  | 23.68 | 2001-12-04 11:04 | Anjanece | 25 | 0 | N | N
HOMAC | A-4555-SH | Y | HOMAC , A-4555-SH |  |  | 24.27 | 2001-12-04 11:04 | Anjanece | 25 | 0 | N | N
HOMAC | A-4555-SH | Y | HOMAC , A-4555-SH |  |  | 24.41 | 2001-12-04 11:04 | Anjanece | 25 | 0 | N | N
HOMAC | A-4555-SH | Y | HOMAC , A-4555-SH |  |  | 24.88 | 2001-12-04 11:04 | Anjanece | 25 | 0 | N | N
HOMAC | A-4555-SH | Y | HOMAC , A-4555-SH |  |  | 24.92 | 2001-12-04 11:04 | Anjanece | 25 | 0 | N | N
HOMAC | A-4555-SH | Y | HOMAC , A-4555-SH |  |  | 25.06 | 2001-12-04 11:04 | Anjanece | 25 | 0 | N | N
HOMAC | A-4555-SH | Y | HOMAC , A-4555-SH |  |  | 25.13 | 2001-12-04 11:04 | Anjanece | 25 | 0 | N | N
HOMAC | A-4555-SH | Y | HOMAC , A-4555-SH |  |  | 25.16 | 2001-12-04 11:04 | Anjanece | 25 | 0 | N | N
HOMAC | A-4555-SH | Y | HOMAC , A-4555-SH |  |  | 25.2 | 2001-12-04 11:04 | Anjanece | 25 | 0 | N | N
HOMAC | A-4555-SH | Y | HOMAC , A-4555-SH |  |  | 25.23 | 2001-12-04 11:04 | Anjanece | 25 | 0 | N | N
HOMAC | A-4555-SH | Y | HOMAC , A-4555-SH |  |  | 25.24 | 2001-12-04 11:04 | Anjanece | 25 | 0 | N | N
UTILITY COMPONENTS INC. | WL-4550-40-SH | Y | UTILITY COMPONENTS INC. , WL-4550-40-SH | JEA OVERHEAD DISTRIBUTION | CSC Stores | 16.29 | 2001-12-04 11:04 | Anjanece | 25 | 0 | N | N
UTILITY COMPONENTS INC. | WL-4550-40-SH | Y | UTILITY COMPONENTS INC. , WL-4550-40-SH |  |  | 16.37 | 2001-12-04 11:04 | Anjanece | 25 | 0 | N | N
UTILITY COMPONENTS INC. | WL-4550-40-SH | Y | UTILITY COMPONENTS INC. , WL-4550-40-SH |  |  | 16.45 | 2001-12-04 11:04 | Anjanece | 25 | 0 | N | N
UTILITY COMPONENTS INC. | WL-4550-40-SH | Y | UTILITY COMPONENTS INC. , WL-4550-40-SH |  |  | 16.62 | 2001-12-04 11:04 | Anjanece | 25 | 0 | N | N
UTILITY COMPONENTS INC. | WL-4550-40-SH | Y | UTILITY COMPONENTS INC. , WL-4550-40-SH |  |  | 17.76 | 2001-12-04 11:04 | Anjanece | 25 | 0 | N | N
UTILITY COMPONENTS INC. | WL-4550-40-SH | Y | UTILITY COMPONENTS INC. , WL-4550-40-SH |  |  | 21.41 | 2001-12-04 11:04 | Anjanece | 25 | 0 | N | N
UTILITY COMPONENTS INC. | WL-4550-40-SH | Y | UTILITY COMPONENTS INC. , WL-4550-40-SH |  |  | 21.61 | 2001-12-04 11:04 | Anjanece | 25 | 0 | N | N
UTILITY COMPONENTS INC. | WL-4550-40-SH | Y | UTILITY COMPONENTS INC. , WL-4550-40-SH |  |  | 21.83 | 2001-12-04 11:04 | Anjanece | 25 | 0 | N | N
UTILITY COMPONENTS INC. | WL-4550-40-SH | Y | UTILITY COMPONENTS INC. , WL-4550-40-SH |  |  | 22.38 | 2001-12-04 11:04 | Anjanece | 25 | 0 | N | N
UTILITY COMPONENTS INC. | WL-4550-40-SH | Y | UTILITY COMPONENTS INC. , WL-4550-40-SH |  |  | 22.56 | 2001-12-04 11:04 | Anjanece | 25 | 0 | N | N
UTILITY COMPONENTS INC. | WL-4550-40-SH | Y | UTILITY COMPONENTS INC. , WL-4550-40-SH |  |  | 22.63 | 2001-12-04 11:04 | Anjanece | 25 | 0 | N | N
UTILITY COMPONENTS INC. | WL-4550-40-SH | Y | UTILITY COMPONENTS INC. , WL-4550-40-SH |  |  | 22.69 | 2001-12-04 11:04 | Anjanece | 25 | 0 | N | N
UTILITY COMPONENTS INC. | WL-4550-40-SH | Y | UTILITY COMPONENTS INC. , WL-4550-40-SH |  |  | 22.97 | 2001-12-04 11:04 | Anjanece | 25 | 0 | N | N
UTILITY COMPONENTS INC. | WL-4550-40-SH | Y | UTILITY COMPONENTS INC. , WL-4550-40-SH |  |  | 23.36 | 2001-12-04 11:04 | Anjanece | 25 | 0 | N | N
UTILITY COMPONENTS INC. | WL-4550-40-SH | Y | UTILITY COMPONENTS INC. , WL-4550-40-SH |  |  | 23.59 | 2001-12-04 11:04 | Anjanece | 25 | 0 | N | N
UTILITY COMPONENTS INC. | WL-4550-40-SH | Y | UTILITY COMPONENTS INC. , WL-4550-40-SH |  |  | 23.68 | 2001-12-04 11:04 | Anjanece | 25 | 0 | N | N
UTILITY COMPONENTS INC. | WL-4550-40-SH | Y | UTILITY COMPONENTS INC. , WL-4550-40-SH |  |  | 24.27 | 2001-12-04 11:04 | Anjanece | 25 | 0 | N | N
UTILITY COMPONENTS INC. | WL-4550-40-SH | Y | UTILITY COMPONENTS INC. , WL-4550-40-SH |  |  | 24.41 | 2001-12-04 11:04 | Anjanece | 25 | 0 | N | N
UTILITY COMPONENTS INC. | WL-4550-40-SH | Y | UTILITY COMPONENTS INC. , WL-4550-40-SH |  |  | 24.88 | 2001-12-04 11:04 | Anjanece | 25 | 0 | N | N
UTILITY COMPONENTS INC. | WL-4550-40-SH | Y | UTILITY COMPONENTS INC. , WL-4550-40-SH |  |  | 24.92 | 2001-12-04 11:04 | Anjanece | 25 | 0 | N | N
UTILITY COMPONENTS INC. | WL-4550-40-SH | Y | UTILITY COMPONENTS INC. , WL-4550-40-SH |  |  | 25.06 | 2001-12-04 11:04 | Anjanece | 25 | 0 | N | N
UTILITY COMPONENTS INC. | WL-4550-40-SH | Y | UTILITY COMPONENTS INC. , WL-4550-40-SH |  |  | 25.13 | 2001-12-04 11:04 | Anjanece | 25 | 0 | N | N
UTILITY COMPONENTS INC. | WL-4550-40-SH | Y | UTILITY COMPONENTS INC. , WL-4550-40-SH |  |  | 25.16 | 2001-12-04 11:04 | Anjanece | 25 | 0 | N | N
UTILITY COMPONENTS INC. | WL-4550-40-SH | Y | UTILITY COMPONENTS INC. , WL-4550-40-SH |  |  | 25.2 | 2001-12-04 11:04 | Anjanece | 25 | 0 | N | N
UTILITY COMPONENTS INC. | WL-4550-40-SH | Y | UTILITY COMPONENTS INC. , WL-4550-40-SH |  |  | 25.23 | 2001-12-04 11:04 | Anjanece | 25 | 0 | N | N
UTILITY COMPONENTS INC. | WL-4550-40-SH | Y | UTILITY COMPONENTS INC. , WL-4550-40-SH |  |  | 25.24 | 2001-12-04 11:04 | Anjanece | 25 | 0 | N | N
CPI | 477724T | Y | CPI , 477724T | JEA OVERHEAD DISTRIBUTION | CSC Stores | 20.15 | 2001-12-04 11:05 | Anjanece | 25 | 0 | N | N
CPI | 477724T | Y | CPI , 477724T |  |  | 21.18 | 2001-12-04 11:05 | Anjanece | 25 | 0 | N | N
CPI | 477724T | Y | CPI , 477724T |  |  | 22.47 | 2001-12-04 11:05 | Anjanece | 25 | 0 | N | N
CPI | 477724T | Y | CPI , 477724T |  |  | 22.51 | 2001-12-04 11:05 | Anjanece | 25 | 0 | N | N
CPI | 477724T | Y | CPI , 477724T |  |  | 22.78 | 2001-12-04 11:05 | Anjanece | 25 | 0 | N | N
CPI | 477724T | Y | CPI , 477724T |  |  | 22.95 | 2001-12-04 11:05 | Anjanece | 25 | 0 | N | N
CPI | 477724T | Y | CPI , 477724T |  |  | 23.55 | 2001-12-04 11:05 | Anjanece | 25 | 0 | N | N
CPI | 477724T | Y | CPI , 477724T |  |  | 23.9 | 2001-12-04 11:05 | Anjanece | 25 | 0 | N | N
CPI | 477724T | Y | CPI , 477724T |  |  | 25.16 | 2001-12-04 11:05 | Anjanece | 25 | 0 | N | N
CPI | 477724T | Y | CPI , 477724T |  |  | 25.17 | 2001-12-04 11:05 | Anjanece | 25 | 0 | N | N
CPI | 477724T | Y | CPI , 477724T |  |  | 25.52 | 2001-12-04 11:05 | Anjanece | 25 | 0 | N | N
CPI | 477724T | Y | CPI , 477724T |  |  | 25.67 | 2001-12-04 11:05 | Anjanece | 25 | 0 | N | N
HOMAC | A-4045-SH | Y | HOMAC , A-4045-SH | JEA OVERHEAD DISTRIBUTION | CSC Stores | 20.15 | 2001-12-04 11:05 | Anjanece | 25 | 0 | N | N
HOMAC | A-4045-SH | Y | HOMAC , A-4045-SH |  |  | 21.18 | 2001-12-04 11:05 | Anjanece | 25 | 0 | N | N
HOMAC | A-4045-SH | Y | HOMAC , A-4045-SH |  |  | 22.47 | 2001-12-04 11:05 | Anjanece | 25 | 0 | N | N
HOMAC | A-4045-SH | Y | HOMAC , A-4045-SH |  |  | 22.51 | 2001-12-04 11:05 | Anjanece | 25 | 0 | N | N
HOMAC | A-4045-SH | Y | HOMAC , A-4045-SH |  |  | 22.78 | 2001-12-04 11:05 | Anjanece | 25 | 0 | N | N
HOMAC | A-4045-SH | Y | HOMAC , A-4045-SH |  |  | 22.95 | 2001-12-04 11:05 | Anjanece | 25 | 0 | N | N
HOMAC | A-4045-SH | Y | HOMAC , A-4045-SH |  |  | 23.55 | 2001-12-04 11:05 | Anjanece | 25 | 0 | N | N
HOMAC | A-4045-SH | Y | HOMAC , A-4045-SH |  |  | 23.9 | 2001-12-04 11:05 | Anjanece | 25 | 0 | N | N
HOMAC | A-4045-SH | Y | HOMAC , A-4045-SH |  |  | 25.16 | 2001-12-04 11:05 | Anjanece | 25 | 0 | N | N
HOMAC | A-4045-SH | Y | HOMAC , A-4045-SH |  |  | 25.17 | 2001-12-04 11:05 | Anjanece | 25 | 0 | N | N
HOMAC | A-4045-SH | Y | HOMAC , A-4045-SH |  |  | 25.52 | 2001-12-04 11:05 | Anjanece | 25 | 0 | N | N
HOMAC | A-4045-SH | Y | HOMAC , A-4045-SH |  |  | 25.67 | 2001-12-04 11:05 | Anjanece | 25 | 0 | N | N
UTILITY COMPONENTS INC. | WL-4045-40-SH | Y | UTILITY COMPONENTS INC. , WL-4045-40-SH | JEA OVERHEAD DISTRIBUTION | CSC Stores | 20.15 | 2001-12-04 11:05 | Anjanece | 25 | 0 | N | N
UTILITY COMPONENTS INC. | WL-4045-40-SH | Y | UTILITY COMPONENTS INC. , WL-4045-40-SH |  |  | 21.18 | 2001-12-04 11:05 | Anjanece | 25 | 0 | N | N
UTILITY COMPONENTS INC. | WL-4045-40-SH | Y | UTILITY COMPONENTS INC. , WL-4045-40-SH |  |  | 22.47 | 2001-12-04 11:05 | Anjanece | 25 | 0 | N | N
UTILITY COMPONENTS INC. | WL-4045-40-SH | Y | UTILITY COMPONENTS INC. , WL-4045-40-SH |  |  | 22.51 | 2001-12-04 11:05 | Anjanece | 25 | 0 | N | N
UTILITY COMPONENTS INC. | WL-4045-40-SH | Y | UTILITY COMPONENTS INC. , WL-4045-40-SH |  |  | 22.78 | 2001-12-04 11:05 | Anjanece | 25 | 0 | N | N
UTILITY COMPONENTS INC. | WL-4045-40-SH | Y | UTILITY COMPONENTS INC. , WL-4045-40-SH |  |  | 22.95 | 2001-12-04 11:05 | Anjanece | 25 | 0 | N | N
UTILITY COMPONENTS INC. | WL-4045-40-SH | Y | UTILITY COMPONENTS INC. , WL-4045-40-SH |  |  | 23.55 | 2001-12-04 11:05 | Anjanece | 25 | 0 | N | N
UTILITY COMPONENTS INC. | WL-4045-40-SH | Y | UTILITY COMPONENTS INC. , WL-4045-40-SH |  |  | 23.9 | 2001-12-04 11:05 | Anjanece | 25 | 0 | N | N
UTILITY COMPONENTS INC. | WL-4045-40-SH | Y | UTILITY COMPONENTS INC. , WL-4045-40-SH |  |  | 25.16 | 2001-12-04 11:05 | Anjanece | 25 | 0 | N | N
UTILITY COMPONENTS INC. | WL-4045-40-SH | Y | UTILITY COMPONENTS INC. , WL-4045-40-SH |  |  | 25.17 | 2001-12-04 11:05 | Anjanece | 25 | 0 | N | N
UTILITY COMPONENTS INC. | WL-4045-40-SH | Y | UTILITY COMPONENTS INC. , WL-4045-40-SH |  |  | 25.52 | 2001-12-04 11:05 | Anjanece | 25 | 0 | N | N
UTILITY COMPONENTS INC. | WL-4045-40-SH | Y | UTILITY COMPONENTS INC. , WL-4045-40-SH |  |  | 25.67 | 2001-12-04 11:05 | Anjanece | 25 | 0 | N | N
ANDERSON | K3 | Y | ANDERSON , K3 | JEA OVERHEAD DISTRIBUTION | CSC Stores | 6.04 | 2001-12-04 11:06 | Anjanece | 25 | 0 | N | N
ANDERSON | K3 | Y | ANDERSON , K3 |  |  | 6.11 | 2001-12-04 11:06 | Anjanece | 25 | 0 | N | N
ANDERSON | K3 | Y | ANDERSON , K3 |  |  | 6.13 | 2001-12-04 11:06 | Anjanece | 25 | 0 | N | N
ANDERSON | K3 | Y | ANDERSON , K3 |  |  | 6.14 | 2001-12-04 11:06 | Anjanece | 25 | 0 | N | N
ANDERSON | K3 | Y | ANDERSON , K3 |  |  | 6.35 | 2001-12-04 11:06 | Anjanece | 25 | 0 | N | N
ANDERSON | K3 | Y | ANDERSON , K3 |  |  | 6.36 | 2001-12-04 11:06 | Anjanece | 25 | 0 | N | N
ANDERSON | K3 | Y | ANDERSON , K3 |  |  | 6.78 | 2001-12-04 11:06 | Anjanece | 25 | 0 | N | N
ANDERSON | K3 | Y | ANDERSON , K3 |  |  | 6.8 | 2001-12-04 11:06 | Anjanece | 25 | 0 | N | N
ANDERSON | K3 | Y | ANDERSON , K3 |  |  | 6.93 | 2001-12-04 11:06 | Anjanece | 25 | 0 | N | N
ANDERSON | K3 | Y | ANDERSON , K3 |  |  | 7.01 | 2001-12-04 11:06 | Anjanece | 25 | 0 | N | N
ANDERSON | K3 | Y | ANDERSON , K3 |  |  | 7.17 | 2001-12-04 11:06 | Anjanece | 25 | 0 | N | N
ANDERSON | K3 | Y | ANDERSON , K3 |  |  | 7.23 | 2001-12-04 11:06 | Anjanece | 25 | 0 | N | N
ANDERSON | K3 | Y | ANDERSON , K3 |  |  | 7.88 | 2001-12-04 11:06 | Anjanece | 25 | 0 | N | N
ANDERSON | K3 | Y | ANDERSON , K3 |  |  | 8.99 | 2001-12-04 11:06 | Anjanece | 25 | 0 | N | N
ANDERSON | K3 | Y | ANDERSON , K3 |  |  | 9.46 | 2001-12-04 11:06 | Anjanece | 25 | 0 | N | N
BURNDY CORP. | KVS28 | Y | BURNDY CORP. , KVS28 | JEA OVERHEAD DISTRIBUTION | CSC Stores | 6.04 | 2001-12-04 11:06 | Anjanece | 25 | 0 | N | N
BURNDY CORP. | KVS28 | Y | BURNDY CORP. , KVS28 |  |  | 6.11 | 2001-12-04 11:06 | Anjanece | 25 | 0 | N | N
BURNDY CORP. | KVS28 | Y | BURNDY CORP. , KVS28 |  |  | 6.13 | 2001-12-04 11:06 | Anjanece | 25 | 0 | N | N
BURNDY CORP. | KVS28 | Y | BURNDY CORP. , KVS28 |  |  | 6.14 | 2001-12-04 11:06 | Anjanece | 25 | 0 | N | N
BURNDY CORP. | KVS28 | Y | BURNDY CORP. , KVS28 |  |  | 6.35 | 2001-12-04 11:06 | Anjanece | 25 | 0 | N | N
BURNDY CORP. | KVS28 | Y | BURNDY CORP. , KVS28 |  |  | 6.36 | 2001-12-04 11:06 | Anjanece | 25 | 0 | N | N
BURNDY CORP. | KVS28 | Y | BURNDY CORP. , KVS28 |  |  | 6.78 | 2001-12-04 11:06 | Anjanece | 25 | 0 | N | N
BURNDY CORP. | KVS28 | Y | BURNDY CORP. , KVS28 |  |  | 6.8 | 2001-12-04 11:06 | Anjanece | 25 | 0 | N | N
BURNDY CORP. | KVS28 | Y | BURNDY CORP. , KVS28 |  |  | 6.93 | 2001-12-04 11:06 | Anjanece | 25 | 0 | N | N
BURNDY CORP. | KVS28 | Y | BURNDY CORP. , KVS28 |  |  | 7.01 | 2001-12-04 11:06 | Anjanece | 25 | 0 | N | N
BURNDY CORP. | KVS28 | Y | BURNDY CORP. , KVS28 |  |  | 7.17 | 2001-12-04 11:06 | Anjanece | 25 | 0 | N | N
BURNDY CORP. | KVS28 | Y | BURNDY CORP. , KVS28 |  |  | 7.23 | 2001-12-04 11:06 | Anjanece | 25 | 0 | N | N
BURNDY CORP. | KVS28 | Y | BURNDY CORP. , KVS28 |  |  | 7.88 | 2001-12-04 11:06 | Anjanece | 25 | 0 | N | N
BURNDY CORP. | KVS28 | Y | BURNDY CORP. , KVS28 |  |  | 8.99 | 2001-12-04 11:06 | Anjanece | 25 | 0 | N | N
BURNDY CORP. | KVS28 | Y | BURNDY CORP. , KVS28 |  |  | 9.46 | 2001-12-04 11:06 | Anjanece | 25 | 0 | N | N
DOSSERT | DSU21 | Y | DOSSERT , DSU21 | JEA OVERHEAD DISTRIBUTION | CSC Stores | 6.04 | 2001-12-04 11:06 | Anjanece | 25 | 0 | N | N
DOSSERT | DSU21 | Y | DOSSERT , DSU21 |  |  | 6.11 | 2001-12-04 11:06 | Anjanece | 25 | 0 | N | N
DOSSERT | DSU21 | Y | DOSSERT , DSU21 |  |  | 6.13 | 2001-12-04 11:06 | Anjanece | 25 | 0 | N | N
DOSSERT | DSU21 | Y | DOSSERT , DSU21 |  |  | 6.14 | 2001-12-04 11:06 | Anjanece | 25 | 0 | N | N
DOSSERT | DSU21 | Y | DOSSERT , DSU21 |  |  | 6.35 | 2001-12-04 11:06 | Anjanece | 25 | 0 | N | N
DOSSERT | DSU21 | Y | DOSSERT , DSU21 |  |  | 6.36 | 2001-12-04 11:06 | Anjanece | 25 | 0 | N | N
DOSSERT | DSU21 | Y | DOSSERT , DSU21 |  |  | 6.78 | 2001-12-04 11:06 | Anjanece | 25 | 0 | N | N
DOSSERT | DSU21 | Y | DOSSERT , DSU21 |  |  | 6.8 | 2001-12-04 11:06 | Anjanece | 25 | 0 | N | N
DOSSERT | DSU21 | Y | DOSSERT , DSU21 |  |  | 6.93 | 2001-12-04 11:06 | Anjanece | 25 | 0 | N | N
DOSSERT | DSU21 | Y | DOSSERT , DSU21 |  |  | 7.01 | 2001-12-04 11:06 | Anjanece | 25 | 0 | N | N
DOSSERT | DSU21 | Y | DOSSERT , DSU21 |  |  | 7.17 | 2001-12-04 11:06 | Anjanece | 25 | 0 | N | N
DOSSERT | DSU21 | Y | DOSSERT , DSU21 |  |  | 7.23 | 2001-12-04 11:06 | Anjanece | 25 | 0 | N | N
DOSSERT | DSU21 | Y | DOSSERT , DSU21 |  |  | 7.88 | 2001-12-04 11:06 | Anjanece | 25 | 0 | N | N
DOSSERT | DSU21 | Y | DOSSERT , DSU21 |  |  | 8.99 | 2001-12-04 11:06 | Anjanece | 25 | 0 | N | N
DOSSERT | DSU21 | Y | DOSSERT , DSU21 |  |  | 9.46 | 2001-12-04 11:06 | Anjanece | 25 | 0 | N | N
HOMAC | TBC-350-S | Y | HOMAC , TBC-350-S | JEA OVERHEAD DISTRIBUTION | CSC Stores | 6.04 | 2001-12-04 11:06 | Anjanece | 25 | 0 | N | N
HOMAC | TBC-350-S | Y | HOMAC , TBC-350-S |  |  | 6.11 | 2001-12-04 11:06 | Anjanece | 25 | 0 | N | N
HOMAC | TBC-350-S | Y | HOMAC , TBC-350-S |  |  | 6.13 | 2001-12-04 11:06 | Anjanece | 25 | 0 | N | N
HOMAC | TBC-350-S | Y | HOMAC , TBC-350-S |  |  | 6.14 | 2001-12-04 11:06 | Anjanece | 25 | 0 | N | N
HOMAC | TBC-350-S | Y | HOMAC , TBC-350-S |  |  | 6.35 | 2001-12-04 11:06 | Anjanece | 25 | 0 | N | N
HOMAC | TBC-350-S | Y | HOMAC , TBC-350-S |  |  | 6.36 | 2001-12-04 11:06 | Anjanece | 25 | 0 | N | N
HOMAC | TBC-350-S | Y | HOMAC , TBC-350-S |  |  | 6.78 | 2001-12-04 11:06 | Anjanece | 25 | 0 | N | N
HOMAC | TBC-350-S | Y | HOMAC , TBC-350-S |  |  | 6.8 | 2001-12-04 11:06 | Anjanece | 25 | 0 | N | N
HOMAC | TBC-350-S | Y | HOMAC , TBC-350-S |  |  | 6.93 | 2001-12-04 11:06 | Anjanece | 25 | 0 | N | N
HOMAC | TBC-350-S | Y | HOMAC , TBC-350-S |  |  | 7.01 | 2001-12-04 11:06 | Anjanece | 25 | 0 | N | N
HOMAC | TBC-350-S | Y | HOMAC , TBC-350-S |  |  | 7.17 | 2001-12-04 11:06 | Anjanece | 25 | 0 | N | N
HOMAC | TBC-350-S | Y | HOMAC , TBC-350-S |  |  | 7.23 | 2001-12-04 11:06 | Anjanece | 25 | 0 | N | N
HOMAC | TBC-350-S | Y | HOMAC , TBC-350-S |  |  | 7.88 | 2001-12-04 11:06 | Anjanece | 25 | 0 | N | N
HOMAC | TBC-350-S | Y | HOMAC , TBC-350-S |  |  | 8.99 | 2001-12-04 11:06 | Anjanece | 25 | 0 | N | N
HOMAC | TBC-350-S | Y | HOMAC , TBC-350-S |  |  | 9.46 | 2001-12-04 11:06 | Anjanece | 25 | 0 | N | N
PENN-UNION | VT-2 | Y | PENN-UNION , VT-2 | JEA OVERHEAD DISTRIBUTION | CSC Stores | 6.04 | 2001-12-04 11:06 | Anjanece | 25 | 0 | N | N
PENN-UNION | VT-2 | Y | PENN-UNION , VT-2 |  |  | 6.11 | 2001-12-04 11:06 | Anjanece | 25 | 0 | N | N
PENN-UNION | VT-2 | Y | PENN-UNION , VT-2 |  |  | 6.13 | 2001-12-04 11:06 | Anjanece | 25 | 0 | N | N
PENN-UNION | VT-2 | Y | PENN-UNION , VT-2 |  |  | 6.14 | 2001-12-04 11:06 | Anjanece | 25 | 0 | N | N
PENN-UNION | VT-2 | Y | PENN-UNION , VT-2 |  |  | 6.35 | 2001-12-04 11:06 | Anjanece | 25 | 0 | N | N
PENN-UNION | VT-2 | Y | PENN-UNION , VT-2 |  |  | 6.36 | 2001-12-04 11:06 | Anjanece | 25 | 0 | N | N
PENN-UNION | VT-2 | Y | PENN-UNION , VT-2 |  |  | 6.78 | 2001-12-04 11:06 | Anjanece | 25 | 0 | N | N
PENN-UNION | VT-2 | Y | PENN-UNION , VT-2 |  |  | 6.8 | 2001-12-04 11:06 | Anjanece | 25 | 0 | N | N
PENN-UNION | VT-2 | Y | PENN-UNION , VT-2 |  |  | 6.93 | 2001-12-04 11:06 | Anjanece | 25 | 0 | N | N
PENN-UNION | VT-2 | Y | PENN-UNION , VT-2 |  |  | 7.01 | 2001-12-04 11:06 | Anjanece | 25 | 0 | N | N
PENN-UNION | VT-2 | Y | PENN-UNION , VT-2 |  |  | 7.17 | 2001-12-04 11:06 | Anjanece | 25 | 0 | N | N
PENN-UNION | VT-2 | Y | PENN-UNION , VT-2 |  |  | 7.23 | 2001-12-04 11:06 | Anjanece | 25 | 0 | N | N
PENN-UNION | VT-2 | Y | PENN-UNION , VT-2 |  |  | 7.88 | 2001-12-04 11:06 | Anjanece | 25 | 0 | N | N
PENN-UNION | VT-2 | Y | PENN-UNION , VT-2 |  |  | 8.99 | 2001-12-04 11:06 | Anjanece | 25 | 0 | N | N
PENN-UNION | VT-2 | Y | PENN-UNION , VT-2 |  |  | 9.46 | 2001-12-04 11:06 | Anjanece | 25 | 0 | N | N
SEFCOR | GFCS-5050 | Y | SEFCOR , GFCS-5050 | JEA OVERHEAD DISTRIBUTION | CSC Stores | 6.04 | 2001-12-04 11:06 | Anjanece | 25 | 0 | N | N
SEFCOR | GFCS-5050 | Y | SEFCOR , GFCS-5050 |  |  | 6.11 | 2001-12-04 11:06 | Anjanece | 25 | 0 | N | N
SEFCOR | GFCS-5050 | Y | SEFCOR , GFCS-5050 |  |  | 6.13 | 2001-12-04 11:06 | Anjanece | 25 | 0 | N | N
SEFCOR | GFCS-5050 | Y | SEFCOR , GFCS-5050 |  |  | 6.14 | 2001-12-04 11:06 | Anjanece | 25 | 0 | N | N
SEFCOR | GFCS-5050 | Y | SEFCOR , GFCS-5050 |  |  | 6.35 | 2001-12-04 11:06 | Anjanece | 25 | 0 | N | N
SEFCOR | GFCS-5050 | Y | SEFCOR , GFCS-5050 |  |  | 6.36 | 2001-12-04 11:06 | Anjanece | 25 | 0 | N | N
SEFCOR | GFCS-5050 | Y | SEFCOR , GFCS-5050 |  |  | 6.78 | 2001-12-04 11:06 | Anjanece | 25 | 0 | N | N
SEFCOR | GFCS-5050 | Y | SEFCOR , GFCS-5050 |  |  | 6.8 | 2001-12-04 11:06 | Anjanece | 25 | 0 | N | N
SEFCOR | GFCS-5050 | Y | SEFCOR , GFCS-5050 |  |  | 6.93 | 2001-12-04 11:06 | Anjanece | 25 | 0 | N | N
SEFCOR | GFCS-5050 | Y | SEFCOR , GFCS-5050 |  |  | 7.01 | 2001-12-04 11:06 | Anjanece | 25 | 0 | N | N
SEFCOR | GFCS-5050 | Y | SEFCOR , GFCS-5050 |  |  | 7.17 | 2001-12-04 11:06 | Anjanece | 25 | 0 | N | N
SEFCOR | GFCS-5050 | Y | SEFCOR , GFCS-5050 |  |  | 7.23 | 2001-12-04 11:06 | Anjanece | 25 | 0 | N | N
SEFCOR | GFCS-5050 | Y | SEFCOR , GFCS-5050 |  |  | 7.88 | 2001-12-04 11:06 | Anjanece | 25 | 0 | N | N
SEFCOR | GFCS-5050 | Y | SEFCOR , GFCS-5050 |  |  | 8.99 | 2001-12-04 11:06 | Anjanece | 25 | 0 | N | N
SEFCOR | GFCS-5050 | Y | SEFCOR , GFCS-5050 |  |  | 9.46 | 2001-12-04 11:06 | Anjanece | 25 | 0 | N | N
UTILITY STANDARD | USKVS28 | Y | UTILITY STANDARD , USKVS28 | JEA OVERHEAD DISTRIBUTION | CSC Stores | 6.04 | 2001-12-04 11:06 | Anjanece | 25 | 0 | N | N
UTILITY STANDARD | USKVS28 | Y | UTILITY STANDARD , USKVS28 |  |  | 6.11 | 2001-12-04 11:06 | Anjanece | 25 | 0 | N | N
UTILITY STANDARD | USKVS28 | Y | UTILITY STANDARD , USKVS28 |  |  | 6.13 | 2001-12-04 11:06 | Anjanece | 25 | 0 | N | N
UTILITY STANDARD | USKVS28 | Y | UTILITY STANDARD , USKVS28 |  |  | 6.14 | 2001-12-04 11:06 | Anjanece | 25 | 0 | N | N
UTILITY STANDARD | USKVS28 | Y | UTILITY STANDARD , USKVS28 |  |  | 6.35 | 2001-12-04 11:06 | Anjanece | 25 | 0 | N | N
UTILITY STANDARD | USKVS28 | Y | UTILITY STANDARD , USKVS28 |  |  | 6.36 | 2001-12-04 11:06 | Anjanece | 25 | 0 | N | N
UTILITY STANDARD | USKVS28 | Y | UTILITY STANDARD , USKVS28 |  |  | 6.78 | 2001-12-04 11:06 | Anjanece | 25 | 0 | N | N
UTILITY STANDARD | USKVS28 | Y | UTILITY STANDARD , USKVS28 |  |  | 6.8 | 2001-12-04 11:06 | Anjanece | 25 | 0 | N | N
UTILITY STANDARD | USKVS28 | Y | UTILITY STANDARD , USKVS28 |  |  | 6.93 | 2001-12-04 11:06 | Anjanece | 25 | 0 | N | N
UTILITY STANDARD | USKVS28 | Y | UTILITY STANDARD , USKVS28 |  |  | 7.01 | 2001-12-04 11:06 | Anjanece | 25 | 0 | N | N
UTILITY STANDARD | USKVS28 | Y | UTILITY STANDARD , USKVS28 |  |  | 7.17 | 2001-12-04 11:06 | Anjanece | 25 | 0 | N | N
UTILITY STANDARD | USKVS28 | Y | UTILITY STANDARD , USKVS28 |  |  | 7.23 | 2001-12-04 11:06 | Anjanece | 25 | 0 | N | N
UTILITY STANDARD | USKVS28 | Y | UTILITY STANDARD , USKVS28 |  |  | 7.88 | 2001-12-04 11:06 | Anjanece | 25 | 0 | N | N
UTILITY STANDARD | USKVS28 | Y | UTILITY STANDARD , USKVS28 |  |  | 8.99 | 2001-12-04 11:06 | Anjanece | 25 | 0 | N | N
UTILITY STANDARD | USKVS28 | Y | UTILITY STANDARD , USKVS28 |  |  | 9.46 | 2001-12-04 11:06 | Anjanece | 25 | 0 | N | N
AFL | DSU35 | Y | AFL , DSU35 | JEA OVERHEAD DISTRIBUTION | CSC Stores | 8.9 | 1997-10-14 | Anjanece | 11 | 0 | N | N
AFL | DSU35 | Y | AFL , DSU35 |  |  | 8.96 | 1997-10-14 | Anjanece | 11 | 0 | N | N
AFL | DSU35 | Y | AFL , DSU35 |  |  | 8.99 | 1997-10-14 | Anjanece | 11 | 0 | N | N
AFL | DSU35 | Y | AFL , DSU35 |  |  | 9.03 | 1997-10-14 | Anjanece | 11 | 0 | N | N
AFL | DSU35 | Y | AFL , DSU35 |  |  | 9.04 | 1997-10-14 | Anjanece | 11 | 0 | N | N
AFL | DSU35 | Y | AFL , DSU35 |  |  | 9.17 | 1997-10-14 | Anjanece | 11 | 0 | N | N
AFL | DSU35 | Y | AFL , DSU35 |  |  | 9.23 | 1997-10-14 | Anjanece | 11 | 0 | N | N
AFL | DSU35 | Y | AFL , DSU35 |  |  | 9.37 | 1997-10-14 | Anjanece | 11 | 0 | N | N
AFL | DSU35 | Y | AFL , DSU35 |  |  | 9.56 | 1997-10-14 | Anjanece | 11 | 0 | N | N
AFL | DSU35 | Y | AFL , DSU35 |  |  | 9.63 | 1997-10-14 | Anjanece | 11 | 0 | N | N
AFL | DSU35 | Y | AFL , DSU35 |  |  | 9.72 | 1997-10-14 | Anjanece | 11 | 0 | N | N
AFL | DSU35 | Y | AFL , DSU35 |  |  | 9.75 | 1997-10-14 | Anjanece | 11 | 0 | N | N
AFL | DSU35 | Y | AFL , DSU35 |  |  | 9.76 | 1997-10-14 | Anjanece | 11 | 0 | N | N
AFL | DSU35 | Y | AFL , DSU35 |  |  | 9.77 | 1997-10-14 | Anjanece | 11 | 0 | N | N
AFL | DSU35 | Y | AFL , DSU35 |  |  | 9.92 | 1997-10-14 | Anjanece | 11 | 0 | N | N
AFL | DSU35 | Y | AFL , DSU35 |  |  | 9.97 | 1997-10-14 | Anjanece | 11 | 0 | N | N
AFL | DSU35 | Y | AFL , DSU35 |  |  | 10.14 | 1997-10-14 | Anjanece | 11 | 0 | N | N
AFL | DSU35 | Y | AFL , DSU35 |  |  | 11.68 | 1997-10-14 | Anjanece | 11 | 0 | N | N
AFL | DSU35 | Y | AFL , DSU35 |  |  | 12.3 | 1997-10-14 | Anjanece | 11 | 0 | N | N
ANDERSON | K4 | Y | ANDERSON , K4 | JEA OVERHEAD DISTRIBUTION | CSC Stores | 8.9 | 1997-10-14 | Anjanece | 11 | 0 | N | N
ANDERSON | K4 | Y | ANDERSON , K4 |  |  | 8.96 | 1997-10-14 | Anjanece | 11 | 0 | N | N
ANDERSON | K4 | Y | ANDERSON , K4 |  |  | 8.99 | 1997-10-14 | Anjanece | 11 | 0 | N | N
ANDERSON | K4 | Y | ANDERSON , K4 |  |  | 9.03 | 1997-10-14 | Anjanece | 11 | 0 | N | N
ANDERSON | K4 | Y | ANDERSON , K4 |  |  | 9.04 | 1997-10-14 | Anjanece | 11 | 0 | N | N
ANDERSON | K4 | Y | ANDERSON , K4 |  |  | 9.17 | 1997-10-14 | Anjanece | 11 | 0 | N | N
ANDERSON | K4 | Y | ANDERSON , K4 |  |  | 9.23 | 1997-10-14 | Anjanece | 11 | 0 | N | N
ANDERSON | K4 | Y | ANDERSON , K4 |  |  | 9.37 | 1997-10-14 | Anjanece | 11 | 0 | N | N
ANDERSON | K4 | Y | ANDERSON , K4 |  |  | 9.56 | 1997-10-14 | Anjanece | 11 | 0 | N | N
ANDERSON | K4 | Y | ANDERSON , K4 |  |  | 9.63 | 1997-10-14 | Anjanece | 11 | 0 | N | N
ANDERSON | K4 | Y | ANDERSON , K4 |  |  | 9.72 | 1997-10-14 | Anjanece | 11 | 0 | N | N
ANDERSON | K4 | Y | ANDERSON , K4 |  |  | 9.75 | 1997-10-14 | Anjanece | 11 | 0 | N | N
ANDERSON | K4 | Y | ANDERSON , K4 |  |  | 9.76 | 1997-10-14 | Anjanece | 11 | 0 | N | N
ANDERSON | K4 | Y | ANDERSON , K4 |  |  | 9.77 | 1997-10-14 | Anjanece | 11 | 0 | N | N
ANDERSON | K4 | Y | ANDERSON , K4 |  |  | 9.92 | 1997-10-14 | Anjanece | 11 | 0 | N | N
ANDERSON | K4 | Y | ANDERSON , K4 |  |  | 9.97 | 1997-10-14 | Anjanece | 11 | 0 | N | N
ANDERSON | K4 | Y | ANDERSON , K4 |  |  | 10.14 | 1997-10-14 | Anjanece | 11 | 0 | N | N
ANDERSON | K4 | Y | ANDERSON , K4 |  |  | 11.68 | 1997-10-14 | Anjanece | 11 | 0 | N | N
ANDERSON | K4 | Y | ANDERSON , K4 |  |  | 12.3 | 1997-10-14 | Anjanece | 11 | 0 | N | N
BURNDY CORP. | KVS31 | Y | BURNDY CORP. , KVS31 | JEA OVERHEAD DISTRIBUTION | CSC Stores | 8.9 | 1997-10-14 | Anjanece | 11 | 0 | N | N
BURNDY CORP. | KVS31 | Y | BURNDY CORP. , KVS31 |  |  | 8.96 | 1997-10-14 | Anjanece | 11 | 0 | N | N
BURNDY CORP. | KVS31 | Y | BURNDY CORP. , KVS31 |  |  | 8.99 | 1997-10-14 | Anjanece | 11 | 0 | N | N
BURNDY CORP. | KVS31 | Y | BURNDY CORP. , KVS31 |  |  | 9.03 | 1997-10-14 | Anjanece | 11 | 0 | N | N
BURNDY CORP. | KVS31 | Y | BURNDY CORP. , KVS31 |  |  | 9.04 | 1997-10-14 | Anjanece | 11 | 0 | N | N
BURNDY CORP. | KVS31 | Y | BURNDY CORP. , KVS31 |  |  | 9.17 | 1997-10-14 | Anjanece | 11 | 0 | N | N
BURNDY CORP. | KVS31 | Y | BURNDY CORP. , KVS31 |  |  | 9.23 | 1997-10-14 | Anjanece | 11 | 0 | N | N
BURNDY CORP. | KVS31 | Y | BURNDY CORP. , KVS31 |  |  | 9.37 | 1997-10-14 | Anjanece | 11 | 0 | N | N
BURNDY CORP. | KVS31 | Y | BURNDY CORP. , KVS31 |  |  | 9.56 | 1997-10-14 | Anjanece | 11 | 0 | N | N
BURNDY CORP. | KVS31 | Y | BURNDY CORP. , KVS31 |  |  | 9.63 | 1997-10-14 | Anjanece | 11 | 0 | N | N
BURNDY CORP. | KVS31 | Y | BURNDY CORP. , KVS31 |  |  | 9.72 | 1997-10-14 | Anjanece | 11 | 0 | N | N
BURNDY CORP. | KVS31 | Y | BURNDY CORP. , KVS31 |  |  | 9.75 | 1997-10-14 | Anjanece | 11 | 0 | N | N
BURNDY CORP. | KVS31 | Y | BURNDY CORP. , KVS31 |  |  | 9.76 | 1997-10-14 | Anjanece | 11 | 0 | N | N
BURNDY CORP. | KVS31 | Y | BURNDY CORP. , KVS31 |  |  | 9.77 | 1997-10-14 | Anjanece | 11 | 0 | N | N
BURNDY CORP. | KVS31 | Y | BURNDY CORP. , KVS31 |  |  | 9.92 | 1997-10-14 | Anjanece | 11 | 0 | N | N
BURNDY CORP. | KVS31 | Y | BURNDY CORP. , KVS31 |  |  | 9.97 | 1997-10-14 | Anjanece | 11 | 0 | N | N
BURNDY CORP. | KVS31 | Y | BURNDY CORP. , KVS31 |  |  | 10.14 | 1997-10-14 | Anjanece | 11 | 0 | N | N
BURNDY CORP. | KVS31 | Y | BURNDY CORP. , KVS31 |  |  | 11.68 | 1997-10-14 | Anjanece | 11 | 0 | N | N
BURNDY CORP. | KVS31 | Y | BURNDY CORP. , KVS31 |  |  | 12.3 | 1997-10-14 | Anjanece | 11 | 0 | N | N
DOSSERT | DSU35 | Y | DOSSERT , DSU35 | JEA OVERHEAD DISTRIBUTION | CSC Stores | 8.9 | 1997-10-14 | Anjanece | 11 | 0 | N | N
DOSSERT | DSU35 | Y | DOSSERT , DSU35 |  |  | 8.96 | 1997-10-14 | Anjanece | 11 | 0 | N | N
DOSSERT | DSU35 | Y | DOSSERT , DSU35 |  |  | 8.99 | 1997-10-14 | Anjanece | 11 | 0 | N | N
DOSSERT | DSU35 | Y | DOSSERT , DSU35 |  |  | 9.03 | 1997-10-14 | Anjanece | 11 | 0 | N | N
DOSSERT | DSU35 | Y | DOSSERT , DSU35 |  |  | 9.04 | 1997-10-14 | Anjanece | 11 | 0 | N | N
DOSSERT | DSU35 | Y | DOSSERT , DSU35 |  |  | 9.17 | 1997-10-14 | Anjanece | 11 | 0 | N | N
DOSSERT | DSU35 | Y | DOSSERT , DSU35 |  |  | 9.23 | 1997-10-14 | Anjanece | 11 | 0 | N | N
DOSSERT | DSU35 | Y | DOSSERT , DSU35 |  |  | 9.37 | 1997-10-14 | Anjanece | 11 | 0 | N | N
DOSSERT | DSU35 | Y | DOSSERT , DSU35 |  |  | 9.56 | 1997-10-14 | Anjanece | 11 | 0 | N | N
DOSSERT | DSU35 | Y | DOSSERT , DSU35 |  |  | 9.63 | 1997-10-14 | Anjanece | 11 | 0 | N | N
DOSSERT | DSU35 | Y | DOSSERT , DSU35 |  |  | 9.72 | 1997-10-14 | Anjanece | 11 | 0 | N | N
DOSSERT | DSU35 | Y | DOSSERT , DSU35 |  |  | 9.75 | 1997-10-14 | Anjanece | 11 | 0 | N | N
DOSSERT | DSU35 | Y | DOSSERT , DSU35 |  |  | 9.76 | 1997-10-14 | Anjanece | 11 | 0 | N | N
DOSSERT | DSU35 | Y | DOSSERT , DSU35 |  |  | 9.77 | 1997-10-14 | Anjanece | 11 | 0 | N | N
DOSSERT | DSU35 | Y | DOSSERT , DSU35 |  |  | 9.92 | 1997-10-14 | Anjanece | 11 | 0 | N | N
DOSSERT | DSU35 | Y | DOSSERT , DSU35 |  |  | 9.97 | 1997-10-14 | Anjanece | 11 | 0 | N | N
DOSSERT | DSU35 | Y | DOSSERT , DSU35 |  |  | 10.14 | 1997-10-14 | Anjanece | 11 | 0 | N | N
DOSSERT | DSU35 | Y | DOSSERT , DSU35 |  |  | 11.68 | 1997-10-14 | Anjanece | 11 | 0 | N | N
DOSSERT | DSU35 | Y | DOSSERT , DSU35 |  |  | 12.3 | 1997-10-14 | Anjanece | 11 | 0 | N | N
HOMAC | TBC-350-S | Y | HOMAC , TBC-350-S | JEA OVERHEAD DISTRIBUTION | CSC Stores | 8.9 | 1997-10-14 | Anjanece | 11 | 0 | N | N
HOMAC | TBC-350-S | Y | HOMAC , TBC-350-S |  |  | 8.96 | 1997-10-14 | Anjanece | 11 | 0 | N | N
HOMAC | TBC-350-S | Y | HOMAC , TBC-350-S |  |  | 8.99 | 1997-10-14 | Anjanece | 11 | 0 | N | N
HOMAC | TBC-350-S | Y | HOMAC , TBC-350-S |  |  | 9.03 | 1997-10-14 | Anjanece | 11 | 0 | N | N
HOMAC | TBC-350-S | Y | HOMAC , TBC-350-S |  |  | 9.04 | 1997-10-14 | Anjanece | 11 | 0 | N | N
HOMAC | TBC-350-S | Y | HOMAC , TBC-350-S |  |  | 9.17 | 1997-10-14 | Anjanece | 11 | 0 | N | N
HOMAC | TBC-350-S | Y | HOMAC , TBC-350-S |  |  | 9.23 | 1997-10-14 | Anjanece | 11 | 0 | N | N
HOMAC | TBC-350-S | Y | HOMAC , TBC-350-S |  |  | 9.37 | 1997-10-14 | Anjanece | 11 | 0 | N | N
HOMAC | TBC-350-S | Y | HOMAC , TBC-350-S |  |  | 9.56 | 1997-10-14 | Anjanece | 11 | 0 | N | N
HOMAC | TBC-350-S | Y | HOMAC , TBC-350-S |  |  | 9.63 | 1997-10-14 | Anjanece | 11 | 0 | N | N
HOMAC | TBC-350-S | Y | HOMAC , TBC-350-S |  |  | 9.72 | 1997-10-14 | Anjanece | 11 | 0 | N | N
HOMAC | TBC-350-S | Y | HOMAC , TBC-350-S |  |  | 9.75 | 1997-10-14 | Anjanece | 11 | 0 | N | N
HOMAC | TBC-350-S | Y | HOMAC , TBC-350-S |  |  | 9.76 | 1997-10-14 | Anjanece | 11 | 0 | N | N
HOMAC | TBC-350-S | Y | HOMAC , TBC-350-S |  |  | 9.77 | 1997-10-14 | Anjanece | 11 | 0 | N | N
HOMAC | TBC-350-S | Y | HOMAC , TBC-350-S |  |  | 9.92 | 1997-10-14 | Anjanece | 11 | 0 | N | N
HOMAC | TBC-350-S | Y | HOMAC , TBC-350-S |  |  | 9.97 | 1997-10-14 | Anjanece | 11 | 0 | N | N
HOMAC | TBC-350-S | Y | HOMAC , TBC-350-S |  |  | 10.14 | 1997-10-14 | Anjanece | 11 | 0 | N | N
HOMAC | TBC-350-S | Y | HOMAC , TBC-350-S |  |  | 11.68 | 1997-10-14 | Anjanece | 11 | 0 | N | N
HOMAC | TBC-350-S | Y | HOMAC , TBC-350-S |  |  | 12.3 | 1997-10-14 | Anjanece | 11 | 0 | N | N
SEFCOR | GFCS-5353 | Y | SEFCOR , GFCS-5353 | JEA OVERHEAD DISTRIBUTION | CSC Stores | 8.9 | 1997-10-14 | Anjanece | 11 | 0 | N | N
SEFCOR | GFCS-5353 | Y | SEFCOR , GFCS-5353 |  |  | 8.96 | 1997-10-14 | Anjanece | 11 | 0 | N | N
SEFCOR | GFCS-5353 | Y | SEFCOR , GFCS-5353 |  |  | 8.99 | 1997-10-14 | Anjanece | 11 | 0 | N | N
SEFCOR | GFCS-5353 | Y | SEFCOR , GFCS-5353 |  |  | 9.03 | 1997-10-14 | Anjanece | 11 | 0 | N | N
SEFCOR | GFCS-5353 | Y | SEFCOR , GFCS-5353 |  |  | 9.04 | 1997-10-14 | Anjanece | 11 | 0 | N | N
SEFCOR | GFCS-5353 | Y | SEFCOR , GFCS-5353 |  |  | 9.17 | 1997-10-14 | Anjanece | 11 | 0 | N | N
SEFCOR | GFCS-5353 | Y | SEFCOR , GFCS-5353 |  |  | 9.23 | 1997-10-14 | Anjanece | 11 | 0 | N | N
SEFCOR | GFCS-5353 | Y | SEFCOR , GFCS-5353 |  |  | 9.37 | 1997-10-14 | Anjanece | 11 | 0 | N | N
SEFCOR | GFCS-5353 | Y | SEFCOR , GFCS-5353 |  |  | 9.56 | 1997-10-14 | Anjanece | 11 | 0 | N | N
SEFCOR | GFCS-5353 | Y | SEFCOR , GFCS-5353 |  |  | 9.63 | 1997-10-14 | Anjanece | 11 | 0 | N | N
SEFCOR | GFCS-5353 | Y | SEFCOR , GFCS-5353 |  |  | 9.72 | 1997-10-14 | Anjanece | 11 | 0 | N | N
SEFCOR | GFCS-5353 | Y | SEFCOR , GFCS-5353 |  |  | 9.75 | 1997-10-14 | Anjanece | 11 | 0 | N | N
SEFCOR | GFCS-5353 | Y | SEFCOR , GFCS-5353 |  |  | 9.76 | 1997-10-14 | Anjanece | 11 | 0 | N | N
SEFCOR | GFCS-5353 | Y | SEFCOR , GFCS-5353 |  |  | 9.77 | 1997-10-14 | Anjanece | 11 | 0 | N | N
SEFCOR | GFCS-5353 | Y | SEFCOR , GFCS-5353 |  |  | 9.92 | 1997-10-14 | Anjanece | 11 | 0 | N | N
SEFCOR | GFCS-5353 | Y | SEFCOR , GFCS-5353 |  |  | 9.97 | 1997-10-14 | Anjanece | 11 | 0 | N | N
SEFCOR | GFCS-5353 | Y | SEFCOR , GFCS-5353 |  |  | 10.14 | 1997-10-14 | Anjanece | 11 | 0 | N | N
SEFCOR | GFCS-5353 | Y | SEFCOR , GFCS-5353 |  |  | 11.68 | 1997-10-14 | Anjanece | 11 | 0 | N | N
SEFCOR | GFCS-5353 | Y | SEFCOR , GFCS-5353 |  |  | 12.3 | 1997-10-14 | Anjanece | 11 | 0 | N | N
AFL | DSU50 | Y | AFL , DSU50 | JEA OVERHEAD DISTRIBUTION | CSC Stores | 9.14 | 1997-10-14 | Anjanece | 1 | 0 | N | N
AFL | DSU50 | Y | AFL , DSU50 |  |  | 9.22 | 1997-10-14 | Anjanece | 1 | 0 | N | N
AFL | DSU50 | Y | AFL , DSU50 |  |  | 9.26 | 1997-10-14 | Anjanece | 1 | 0 | N | N
AFL | DSU50 | Y | AFL , DSU50 |  |  | 9.51 | 1997-10-14 | Anjanece | 1 | 0 | N | N
AFL | DSU50 | Y | AFL , DSU50 |  |  | 10.13 | 1997-10-14 | Anjanece | 1 | 0 | N | N
AFL | DSU50 | Y | AFL , DSU50 |  |  | 10.17 | 1997-10-14 | Anjanece | 1 | 0 | N | N
AFL | DSU50 | Y | AFL , DSU50 |  |  | 10.53 | 1997-10-14 | Anjanece | 1 | 0 | N | N
AFL | DSU50 | Y | AFL , DSU50 |  |  | 10.76 | 1997-10-14 | Anjanece | 1 | 0 | N | N
AFL | DSU50 | Y | AFL , DSU50 |  |  | 10.78 | 1997-10-14 | Anjanece | 1 | 0 | N | N
AFL | DSU50 | Y | AFL , DSU50 |  |  | 10.81 | 1997-10-14 | Anjanece | 1 | 0 | N | N
AFL | DSU50 | Y | AFL , DSU50 |  |  | 10.9 | 1997-10-14 | Anjanece | 1 | 0 | N | N
AFL | DSU50 | Y | AFL , DSU50 |  |  | 10.92 | 1997-10-14 | Anjanece | 1 | 0 | N | N
AFL | DSU50 | Y | AFL , DSU50 |  |  | 10.97 | 1997-10-14 | Anjanece | 1 | 0 | N | N
AFL | DSU50 | Y | AFL , DSU50 |  |  | 11.07 | 1997-10-14 | Anjanece | 1 | 0 | N | N
AFL | DSU50 | Y | AFL , DSU50 |  |  | 11.13 | 1997-10-14 | Anjanece | 1 | 0 | N | N
AFL | DSU50 | Y | AFL , DSU50 |  |  | 11.17 | 1997-10-14 | Anjanece | 1 | 0 | N | N
AFL | DSU50 | Y | AFL , DSU50 |  |  | 11.2 | 1997-10-14 | Anjanece | 1 | 0 | N | N
AFL | DSU50 | Y | AFL , DSU50 |  |  | 11.21 | 1997-10-14 | Anjanece | 1 | 0 | N | N
AFL | DSU50 | Y | AFL , DSU50 |  |  | 11.22 | 1997-10-14 | Anjanece | 1 | 0 | N | N
AFL | DSU50 | Y | AFL , DSU50 |  |  | 11.23 | 1997-10-14 | Anjanece | 1 | 0 | N | N
AFL | DSU50 | Y | AFL , DSU50 |  |  | 11.33 | 1997-10-14 | Anjanece | 1 | 0 | N | N
AFL | DSU50 | Y | AFL , DSU50 |  |  | 11.67 | 1997-10-14 | Anjanece | 1 | 0 | N | N
AFL | DSU50 | Y | AFL , DSU50 |  |  | 11.74 | 1997-10-14 | Anjanece | 1 | 0 | N | N
AFL | DSU50 | Y | AFL , DSU50 |  |  | 11.81 | 1997-10-14 | Anjanece | 1 | 0 | N | N
AFL | DSU50 | Y | AFL , DSU50 |  |  | 12.47 | 1997-10-14 | Anjanece | 1 | 0 | N | N
AFL | DSU50 | Y | AFL , DSU50 |  |  | 12.7 | 1997-10-14 | Anjanece | 1 | 0 | N | N
AFL | DSU50 | Y | AFL , DSU50 |  |  | 12.9 | 1997-10-14 | Anjanece | 1 | 0 | N | N
AFL | DSU50 | Y | AFL , DSU50 |  |  | 12.95 | 1997-10-14 | Anjanece | 1 | 0 | N | N
AFL | DSU50 | Y | AFL , DSU50 |  |  | 13 | 1997-10-14 | Anjanece | 1 | 0 | N | N
AFL | DSU50 | Y | AFL , DSU50 |  |  | 13.03 | 1997-10-14 | Anjanece | 1 | 0 | N | N
AFL | DSU50 | Y | AFL , DSU50 |  |  | 13.04 | 1997-10-14 | Anjanece | 1 | 0 | N | N
AFL | DSU50 | Y | AFL , DSU50 |  |  | 13.05 | 1997-10-14 | Anjanece | 1 | 0 | N | N
AFL | DSU50 | Y | AFL , DSU50 |  |  | 13.06 | 1997-10-14 | Anjanece | 1 | 0 | N | N
ANDERSON | K5 | Y | ANDERSON , K5 | JEA OVERHEAD DISTRIBUTION | CSC Stores | 9.14 | 1997-10-14 | Anjanece | 1 | 0 | N | N
ANDERSON | K5 | Y | ANDERSON , K5 |  |  | 9.22 | 1997-10-14 | Anjanece | 1 | 0 | N | N
ANDERSON | K5 | Y | ANDERSON , K5 |  |  | 9.26 | 1997-10-14 | Anjanece | 1 | 0 | N | N
ANDERSON | K5 | Y | ANDERSON , K5 |  |  | 9.51 | 1997-10-14 | Anjanece | 1 | 0 | N | N
ANDERSON | K5 | Y | ANDERSON , K5 |  |  | 10.13 | 1997-10-14 | Anjanece | 1 | 0 | N | N
ANDERSON | K5 | Y | ANDERSON , K5 |  |  | 10.17 | 1997-10-14 | Anjanece | 1 | 0 | N | N
ANDERSON | K5 | Y | ANDERSON , K5 |  |  | 10.53 | 1997-10-14 | Anjanece | 1 | 0 | N | N
ANDERSON | K5 | Y | ANDERSON , K5 |  |  | 10.76 | 1997-10-14 | Anjanece | 1 | 0 | N | N
ANDERSON | K5 | Y | ANDERSON , K5 |  |  | 10.78 | 1997-10-14 | Anjanece | 1 | 0 | N | N
ANDERSON | K5 | Y | ANDERSON , K5 |  |  | 10.81 | 1997-10-14 | Anjanece | 1 | 0 | N | N
ANDERSON | K5 | Y | ANDERSON , K5 |  |  | 10.9 | 1997-10-14 | Anjanece | 1 | 0 | N | N
ANDERSON | K5 | Y | ANDERSON , K5 |  |  | 10.92 | 1997-10-14 | Anjanece | 1 | 0 | N | N
ANDERSON | K5 | Y | ANDERSON , K5 |  |  | 10.97 | 1997-10-14 | Anjanece | 1 | 0 | N | N
ANDERSON | K5 | Y | ANDERSON , K5 |  |  | 11.07 | 1997-10-14 | Anjanece | 1 | 0 | N | N
ANDERSON | K5 | Y | ANDERSON , K5 |  |  | 11.13 | 1997-10-14 | Anjanece | 1 | 0 | N | N
ANDERSON | K5 | Y | ANDERSON , K5 |  |  | 11.17 | 1997-10-14 | Anjanece | 1 | 0 | N | N
ANDERSON | K5 | Y | ANDERSON , K5 |  |  | 11.2 | 1997-10-14 | Anjanece | 1 | 0 | N | N
ANDERSON | K5 | Y | ANDERSON , K5 |  |  | 11.21 | 1997-10-14 | Anjanece | 1 | 0 | N | N
ANDERSON | K5 | Y | ANDERSON , K5 |  |  | 11.22 | 1997-10-14 | Anjanece | 1 | 0 | N | N
ANDERSON | K5 | Y | ANDERSON , K5 |  |  | 11.23 | 1997-10-14 | Anjanece | 1 | 0 | N | N
ANDERSON | K5 | Y | ANDERSON , K5 |  |  | 11.33 | 1997-10-14 | Anjanece | 1 | 0 | N | N
ANDERSON | K5 | Y | ANDERSON , K5 |  |  | 11.67 | 1997-10-14 | Anjanece | 1 | 0 | N | N
ANDERSON | K5 | Y | ANDERSON , K5 |  |  | 11.74 | 1997-10-14 | Anjanece | 1 | 0 | N | N
ANDERSON | K5 | Y | ANDERSON , K5 |  |  | 11.81 | 1997-10-14 | Anjanece | 1 | 0 | N | N
ANDERSON | K5 | Y | ANDERSON , K5 |  |  | 12.47 | 1997-10-14 | Anjanece | 1 | 0 | N | N
ANDERSON | K5 | Y | ANDERSON , K5 |  |  | 12.7 | 1997-10-14 | Anjanece | 1 | 0 | N | N
ANDERSON | K5 | Y | ANDERSON , K5 |  |  | 12.9 | 1997-10-14 | Anjanece | 1 | 0 | N | N
ANDERSON | K5 | Y | ANDERSON , K5 |  |  | 12.95 | 1997-10-14 | Anjanece | 1 | 0 | N | N
ANDERSON | K5 | Y | ANDERSON , K5 |  |  | 13 | 1997-10-14 | Anjanece | 1 | 0 | N | N
ANDERSON | K5 | Y | ANDERSON , K5 |  |  | 13.03 | 1997-10-14 | Anjanece | 1 | 0 | N | N
ANDERSON | K5 | Y | ANDERSON , K5 |  |  | 13.04 | 1997-10-14 | Anjanece | 1 | 0 | N | N
ANDERSON | K5 | Y | ANDERSON , K5 |  |  | 13.05 | 1997-10-14 | Anjanece | 1 | 0 | N | N
ANDERSON | K5 | Y | ANDERSON , K5 |  |  | 13.06 | 1997-10-14 | Anjanece | 1 | 0 | N | N
BURNDY CORP. | KVS34 | Y | BURNDY CORP. , KVS34 | JEA OVERHEAD DISTRIBUTION | CSC Stores | 9.14 | 1997-10-14 | Anjanece | 1 | 0 | N | N
BURNDY CORP. | KVS34 | Y | BURNDY CORP. , KVS34 |  |  | 9.22 | 1997-10-14 | Anjanece | 1 | 0 | N | N
BURNDY CORP. | KVS34 | Y | BURNDY CORP. , KVS34 |  |  | 9.26 | 1997-10-14 | Anjanece | 1 | 0 | N | N
BURNDY CORP. | KVS34 | Y | BURNDY CORP. , KVS34 |  |  | 9.51 | 1997-10-14 | Anjanece | 1 | 0 | N | N
BURNDY CORP. | KVS34 | Y | BURNDY CORP. , KVS34 |  |  | 10.13 | 1997-10-14 | Anjanece | 1 | 0 | N | N
BURNDY CORP. | KVS34 | Y | BURNDY CORP. , KVS34 |  |  | 10.17 | 1997-10-14 | Anjanece | 1 | 0 | N | N
BURNDY CORP. | KVS34 | Y | BURNDY CORP. , KVS34 |  |  | 10.53 | 1997-10-14 | Anjanece | 1 | 0 | N | N
BURNDY CORP. | KVS34 | Y | BURNDY CORP. , KVS34 |  |  | 10.76 | 1997-10-14 | Anjanece | 1 | 0 | N | N
BURNDY CORP. | KVS34 | Y | BURNDY CORP. , KVS34 |  |  | 10.78 | 1997-10-14 | Anjanece | 1 | 0 | N | N
BURNDY CORP. | KVS34 | Y | BURNDY CORP. , KVS34 |  |  | 10.81 | 1997-10-14 | Anjanece | 1 | 0 | N | N
BURNDY CORP. | KVS34 | Y | BURNDY CORP. , KVS34 |  |  | 10.9 | 1997-10-14 | Anjanece | 1 | 0 | N | N
BURNDY CORP. | KVS34 | Y | BURNDY CORP. , KVS34 |  |  | 10.92 | 1997-10-14 | Anjanece | 1 | 0 | N | N
BURNDY CORP. | KVS34 | Y | BURNDY CORP. , KVS34 |  |  | 10.97 | 1997-10-14 | Anjanece | 1 | 0 | N | N
BURNDY CORP. | KVS34 | Y | BURNDY CORP. , KVS34 |  |  | 11.07 | 1997-10-14 | Anjanece | 1 | 0 | N | N
BURNDY CORP. | KVS34 | Y | BURNDY CORP. , KVS34 |  |  | 11.13 | 1997-10-14 | Anjanece | 1 | 0 | N | N
BURNDY CORP. | KVS34 | Y | BURNDY CORP. , KVS34 |  |  | 11.17 | 1997-10-14 | Anjanece | 1 | 0 | N | N
BURNDY CORP. | KVS34 | Y | BURNDY CORP. , KVS34 |  |  | 11.2 | 1997-10-14 | Anjanece | 1 | 0 | N | N
BURNDY CORP. | KVS34 | Y | BURNDY CORP. , KVS34 |  |  | 11.21 | 1997-10-14 | Anjanece | 1 | 0 | N | N
BURNDY CORP. | KVS34 | Y | BURNDY CORP. , KVS34 |  |  | 11.22 | 1997-10-14 | Anjanece | 1 | 0 | N | N
BURNDY CORP. | KVS34 | Y | BURNDY CORP. , KVS34 |  |  | 11.23 | 1997-10-14 | Anjanece | 1 | 0 | N | N
BURNDY CORP. | KVS34 | Y | BURNDY CORP. , KVS34 |  |  | 11.33 | 1997-10-14 | Anjanece | 1 | 0 | N | N
BURNDY CORP. | KVS34 | Y | BURNDY CORP. , KVS34 |  |  | 11.67 | 1997-10-14 | Anjanece | 1 | 0 | N | N
BURNDY CORP. | KVS34 | Y | BURNDY CORP. , KVS34 |  |  | 11.74 | 1997-10-14 | Anjanece | 1 | 0 | N | N
BURNDY CORP. | KVS34 | Y | BURNDY CORP. , KVS34 |  |  | 11.81 | 1997-10-14 | Anjanece | 1 | 0 | N | N
BURNDY CORP. | KVS34 | Y | BURNDY CORP. , KVS34 |  |  | 12.47 | 1997-10-14 | Anjanece | 1 | 0 | N | N
BURNDY CORP. | KVS34 | Y | BURNDY CORP. , KVS34 |  |  | 12.7 | 1997-10-14 | Anjanece | 1 | 0 | N | N
BURNDY CORP. | KVS34 | Y | BURNDY CORP. , KVS34 |  |  | 12.9 | 1997-10-14 | Anjanece | 1 | 0 | N | N
BURNDY CORP. | KVS34 | Y | BURNDY CORP. , KVS34 |  |  | 12.95 | 1997-10-14 | Anjanece | 1 | 0 | N | N
BURNDY CORP. | KVS34 | Y | BURNDY CORP. , KVS34 |  |  | 13 | 1997-10-14 | Anjanece | 1 | 0 | N | N
BURNDY CORP. | KVS34 | Y | BURNDY CORP. , KVS34 |  |  | 13.03 | 1997-10-14 | Anjanece | 1 | 0 | N | N
BURNDY CORP. | KVS34 | Y | BURNDY CORP. , KVS34 |  |  | 13.04 | 1997-10-14 | Anjanece | 1 | 0 | N | N
BURNDY CORP. | KVS34 | Y | BURNDY CORP. , KVS34 |  |  | 13.05 | 1997-10-14 | Anjanece | 1 | 0 | N | N
BURNDY CORP. | KVS34 | Y | BURNDY CORP. , KVS34 |  |  | 13.06 | 1997-10-14 | Anjanece | 1 | 0 | N | N
DOSSERT | DSU50-JEA | Y | DOSSERT , DSU50-JEA | JEA OVERHEAD DISTRIBUTION | CSC Stores | 9.14 | 1997-10-14 | Anjanece | 1 | 0 | N | N
DOSSERT | DSU50-JEA | Y | DOSSERT , DSU50-JEA |  |  | 9.22 | 1997-10-14 | Anjanece | 1 | 0 | N | N
DOSSERT | DSU50-JEA | Y | DOSSERT , DSU50-JEA |  |  | 9.26 | 1997-10-14 | Anjanece | 1 | 0 | N | N
DOSSERT | DSU50-JEA | Y | DOSSERT , DSU50-JEA |  |  | 9.51 | 1997-10-14 | Anjanece | 1 | 0 | N | N
DOSSERT | DSU50-JEA | Y | DOSSERT , DSU50-JEA |  |  | 10.13 | 1997-10-14 | Anjanece | 1 | 0 | N | N
DOSSERT | DSU50-JEA | Y | DOSSERT , DSU50-JEA |  |  | 10.17 | 1997-10-14 | Anjanece | 1 | 0 | N | N
DOSSERT | DSU50-JEA | Y | DOSSERT , DSU50-JEA |  |  | 10.53 | 1997-10-14 | Anjanece | 1 | 0 | N | N
DOSSERT | DSU50-JEA | Y | DOSSERT , DSU50-JEA |  |  | 10.76 | 1997-10-14 | Anjanece | 1 | 0 | N | N
DOSSERT | DSU50-JEA | Y | DOSSERT , DSU50-JEA |  |  | 10.78 | 1997-10-14 | Anjanece | 1 | 0 | N | N
DOSSERT | DSU50-JEA | Y | DOSSERT , DSU50-JEA |  |  | 10.81 | 1997-10-14 | Anjanece | 1 | 0 | N | N
DOSSERT | DSU50-JEA | Y | DOSSERT , DSU50-JEA |  |  | 10.9 | 1997-10-14 | Anjanece | 1 | 0 | N | N
DOSSERT | DSU50-JEA | Y | DOSSERT , DSU50-JEA |  |  | 10.92 | 1997-10-14 | Anjanece | 1 | 0 | N | N
DOSSERT | DSU50-JEA | Y | DOSSERT , DSU50-JEA |  |  | 10.97 | 1997-10-14 | Anjanece | 1 | 0 | N | N
DOSSERT | DSU50-JEA | Y | DOSSERT , DSU50-JEA |  |  | 11.07 | 1997-10-14 | Anjanece | 1 | 0 | N | N
DOSSERT | DSU50-JEA | Y | DOSSERT , DSU50-JEA |  |  | 11.13 | 1997-10-14 | Anjanece | 1 | 0 | N | N
DOSSERT | DSU50-JEA | Y | DOSSERT , DSU50-JEA |  |  | 11.17 | 1997-10-14 | Anjanece | 1 | 0 | N | N
DOSSERT | DSU50-JEA | Y | DOSSERT , DSU50-JEA |  |  | 11.2 | 1997-10-14 | Anjanece | 1 | 0 | N | N
DOSSERT | DSU50-JEA | Y | DOSSERT , DSU50-JEA |  |  | 11.21 | 1997-10-14 | Anjanece | 1 | 0 | N | N
DOSSERT | DSU50-JEA | Y | DOSSERT , DSU50-JEA |  |  | 11.22 | 1997-10-14 | Anjanece | 1 | 0 | N | N
DOSSERT | DSU50-JEA | Y | DOSSERT , DSU50-JEA |  |  | 11.23 | 1997-10-14 | Anjanece | 1 | 0 | N | N
DOSSERT | DSU50-JEA | Y | DOSSERT , DSU50-JEA |  |  | 11.33 | 1997-10-14 | Anjanece | 1 | 0 | N | N
DOSSERT | DSU50-JEA | Y | DOSSERT , DSU50-JEA |  |  | 11.67 | 1997-10-14 | Anjanece | 1 | 0 | N | N
DOSSERT | DSU50-JEA | Y | DOSSERT , DSU50-JEA |  |  | 11.74 | 1997-10-14 | Anjanece | 1 | 0 | N | N
DOSSERT | DSU50-JEA | Y | DOSSERT , DSU50-JEA |  |  | 11.81 | 1997-10-14 | Anjanece | 1 | 0 | N | N
DOSSERT | DSU50-JEA | Y | DOSSERT , DSU50-JEA |  |  | 12.47 | 1997-10-14 | Anjanece | 1 | 0 | N | N
DOSSERT | DSU50-JEA | Y | DOSSERT , DSU50-JEA |  |  | 12.7 | 1997-10-14 | Anjanece | 1 | 0 | N | N
DOSSERT | DSU50-JEA | Y | DOSSERT , DSU50-JEA |  |  | 12.9 | 1997-10-14 | Anjanece | 1 | 0 | N | N
DOSSERT | DSU50-JEA | Y | DOSSERT , DSU50-JEA |  |  | 12.95 | 1997-10-14 | Anjanece | 1 | 0 | N | N
DOSSERT | DSU50-JEA | Y | DOSSERT , DSU50-JEA |  |  | 13 | 1997-10-14 | Anjanece | 1 | 0 | N | N
DOSSERT | DSU50-JEA | Y | DOSSERT , DSU50-JEA |  |  | 13.03 | 1997-10-14 | Anjanece | 1 | 0 | N | N
DOSSERT | DSU50-JEA | Y | DOSSERT , DSU50-JEA |  |  | 13.04 | 1997-10-14 | Anjanece | 1 | 0 | N | N
DOSSERT | DSU50-JEA | Y | DOSSERT , DSU50-JEA |  |  | 13.05 | 1997-10-14 | Anjanece | 1 | 0 | N | N
DOSSERT | DSU50-JEA | Y | DOSSERT , DSU50-JEA |  |  | 13.06 | 1997-10-14 | Anjanece | 1 | 0 | N | N
HOMAC | TBC500-S | Y | HOMAC , TBC500-S | JEA OVERHEAD DISTRIBUTION | CSC Stores | 9.14 | 1997-10-14 | Anjanece | 1 | 0 | N | N
HOMAC | TBC500-S | Y | HOMAC , TBC500-S |  |  | 9.22 | 1997-10-14 | Anjanece | 1 | 0 | N | N
HOMAC | TBC500-S | Y | HOMAC , TBC500-S |  |  | 9.26 | 1997-10-14 | Anjanece | 1 | 0 | N | N
HOMAC | TBC500-S | Y | HOMAC , TBC500-S |  |  | 9.51 | 1997-10-14 | Anjanece | 1 | 0 | N | N
HOMAC | TBC500-S | Y | HOMAC , TBC500-S |  |  | 10.13 | 1997-10-14 | Anjanece | 1 | 0 | N | N
HOMAC | TBC500-S | Y | HOMAC , TBC500-S |  |  | 10.17 | 1997-10-14 | Anjanece | 1 | 0 | N | N
HOMAC | TBC500-S | Y | HOMAC , TBC500-S |  |  | 10.53 | 1997-10-14 | Anjanece | 1 | 0 | N | N
HOMAC | TBC500-S | Y | HOMAC , TBC500-S |  |  | 10.76 | 1997-10-14 | Anjanece | 1 | 0 | N | N
HOMAC | TBC500-S | Y | HOMAC , TBC500-S |  |  | 10.78 | 1997-10-14 | Anjanece | 1 | 0 | N | N
HOMAC | TBC500-S | Y | HOMAC , TBC500-S |  |  | 10.81 | 1997-10-14 | Anjanece | 1 | 0 | N | N
HOMAC | TBC500-S | Y | HOMAC , TBC500-S |  |  | 10.9 | 1997-10-14 | Anjanece | 1 | 0 | N | N
HOMAC | TBC500-S | Y | HOMAC , TBC500-S |  |  | 10.92 | 1997-10-14 | Anjanece | 1 | 0 | N | N
HOMAC | TBC500-S | Y | HOMAC , TBC500-S |  |  | 10.97 | 1997-10-14 | Anjanece | 1 | 0 | N | N
HOMAC | TBC500-S | Y | HOMAC , TBC500-S |  |  | 11.07 | 1997-10-14 | Anjanece | 1 | 0 | N | N
HOMAC | TBC500-S | Y | HOMAC , TBC500-S |  |  | 11.13 | 1997-10-14 | Anjanece | 1 | 0 | N | N
HOMAC | TBC500-S | Y | HOMAC , TBC500-S |  |  | 11.17 | 1997-10-14 | Anjanece | 1 | 0 | N | N
HOMAC | TBC500-S | Y | HOMAC , TBC500-S |  |  | 11.2 | 1997-10-14 | Anjanece | 1 | 0 | N | N
HOMAC | TBC500-S | Y | HOMAC , TBC500-S |  |  | 11.21 | 1997-10-14 | Anjanece | 1 | 0 | N | N
HOMAC | TBC500-S | Y | HOMAC , TBC500-S |  |  | 11.22 | 1997-10-14 | Anjanece | 1 | 0 | N | N
HOMAC | TBC500-S | Y | HOMAC , TBC500-S |  |  | 11.23 | 1997-10-14 | Anjanece | 1 | 0 | N | N
HOMAC | TBC500-S | Y | HOMAC , TBC500-S |  |  | 11.33 | 1997-10-14 | Anjanece | 1 | 0 | N | N
HOMAC | TBC500-S | Y | HOMAC , TBC500-S |  |  | 11.67 | 1997-10-14 | Anjanece | 1 | 0 | N | N
HOMAC | TBC500-S | Y | HOMAC , TBC500-S |  |  | 11.74 | 1997-10-14 | Anjanece | 1 | 0 | N | N
HOMAC | TBC500-S | Y | HOMAC , TBC500-S |  |  | 11.81 | 1997-10-14 | Anjanece | 1 | 0 | N | N
HOMAC | TBC500-S | Y | HOMAC , TBC500-S |  |  | 12.47 | 1997-10-14 | Anjanece | 1 | 0 | N | N
HOMAC | TBC500-S | Y | HOMAC , TBC500-S |  |  | 12.7 | 1997-10-14 | Anjanece | 1 | 0 | N | N
HOMAC | TBC500-S | Y | HOMAC , TBC500-S |  |  | 12.9 | 1997-10-14 | Anjanece | 1 | 0 | N | N
HOMAC | TBC500-S | Y | HOMAC , TBC500-S |  |  | 12.95 | 1997-10-14 | Anjanece | 1 | 0 | N | N
HOMAC | TBC500-S | Y | HOMAC , TBC500-S |  |  | 13 | 1997-10-14 | Anjanece | 1 | 0 | N | N
HOMAC | TBC500-S | Y | HOMAC , TBC500-S |  |  | 13.03 | 1997-10-14 | Anjanece | 1 | 0 | N | N
HOMAC | TBC500-S | Y | HOMAC , TBC500-S |  |  | 13.04 | 1997-10-14 | Anjanece | 1 | 0 | N | N
HOMAC | TBC500-S | Y | HOMAC , TBC500-S |  |  | 13.05 | 1997-10-14 | Anjanece | 1 | 0 | N | N
HOMAC | TBC500-S | Y | HOMAC , TBC500-S |  |  | 13.06 | 1997-10-14 | Anjanece | 1 | 0 | N | N
PENN-UNION | VT-4 | Y | PENN-UNION , VT-4 | JEA OVERHEAD DISTRIBUTION | CSC Stores | 9.14 | 1997-10-14 | Anjanece | 1 | 0 | N | N
PENN-UNION | VT-4 | Y | PENN-UNION , VT-4 |  |  | 9.22 | 1997-10-14 | Anjanece | 1 | 0 | N | N
PENN-UNION | VT-4 | Y | PENN-UNION , VT-4 |  |  | 9.26 | 1997-10-14 | Anjanece | 1 | 0 | N | N
PENN-UNION | VT-4 | Y | PENN-UNION , VT-4 |  |  | 9.51 | 1997-10-14 | Anjanece | 1 | 0 | N | N
PENN-UNION | VT-4 | Y | PENN-UNION , VT-4 |  |  | 10.13 | 1997-10-14 | Anjanece | 1 | 0 | N | N
PENN-UNION | VT-4 | Y | PENN-UNION , VT-4 |  |  | 10.17 | 1997-10-14 | Anjanece | 1 | 0 | N | N
PENN-UNION | VT-4 | Y | PENN-UNION , VT-4 |  |  | 10.53 | 1997-10-14 | Anjanece | 1 | 0 | N | N
PENN-UNION | VT-4 | Y | PENN-UNION , VT-4 |  |  | 10.76 | 1997-10-14 | Anjanece | 1 | 0 | N | N
PENN-UNION | VT-4 | Y | PENN-UNION , VT-4 |  |  | 10.78 | 1997-10-14 | Anjanece | 1 | 0 | N | N
PENN-UNION | VT-4 | Y | PENN-UNION , VT-4 |  |  | 10.81 | 1997-10-14 | Anjanece | 1 | 0 | N | N
PENN-UNION | VT-4 | Y | PENN-UNION , VT-4 |  |  | 10.9 | 1997-10-14 | Anjanece | 1 | 0 | N | N
PENN-UNION | VT-4 | Y | PENN-UNION , VT-4 |  |  | 10.92 | 1997-10-14 | Anjanece | 1 | 0 | N | N
PENN-UNION | VT-4 | Y | PENN-UNION , VT-4 |  |  | 10.97 | 1997-10-14 | Anjanece | 1 | 0 | N | N
PENN-UNION | VT-4 | Y | PENN-UNION , VT-4 |  |  | 11.07 | 1997-10-14 | Anjanece | 1 | 0 | N | N
PENN-UNION | VT-4 | Y | PENN-UNION , VT-4 |  |  | 11.13 | 1997-10-14 | Anjanece | 1 | 0 | N | N
PENN-UNION | VT-4 | Y | PENN-UNION , VT-4 |  |  | 11.17 | 1997-10-14 | Anjanece | 1 | 0 | N | N
PENN-UNION | VT-4 | Y | PENN-UNION , VT-4 |  |  | 11.2 | 1997-10-14 | Anjanece | 1 | 0 | N | N
PENN-UNION | VT-4 | Y | PENN-UNION , VT-4 |  |  | 11.21 | 1997-10-14 | Anjanece | 1 | 0 | N | N
PENN-UNION | VT-4 | Y | PENN-UNION , VT-4 |  |  | 11.22 | 1997-10-14 | Anjanece | 1 | 0 | N | N
PENN-UNION | VT-4 | Y | PENN-UNION , VT-4 |  |  | 11.23 | 1997-10-14 | Anjanece | 1 | 0 | N | N
PENN-UNION | VT-4 | Y | PENN-UNION , VT-4 |  |  | 11.33 | 1997-10-14 | Anjanece | 1 | 0 | N | N
PENN-UNION | VT-4 | Y | PENN-UNION , VT-4 |  |  | 11.67 | 1997-10-14 | Anjanece | 1 | 0 | N | N
PENN-UNION | VT-4 | Y | PENN-UNION , VT-4 |  |  | 11.74 | 1997-10-14 | Anjanece | 1 | 0 | N | N
PENN-UNION | VT-4 | Y | PENN-UNION , VT-4 |  |  | 11.81 | 1997-10-14 | Anjanece | 1 | 0 | N | N
PENN-UNION | VT-4 | Y | PENN-UNION , VT-4 |  |  | 12.47 | 1997-10-14 | Anjanece | 1 | 0 | N | N
PENN-UNION | VT-4 | Y | PENN-UNION , VT-4 |  |  | 12.7 | 1997-10-14 | Anjanece | 1 | 0 | N | N
PENN-UNION | VT-4 | Y | PENN-UNION , VT-4 |  |  | 12.9 | 1997-10-14 | Anjanece | 1 | 0 | N | N
PENN-UNION | VT-4 | Y | PENN-UNION , VT-4 |  |  | 12.95 | 1997-10-14 | Anjanece | 1 | 0 | N | N
PENN-UNION | VT-4 | Y | PENN-UNION , VT-4 |  |  | 13 | 1997-10-14 | Anjanece | 1 | 0 | N | N
PENN-UNION | VT-4 | Y | PENN-UNION , VT-4 |  |  | 13.03 | 1997-10-14 | Anjanece | 1 | 0 | N | N
PENN-UNION | VT-4 | Y | PENN-UNION , VT-4 |  |  | 13.04 | 1997-10-14 | Anjanece | 1 | 0 | N | N
PENN-UNION | VT-4 | Y | PENN-UNION , VT-4 |  |  | 13.05 | 1997-10-14 | Anjanece | 1 | 0 | N | N
PENN-UNION | VT-4 | Y | PENN-UNION , VT-4 |  |  | 13.06 | 1997-10-14 | Anjanece | 1 | 0 | N | N
SEFCOR | GFCS-5656 | Y | SEFCOR , GFCS-5656 | JEA OVERHEAD DISTRIBUTION | CSC Stores | 9.14 | 1997-10-14 | Anjanece | 1 | 0 | N | N
SEFCOR | GFCS-5656 | Y | SEFCOR , GFCS-5656 |  |  | 9.22 | 1997-10-14 | Anjanece | 1 | 0 | N | N
SEFCOR | GFCS-5656 | Y | SEFCOR , GFCS-5656 |  |  | 9.26 | 1997-10-14 | Anjanece | 1 | 0 | N | N
SEFCOR | GFCS-5656 | Y | SEFCOR , GFCS-5656 |  |  | 9.51 | 1997-10-14 | Anjanece | 1 | 0 | N | N
SEFCOR | GFCS-5656 | Y | SEFCOR , GFCS-5656 |  |  | 10.13 | 1997-10-14 | Anjanece | 1 | 0 | N | N
SEFCOR | GFCS-5656 | Y | SEFCOR , GFCS-5656 |  |  | 10.17 | 1997-10-14 | Anjanece | 1 | 0 | N | N
SEFCOR | GFCS-5656 | Y | SEFCOR , GFCS-5656 |  |  | 10.53 | 1997-10-14 | Anjanece | 1 | 0 | N | N
SEFCOR | GFCS-5656 | Y | SEFCOR , GFCS-5656 |  |  | 10.76 | 1997-10-14 | Anjanece | 1 | 0 | N | N
SEFCOR | GFCS-5656 | Y | SEFCOR , GFCS-5656 |  |  | 10.78 | 1997-10-14 | Anjanece | 1 | 0 | N | N
SEFCOR | GFCS-5656 | Y | SEFCOR , GFCS-5656 |  |  | 10.81 | 1997-10-14 | Anjanece | 1 | 0 | N | N
SEFCOR | GFCS-5656 | Y | SEFCOR , GFCS-5656 |  |  | 10.9 | 1997-10-14 | Anjanece | 1 | 0 | N | N
SEFCOR | GFCS-5656 | Y | SEFCOR , GFCS-5656 |  |  | 10.92 | 1997-10-14 | Anjanece | 1 | 0 | N | N
SEFCOR | GFCS-5656 | Y | SEFCOR , GFCS-5656 |  |  | 10.97 | 1997-10-14 | Anjanece | 1 | 0 | N | N
SEFCOR | GFCS-5656 | Y | SEFCOR , GFCS-5656 |  |  | 11.07 | 1997-10-14 | Anjanece | 1 | 0 | N | N
SEFCOR | GFCS-5656 | Y | SEFCOR , GFCS-5656 |  |  | 11.13 | 1997-10-14 | Anjanece | 1 | 0 | N | N
SEFCOR | GFCS-5656 | Y | SEFCOR , GFCS-5656 |  |  | 11.17 | 1997-10-14 | Anjanece | 1 | 0 | N | N
SEFCOR | GFCS-5656 | Y | SEFCOR , GFCS-5656 |  |  | 11.2 | 1997-10-14 | Anjanece | 1 | 0 | N | N
SEFCOR | GFCS-5656 | Y | SEFCOR , GFCS-5656 |  |  | 11.21 | 1997-10-14 | Anjanece | 1 | 0 | N | N
SEFCOR | GFCS-5656 | Y | SEFCOR , GFCS-5656 |  |  | 11.22 | 1997-10-14 | Anjanece | 1 | 0 | N | N
SEFCOR | GFCS-5656 | Y | SEFCOR , GFCS-5656 |  |  | 11.23 | 1997-10-14 | Anjanece | 1 | 0 | N | N
SEFCOR | GFCS-5656 | Y | SEFCOR , GFCS-5656 |  |  | 11.33 | 1997-10-14 | Anjanece | 1 | 0 | N | N
SEFCOR | GFCS-5656 | Y | SEFCOR , GFCS-5656 |  |  | 11.67 | 1997-10-14 | Anjanece | 1 | 0 | N | N
SEFCOR | GFCS-5656 | Y | SEFCOR , GFCS-5656 |  |  | 11.74 | 1997-10-14 | Anjanece | 1 | 0 | N | N
SEFCOR | GFCS-5656 | Y | SEFCOR , GFCS-5656 |  |  | 11.81 | 1997-10-14 | Anjanece | 1 | 0 | N | N
SEFCOR | GFCS-5656 | Y | SEFCOR , GFCS-5656 |  |  | 12.47 | 1997-10-14 | Anjanece | 1 | 0 | N | N
SEFCOR | GFCS-5656 | Y | SEFCOR , GFCS-5656 |  |  | 12.7 | 1997-10-14 | Anjanece | 1 | 0 | N | N
SEFCOR | GFCS-5656 | Y | SEFCOR , GFCS-5656 |  |  | 12.9 | 1997-10-14 | Anjanece | 1 | 0 | N | N
SEFCOR | GFCS-5656 | Y | SEFCOR , GFCS-5656 |  |  | 12.95 | 1997-10-14 | Anjanece | 1 | 0 | N | N
SEFCOR | GFCS-5656 | Y | SEFCOR , GFCS-5656 |  |  | 13 | 1997-10-14 | Anjanece | 1 | 0 | N | N
SEFCOR | GFCS-5656 | Y | SEFCOR , GFCS-5656 |  |  | 13.03 | 1997-10-14 | Anjanece | 1 | 0 | N | N
SEFCOR | GFCS-5656 | Y | SEFCOR , GFCS-5656 |  |  | 13.04 | 1997-10-14 | Anjanece | 1 | 0 | N | N
SEFCOR | GFCS-5656 | Y | SEFCOR , GFCS-5656 |  |  | 13.05 | 1997-10-14 | Anjanece | 1 | 0 | N | N
SEFCOR | GFCS-5656 | Y | SEFCOR , GFCS-5656 |  |  | 13.06 | 1997-10-14 | Anjanece | 1 | 0 | N | N
UTILITY STANDARD | USKVS34 | Y | UTILITY STANDARD , USKVS34 | JEA OVERHEAD DISTRIBUTION | CSC Stores | 9.14 | 1997-10-14 | Anjanece | 1 | 0 | N | N
UTILITY STANDARD | USKVS34 | Y | UTILITY STANDARD , USKVS34 |  |  | 9.22 | 1997-10-14 | Anjanece | 1 | 0 | N | N
UTILITY STANDARD | USKVS34 | Y | UTILITY STANDARD , USKVS34 |  |  | 9.26 | 1997-10-14 | Anjanece | 1 | 0 | N | N
UTILITY STANDARD | USKVS34 | Y | UTILITY STANDARD , USKVS34 |  |  | 9.51 | 1997-10-14 | Anjanece | 1 | 0 | N | N
UTILITY STANDARD | USKVS34 | Y | UTILITY STANDARD , USKVS34 |  |  | 10.13 | 1997-10-14 | Anjanece | 1 | 0 | N | N
UTILITY STANDARD | USKVS34 | Y | UTILITY STANDARD , USKVS34 |  |  | 10.17 | 1997-10-14 | Anjanece | 1 | 0 | N | N
UTILITY STANDARD | USKVS34 | Y | UTILITY STANDARD , USKVS34 |  |  | 10.53 | 1997-10-14 | Anjanece | 1 | 0 | N | N
UTILITY STANDARD | USKVS34 | Y | UTILITY STANDARD , USKVS34 |  |  | 10.76 | 1997-10-14 | Anjanece | 1 | 0 | N | N
UTILITY STANDARD | USKVS34 | Y | UTILITY STANDARD , USKVS34 |  |  | 10.78 | 1997-10-14 | Anjanece | 1 | 0 | N | N
UTILITY STANDARD | USKVS34 | Y | UTILITY STANDARD , USKVS34 |  |  | 10.81 | 1997-10-14 | Anjanece | 1 | 0 | N | N
UTILITY STANDARD | USKVS34 | Y | UTILITY STANDARD , USKVS34 |  |  | 10.9 | 1997-10-14 | Anjanece | 1 | 0 | N | N
UTILITY STANDARD | USKVS34 | Y | UTILITY STANDARD , USKVS34 |  |  | 10.92 | 1997-10-14 | Anjanece | 1 | 0 | N | N
UTILITY STANDARD | USKVS34 | Y | UTILITY STANDARD , USKVS34 |  |  | 10.97 | 1997-10-14 | Anjanece | 1 | 0 | N | N
UTILITY STANDARD | USKVS34 | Y | UTILITY STANDARD , USKVS34 |  |  | 11.07 | 1997-10-14 | Anjanece | 1 | 0 | N | N
UTILITY STANDARD | USKVS34 | Y | UTILITY STANDARD , USKVS34 |  |  | 11.13 | 1997-10-14 | Anjanece | 1 | 0 | N | N
UTILITY STANDARD | USKVS34 | Y | UTILITY STANDARD , USKVS34 |  |  | 11.17 | 1997-10-14 | Anjanece | 1 | 0 | N | N
UTILITY STANDARD | USKVS34 | Y | UTILITY STANDARD , USKVS34 |  |  | 11.2 | 1997-10-14 | Anjanece | 1 | 0 | N | N
UTILITY STANDARD | USKVS34 | Y | UTILITY STANDARD , USKVS34 |  |  | 11.21 | 1997-10-14 | Anjanece | 1 | 0 | N | N
UTILITY STANDARD | USKVS34 | Y | UTILITY STANDARD , USKVS34 |  |  | 11.22 | 1997-10-14 | Anjanece | 1 | 0 | N | N
UTILITY STANDARD | USKVS34 | Y | UTILITY STANDARD , USKVS34 |  |  | 11.23 | 1997-10-14 | Anjanece | 1 | 0 | N | N
UTILITY STANDARD | USKVS34 | Y | UTILITY STANDARD , USKVS34 |  |  | 11.33 | 1997-10-14 | Anjanece | 1 | 0 | N | N
UTILITY STANDARD | USKVS34 | Y | UTILITY STANDARD , USKVS34 |  |  | 11.67 | 1997-10-14 | Anjanece | 1 | 0 | N | N
UTILITY STANDARD | USKVS34 | Y | UTILITY STANDARD , USKVS34 |  |  | 11.74 | 1997-10-14 | Anjanece | 1 | 0 | N | N
UTILITY STANDARD | USKVS34 | Y | UTILITY STANDARD , USKVS34 |  |  | 11.81 | 1997-10-14 | Anjanece | 1 | 0 | N | N
UTILITY STANDARD | USKVS34 | Y | UTILITY STANDARD , USKVS34 |  |  | 12.47 | 1997-10-14 | Anjanece | 1 | 0 | N | N
UTILITY STANDARD | USKVS34 | Y | UTILITY STANDARD , USKVS34 |  |  | 12.7 | 1997-10-14 | Anjanece | 1 | 0 | N | N
UTILITY STANDARD | USKVS34 | Y | UTILITY STANDARD , USKVS34 |  |  | 12.9 | 1997-10-14 | Anjanece | 1 | 0 | N | N
UTILITY STANDARD | USKVS34 | Y | UTILITY STANDARD , USKVS34 |  |  | 12.95 | 1997-10-14 | Anjanece | 1 | 0 | N | N
UTILITY STANDARD | USKVS34 | Y | UTILITY STANDARD , USKVS34 |  |  | 13 | 1997-10-14 | Anjanece | 1 | 0 | N | N
UTILITY STANDARD | USKVS34 | Y | UTILITY STANDARD , USKVS34 |  |  | 13.03 | 1997-10-14 | Anjanece | 1 | 0 | N | N
UTILITY STANDARD | USKVS34 | Y | UTILITY STANDARD , USKVS34 |  |  | 13.04 | 1997-10-14 | Anjanece | 1 | 0 | N | N
UTILITY STANDARD | USKVS34 | Y | UTILITY STANDARD , USKVS34 |  |  | 13.05 | 1997-10-14 | Anjanece | 1 | 0 | N | N
UTILITY STANDARD | USKVS34 | Y | UTILITY STANDARD , USKVS34 |  |  | 13.06 | 1997-10-14 | Anjanece | 1 | 0 | N | N
AFL | DSU80 | Y | AFL , DSU80 | JEA OVERHEAD DISTRIBUTION | CSC Stores | 15.51 | 1997-10-14 | Anjanece | 1 | 0 | N | N
AFL | DSU80 | Y | AFL , DSU80 |  |  | 15.75 | 1997-10-14 | Anjanece | 1 | 0 | N | N
AFL | DSU80 | Y | AFL , DSU80 |  |  | 16.09 | 1997-10-14 | Anjanece | 1 | 0 | N | N
AFL | DSU80 | Y | AFL , DSU80 |  |  | 16.9 | 1997-10-14 | Anjanece | 1 | 0 | N | N
AFL | DSU80 | Y | AFL , DSU80 |  |  | 19.87 | 1997-10-14 | Anjanece | 1 | 0 | N | N
AFL | DSU80 | Y | AFL , DSU80 |  |  | 21.1 | 1997-10-14 | Anjanece | 1 | 0 | N | N
AFL | DSU80 | Y | AFL , DSU80 |  |  | 21.45 | 1997-10-14 | Anjanece | 1 | 0 | N | N
AFL | DSU80 | Y | AFL , DSU80 |  |  | 21.5 | 1997-10-14 | Anjanece | 1 | 0 | N | N
AFL | DSU80 | Y | AFL , DSU80 |  |  | 22.02 | 1997-10-14 | Anjanece | 1 | 0 | N | N
AFL | DSU80 | Y | AFL , DSU80 |  |  | 22.47 | 1997-10-14 | Anjanece | 1 | 0 | N | N
AFL | DSU80 | Y | AFL , DSU80 |  |  | 24 | 1997-10-14 | Anjanece | 1 | 0 | N | N
ANDERSON | K6 | Y | ANDERSON , K6 | JEA OVERHEAD DISTRIBUTION | CSC Stores | 15.51 | 1997-10-14 | Anjanece | 1 | 0 | N | N
ANDERSON | K6 | Y | ANDERSON , K6 |  |  | 15.75 | 1997-10-14 | Anjanece | 1 | 0 | N | N
ANDERSON | K6 | Y | ANDERSON , K6 |  |  | 16.09 | 1997-10-14 | Anjanece | 1 | 0 | N | N
ANDERSON | K6 | Y | ANDERSON , K6 |  |  | 16.9 | 1997-10-14 | Anjanece | 1 | 0 | N | N
ANDERSON | K6 | Y | ANDERSON , K6 |  |  | 19.87 | 1997-10-14 | Anjanece | 1 | 0 | N | N
ANDERSON | K6 | Y | ANDERSON , K6 |  |  | 21.1 | 1997-10-14 | Anjanece | 1 | 0 | N | N
ANDERSON | K6 | Y | ANDERSON , K6 |  |  | 21.45 | 1997-10-14 | Anjanece | 1 | 0 | N | N
ANDERSON | K6 | Y | ANDERSON , K6 |  |  | 21.5 | 1997-10-14 | Anjanece | 1 | 0 | N | N
ANDERSON | K6 | Y | ANDERSON , K6 |  |  | 22.02 | 1997-10-14 | Anjanece | 1 | 0 | N | N
ANDERSON | K6 | Y | ANDERSON , K6 |  |  | 22.47 | 1997-10-14 | Anjanece | 1 | 0 | N | N
ANDERSON | K6 | Y | ANDERSON , K6 |  |  | 24 | 1997-10-14 | Anjanece | 1 | 0 | N | N
BURNDY CORP. | KVS40 | Y | BURNDY CORP. , KVS40 | JEA OVERHEAD DISTRIBUTION | CSC Stores | 15.51 | 1997-10-14 | Anjanece | 1 | 0 | N | N
BURNDY CORP. | KVS40 | Y | BURNDY CORP. , KVS40 |  |  | 15.75 | 1997-10-14 | Anjanece | 1 | 0 | N | N
BURNDY CORP. | KVS40 | Y | BURNDY CORP. , KVS40 |  |  | 16.09 | 1997-10-14 | Anjanece | 1 | 0 | N | N
BURNDY CORP. | KVS40 | Y | BURNDY CORP. , KVS40 |  |  | 16.9 | 1997-10-14 | Anjanece | 1 | 0 | N | N
BURNDY CORP. | KVS40 | Y | BURNDY CORP. , KVS40 |  |  | 19.87 | 1997-10-14 | Anjanece | 1 | 0 | N | N
BURNDY CORP. | KVS40 | Y | BURNDY CORP. , KVS40 |  |  | 21.1 | 1997-10-14 | Anjanece | 1 | 0 | N | N
BURNDY CORP. | KVS40 | Y | BURNDY CORP. , KVS40 |  |  | 21.45 | 1997-10-14 | Anjanece | 1 | 0 | N | N
BURNDY CORP. | KVS40 | Y | BURNDY CORP. , KVS40 |  |  | 21.5 | 1997-10-14 | Anjanece | 1 | 0 | N | N
BURNDY CORP. | KVS40 | Y | BURNDY CORP. , KVS40 |  |  | 22.02 | 1997-10-14 | Anjanece | 1 | 0 | N | N
BURNDY CORP. | KVS40 | Y | BURNDY CORP. , KVS40 |  |  | 22.47 | 1997-10-14 | Anjanece | 1 | 0 | N | N
BURNDY CORP. | KVS40 | Y | BURNDY CORP. , KVS40 |  |  | 24 | 1997-10-14 | Anjanece | 1 | 0 | N | N
HOMAC | TBC-800-S | Y | HOMAC , TBC-800-S | JEA OVERHEAD DISTRIBUTION | CSC Stores | 15.51 | 1997-10-14 | Anjanece | 1 | 0 | N | N
HOMAC | TBC-800-S | Y | HOMAC , TBC-800-S |  |  | 15.75 | 1997-10-14 | Anjanece | 1 | 0 | N | N
HOMAC | TBC-800-S | Y | HOMAC , TBC-800-S |  |  | 16.09 | 1997-10-14 | Anjanece | 1 | 0 | N | N
HOMAC | TBC-800-S | Y | HOMAC , TBC-800-S |  |  | 16.9 | 1997-10-14 | Anjanece | 1 | 0 | N | N
HOMAC | TBC-800-S | Y | HOMAC , TBC-800-S |  |  | 19.87 | 1997-10-14 | Anjanece | 1 | 0 | N | N
HOMAC | TBC-800-S | Y | HOMAC , TBC-800-S |  |  | 21.1 | 1997-10-14 | Anjanece | 1 | 0 | N | N
HOMAC | TBC-800-S | Y | HOMAC , TBC-800-S |  |  | 21.45 | 1997-10-14 | Anjanece | 1 | 0 | N | N
HOMAC | TBC-800-S | Y | HOMAC , TBC-800-S |  |  | 21.5 | 1997-10-14 | Anjanece | 1 | 0 | N | N
HOMAC | TBC-800-S | Y | HOMAC , TBC-800-S |  |  | 22.02 | 1997-10-14 | Anjanece | 1 | 0 | N | N
HOMAC | TBC-800-S | Y | HOMAC , TBC-800-S |  |  | 22.47 | 1997-10-14 | Anjanece | 1 | 0 | N | N
HOMAC | TBC-800-S | Y | HOMAC , TBC-800-S |  |  | 24 | 1997-10-14 | Anjanece | 1 | 0 | N | N
PENN-UNION | VT-5 | Y | PENN-UNION , VT-5 | JEA OVERHEAD DISTRIBUTION | CSC Stores | 15.51 | 1997-10-14 | Anjanece | 1 | 0 | N | N
PENN-UNION | VT-5 | Y | PENN-UNION , VT-5 |  |  | 15.75 | 1997-10-14 | Anjanece | 1 | 0 | N | N
PENN-UNION | VT-5 | Y | PENN-UNION , VT-5 |  |  | 16.09 | 1997-10-14 | Anjanece | 1 | 0 | N | N
PENN-UNION | VT-5 | Y | PENN-UNION , VT-5 |  |  | 16.9 | 1997-10-14 | Anjanece | 1 | 0 | N | N
PENN-UNION | VT-5 | Y | PENN-UNION , VT-5 |  |  | 19.87 | 1997-10-14 | Anjanece | 1 | 0 | N | N
PENN-UNION | VT-5 | Y | PENN-UNION , VT-5 |  |  | 21.1 | 1997-10-14 | Anjanece | 1 | 0 | N | N
PENN-UNION | VT-5 | Y | PENN-UNION , VT-5 |  |  | 21.45 | 1997-10-14 | Anjanece | 1 | 0 | N | N
PENN-UNION | VT-5 | Y | PENN-UNION , VT-5 |  |  | 21.5 | 1997-10-14 | Anjanece | 1 | 0 | N | N
PENN-UNION | VT-5 | Y | PENN-UNION , VT-5 |  |  | 22.02 | 1997-10-14 | Anjanece | 1 | 0 | N | N
PENN-UNION | VT-5 | Y | PENN-UNION , VT-5 |  |  | 22.47 | 1997-10-14 | Anjanece | 1 | 0 | N | N
PENN-UNION | VT-5 | Y | PENN-UNION , VT-5 |  |  | 24 | 1997-10-14 | Anjanece | 1 | 0 | N | N
SEFCOR | GFCS-6262 | Y | SEFCOR , GFCS-6262 | JEA OVERHEAD DISTRIBUTION | CSC Stores | 15.51 | 1997-10-14 | Anjanece | 1 | 0 | N | N
SEFCOR | GFCS-6262 | Y | SEFCOR , GFCS-6262 |  |  | 15.75 | 1997-10-14 | Anjanece | 1 | 0 | N | N
SEFCOR | GFCS-6262 | Y | SEFCOR , GFCS-6262 |  |  | 16.09 | 1997-10-14 | Anjanece | 1 | 0 | N | N
SEFCOR | GFCS-6262 | Y | SEFCOR , GFCS-6262 |  |  | 16.9 | 1997-10-14 | Anjanece | 1 | 0 | N | N
SEFCOR | GFCS-6262 | Y | SEFCOR , GFCS-6262 |  |  | 19.87 | 1997-10-14 | Anjanece | 1 | 0 | N | N
SEFCOR | GFCS-6262 | Y | SEFCOR , GFCS-6262 |  |  | 21.1 | 1997-10-14 | Anjanece | 1 | 0 | N | N
SEFCOR | GFCS-6262 | Y | SEFCOR , GFCS-6262 |  |  | 21.45 | 1997-10-14 | Anjanece | 1 | 0 | N | N
SEFCOR | GFCS-6262 | Y | SEFCOR , GFCS-6262 |  |  | 21.5 | 1997-10-14 | Anjanece | 1 | 0 | N | N
SEFCOR | GFCS-6262 | Y | SEFCOR , GFCS-6262 |  |  | 22.02 | 1997-10-14 | Anjanece | 1 | 0 | N | N
SEFCOR | GFCS-6262 | Y | SEFCOR , GFCS-6262 |  |  | 22.47 | 1997-10-14 | Anjanece | 1 | 0 | N | N
SEFCOR | GFCS-6262 | Y | SEFCOR , GFCS-6262 |  |  | 24 | 1997-10-14 | Anjanece | 1 | 0 | N | N
AFL | TCVH25-2N-SN | Y | AFL , TCVH25-2N-SN | JEA OVERHEAD DISTRIBUTION | CSC Stores | 28.6 | 2001-12-04 11:07 | Anjanece | 12 | 0 | N | N
AFL | TCVH25-2N-SN | Y | AFL , TCVH25-2N-SN |  |  | 31.04 | 2001-12-04 11:07 | Anjanece | 12 | 0 | N | N
AFL | TCVH25-2N-SN | Y | AFL , TCVH25-2N-SN |  |  | 31.06 | 2001-12-04 11:07 | Anjanece | 12 | 0 | N | N
AFL | TCVH25-2N-SN | Y | AFL , TCVH25-2N-SN |  |  | 31.15 | 2001-12-04 11:07 | Anjanece | 12 | 0 | N | N
AFL | TCVH25-2N-SN | Y | AFL , TCVH25-2N-SN |  |  | 31.44 | 2001-12-04 11:07 | Anjanece | 12 | 0 | N | N
AFL | TCVH25-2N-SN | Y | AFL , TCVH25-2N-SN |  |  | 32.34 | 2001-12-04 11:07 | Anjanece | 12 | 0 | N | N
AFL | TCVH25-2N-SN | Y | AFL , TCVH25-2N-SN |  |  | 32.54 | 2001-12-04 11:07 | Anjanece | 12 | 0 | N | N
AFL | TCVH25-2N-SN | Y | AFL , TCVH25-2N-SN |  |  | 34.1 | 2001-12-04 11:07 | Anjanece | 12 | 0 | N | N
AFL | TCVH25-2N-SN | Y | AFL , TCVH25-2N-SN |  |  | 35.33 | 2001-12-04 11:07 | Anjanece | 12 | 0 | N | N
AFL | TCVH25-2N-SN | Y | AFL , TCVH25-2N-SN |  |  | 40.75 | 2001-12-04 11:07 | Anjanece | 12 | 0 | N | N
AFL | TCVH25-2N-SN | Y | AFL , TCVH25-2N-SN |  |  | 41.41 | 2001-12-04 11:07 | Anjanece | 12 | 0 | N | N
AFL | TCVH25-2N-SN | Y | AFL , TCVH25-2N-SN |  |  | 41.42 | 2001-12-04 11:07 | Anjanece | 12 | 0 | N | N
AFL | TCVH25-2N-SN | Y | AFL , TCVH25-2N-SN |  |  | 42.04 | 2001-12-04 11:07 | Anjanece | 12 | 0 | N | N
AFL | TCVH25-2N-SN | Y | AFL , TCVH25-2N-SN |  |  | 42.13 | 2001-12-04 11:07 | Anjanece | 12 | 0 | N | N
AFL | TCVH25-2N-SN | Y | AFL , TCVH25-2N-SN |  |  | 42.18 | 2001-12-04 11:07 | Anjanece | 12 | 0 | N | N
AFL | TCVH25-2N-SN | Y | AFL , TCVH25-2N-SN |  |  | 42.28 | 2001-12-04 11:07 | Anjanece | 12 | 0 | N | N
AFL | TCVH25-2N-SN | Y | AFL , TCVH25-2N-SN |  |  | 42.55 | 2001-12-04 11:07 | Anjanece | 12 | 0 | N | N
AFL | TCVH25-2N-SN | Y | AFL , TCVH25-2N-SN |  |  | 42.59 | 2001-12-04 11:07 | Anjanece | 12 | 0 | N | N
AFL | TCVH25-2N-SN | Y | AFL , TCVH25-2N-SN |  |  | 42.61 | 2001-12-04 11:07 | Anjanece | 12 | 0 | N | N
AFL | TCVH25-2N-SN | Y | AFL , TCVH25-2N-SN |  |  | 53.56 | 2001-12-04 11:07 | Anjanece | 12 | 0 | N | N
ANDERSON | SWH-025B-TP-ED | Y | ANDERSON , SWH-025B-TP-ED | JEA OVERHEAD DISTRIBUTION | CSC Stores | 28.6 | 2001-12-04 11:07 | Anjanece | 12 | 0 | N | N
ANDERSON | SWH-025B-TP-ED | Y | ANDERSON , SWH-025B-TP-ED |  |  | 31.04 | 2001-12-04 11:07 | Anjanece | 12 | 0 | N | N
ANDERSON | SWH-025B-TP-ED | Y | ANDERSON , SWH-025B-TP-ED |  |  | 31.06 | 2001-12-04 11:07 | Anjanece | 12 | 0 | N | N
ANDERSON | SWH-025B-TP-ED | Y | ANDERSON , SWH-025B-TP-ED |  |  | 31.15 | 2001-12-04 11:07 | Anjanece | 12 | 0 | N | N
ANDERSON | SWH-025B-TP-ED | Y | ANDERSON , SWH-025B-TP-ED |  |  | 31.44 | 2001-12-04 11:07 | Anjanece | 12 | 0 | N | N
ANDERSON | SWH-025B-TP-ED | Y | ANDERSON , SWH-025B-TP-ED |  |  | 32.34 | 2001-12-04 11:07 | Anjanece | 12 | 0 | N | N
ANDERSON | SWH-025B-TP-ED | Y | ANDERSON , SWH-025B-TP-ED |  |  | 32.54 | 2001-12-04 11:07 | Anjanece | 12 | 0 | N | N
ANDERSON | SWH-025B-TP-ED | Y | ANDERSON , SWH-025B-TP-ED |  |  | 34.1 | 2001-12-04 11:07 | Anjanece | 12 | 0 | N | N
ANDERSON | SWH-025B-TP-ED | Y | ANDERSON , SWH-025B-TP-ED |  |  | 35.33 | 2001-12-04 11:07 | Anjanece | 12 | 0 | N | N
ANDERSON | SWH-025B-TP-ED | Y | ANDERSON , SWH-025B-TP-ED |  |  | 40.75 | 2001-12-04 11:07 | Anjanece | 12 | 0 | N | N
ANDERSON | SWH-025B-TP-ED | Y | ANDERSON , SWH-025B-TP-ED |  |  | 41.41 | 2001-12-04 11:07 | Anjanece | 12 | 0 | N | N
ANDERSON | SWH-025B-TP-ED | Y | ANDERSON , SWH-025B-TP-ED |  |  | 41.42 | 2001-12-04 11:07 | Anjanece | 12 | 0 | N | N
ANDERSON | SWH-025B-TP-ED | Y | ANDERSON , SWH-025B-TP-ED |  |  | 42.04 | 2001-12-04 11:07 | Anjanece | 12 | 0 | N | N
ANDERSON | SWH-025B-TP-ED | Y | ANDERSON , SWH-025B-TP-ED |  |  | 42.13 | 2001-12-04 11:07 | Anjanece | 12 | 0 | N | N
ANDERSON | SWH-025B-TP-ED | Y | ANDERSON , SWH-025B-TP-ED |  |  | 42.18 | 2001-12-04 11:07 | Anjanece | 12 | 0 | N | N
ANDERSON | SWH-025B-TP-ED | Y | ANDERSON , SWH-025B-TP-ED |  |  | 42.28 | 2001-12-04 11:07 | Anjanece | 12 | 0 | N | N
ANDERSON | SWH-025B-TP-ED | Y | ANDERSON , SWH-025B-TP-ED |  |  | 42.55 | 2001-12-04 11:07 | Anjanece | 12 | 0 | N | N
ANDERSON | SWH-025B-TP-ED | Y | ANDERSON , SWH-025B-TP-ED |  |  | 42.59 | 2001-12-04 11:07 | Anjanece | 12 | 0 | N | N
ANDERSON | SWH-025B-TP-ED | Y | ANDERSON , SWH-025B-TP-ED |  |  | 42.61 | 2001-12-04 11:07 | Anjanece | 12 | 0 | N | N
ANDERSON | SWH-025B-TP-ED | Y | ANDERSON , SWH-025B-TP-ED |  |  | 53.56 | 2001-12-04 11:07 | Anjanece | 12 | 0 | N | N
BURNDY CORP. | NAH29-2N-W | Y | BURNDY CORP. , NAH29-2N-W | JEA OVERHEAD DISTRIBUTION | CSC Stores | 28.6 | 2001-12-04 11:07 | Anjanece | 12 | 0 | N | N
BURNDY CORP. | NAH29-2N-W | Y | BURNDY CORP. , NAH29-2N-W |  |  | 31.04 | 2001-12-04 11:07 | Anjanece | 12 | 0 | N | N
BURNDY CORP. | NAH29-2N-W | Y | BURNDY CORP. , NAH29-2N-W |  |  | 31.06 | 2001-12-04 11:07 | Anjanece | 12 | 0 | N | N
BURNDY CORP. | NAH29-2N-W | Y | BURNDY CORP. , NAH29-2N-W |  |  | 31.15 | 2001-12-04 11:07 | Anjanece | 12 | 0 | N | N
BURNDY CORP. | NAH29-2N-W | Y | BURNDY CORP. , NAH29-2N-W |  |  | 31.44 | 2001-12-04 11:07 | Anjanece | 12 | 0 | N | N
BURNDY CORP. | NAH29-2N-W | Y | BURNDY CORP. , NAH29-2N-W |  |  | 32.34 | 2001-12-04 11:07 | Anjanece | 12 | 0 | N | N
BURNDY CORP. | NAH29-2N-W | Y | BURNDY CORP. , NAH29-2N-W |  |  | 32.54 | 2001-12-04 11:07 | Anjanece | 12 | 0 | N | N
BURNDY CORP. | NAH29-2N-W | Y | BURNDY CORP. , NAH29-2N-W |  |  | 34.1 | 2001-12-04 11:07 | Anjanece | 12 | 0 | N | N
BURNDY CORP. | NAH29-2N-W | Y | BURNDY CORP. , NAH29-2N-W |  |  | 35.33 | 2001-12-04 11:07 | Anjanece | 12 | 0 | N | N
BURNDY CORP. | NAH29-2N-W | Y | BURNDY CORP. , NAH29-2N-W |  |  | 40.75 | 2001-12-04 11:07 | Anjanece | 12 | 0 | N | N
BURNDY CORP. | NAH29-2N-W | Y | BURNDY CORP. , NAH29-2N-W |  |  | 41.41 | 2001-12-04 11:07 | Anjanece | 12 | 0 | N | N
BURNDY CORP. | NAH29-2N-W | Y | BURNDY CORP. , NAH29-2N-W |  |  | 41.42 | 2001-12-04 11:07 | Anjanece | 12 | 0 | N | N
BURNDY CORP. | NAH29-2N-W | Y | BURNDY CORP. , NAH29-2N-W |  |  | 42.04 | 2001-12-04 11:07 | Anjanece | 12 | 0 | N | N
BURNDY CORP. | NAH29-2N-W | Y | BURNDY CORP. , NAH29-2N-W |  |  | 42.13 | 2001-12-04 11:07 | Anjanece | 12 | 0 | N | N
BURNDY CORP. | NAH29-2N-W | Y | BURNDY CORP. , NAH29-2N-W |  |  | 42.18 | 2001-12-04 11:07 | Anjanece | 12 | 0 | N | N
BURNDY CORP. | NAH29-2N-W | Y | BURNDY CORP. , NAH29-2N-W |  |  | 42.28 | 2001-12-04 11:07 | Anjanece | 12 | 0 | N | N
BURNDY CORP. | NAH29-2N-W | Y | BURNDY CORP. , NAH29-2N-W |  |  | 42.55 | 2001-12-04 11:07 | Anjanece | 12 | 0 | N | N
BURNDY CORP. | NAH29-2N-W | Y | BURNDY CORP. , NAH29-2N-W |  |  | 42.59 | 2001-12-04 11:07 | Anjanece | 12 | 0 | N | N
BURNDY CORP. | NAH29-2N-W | Y | BURNDY CORP. , NAH29-2N-W |  |  | 42.61 | 2001-12-04 11:07 | Anjanece | 12 | 0 | N | N
BURNDY CORP. | NAH29-2N-W | Y | BURNDY CORP. , NAH29-2N-W |  |  | 53.56 | 2001-12-04 11:07 | Anjanece | 12 | 0 | N | N
DOSSERT | TCVH 25-2N-SN | Y | DOSSERT , TCVH 25-2N-SN | JEA OVERHEAD DISTRIBUTION | CSC Stores | 28.6 | 2001-12-04 11:07 | Anjanece | 12 | 0 | N | N
DOSSERT | TCVH 25-2N-SN | Y | DOSSERT , TCVH 25-2N-SN |  |  | 31.04 | 2001-12-04 11:07 | Anjanece | 12 | 0 | N | N
DOSSERT | TCVH 25-2N-SN | Y | DOSSERT , TCVH 25-2N-SN |  |  | 31.06 | 2001-12-04 11:07 | Anjanece | 12 | 0 | N | N
DOSSERT | TCVH 25-2N-SN | Y | DOSSERT , TCVH 25-2N-SN |  |  | 31.15 | 2001-12-04 11:07 | Anjanece | 12 | 0 | N | N
DOSSERT | TCVH 25-2N-SN | Y | DOSSERT , TCVH 25-2N-SN |  |  | 31.44 | 2001-12-04 11:07 | Anjanece | 12 | 0 | N | N
DOSSERT | TCVH 25-2N-SN | Y | DOSSERT , TCVH 25-2N-SN |  |  | 32.34 | 2001-12-04 11:07 | Anjanece | 12 | 0 | N | N
DOSSERT | TCVH 25-2N-SN | Y | DOSSERT , TCVH 25-2N-SN |  |  | 32.54 | 2001-12-04 11:07 | Anjanece | 12 | 0 | N | N
DOSSERT | TCVH 25-2N-SN | Y | DOSSERT , TCVH 25-2N-SN |  |  | 34.1 | 2001-12-04 11:07 | Anjanece | 12 | 0 | N | N
DOSSERT | TCVH 25-2N-SN | Y | DOSSERT , TCVH 25-2N-SN |  |  | 35.33 | 2001-12-04 11:07 | Anjanece | 12 | 0 | N | N
DOSSERT | TCVH 25-2N-SN | Y | DOSSERT , TCVH 25-2N-SN |  |  | 40.75 | 2001-12-04 11:07 | Anjanece | 12 | 0 | N | N
DOSSERT | TCVH 25-2N-SN | Y | DOSSERT , TCVH 25-2N-SN |  |  | 41.41 | 2001-12-04 11:07 | Anjanece | 12 | 0 | N | N
DOSSERT | TCVH 25-2N-SN | Y | DOSSERT , TCVH 25-2N-SN |  |  | 41.42 | 2001-12-04 11:07 | Anjanece | 12 | 0 | N | N
DOSSERT | TCVH 25-2N-SN | Y | DOSSERT , TCVH 25-2N-SN |  |  | 42.04 | 2001-12-04 11:07 | Anjanece | 12 | 0 | N | N
DOSSERT | TCVH 25-2N-SN | Y | DOSSERT , TCVH 25-2N-SN |  |  | 42.13 | 2001-12-04 11:07 | Anjanece | 12 | 0 | N | N
DOSSERT | TCVH 25-2N-SN | Y | DOSSERT , TCVH 25-2N-SN |  |  | 42.18 | 2001-12-04 11:07 | Anjanece | 12 | 0 | N | N
DOSSERT | TCVH 25-2N-SN | Y | DOSSERT , TCVH 25-2N-SN |  |  | 42.28 | 2001-12-04 11:07 | Anjanece | 12 | 0 | N | N
DOSSERT | TCVH 25-2N-SN | Y | DOSSERT , TCVH 25-2N-SN |  |  | 42.55 | 2001-12-04 11:07 | Anjanece | 12 | 0 | N | N
DOSSERT | TCVH 25-2N-SN | Y | DOSSERT , TCVH 25-2N-SN |  |  | 42.59 | 2001-12-04 11:07 | Anjanece | 12 | 0 | N | N
DOSSERT | TCVH 25-2N-SN | Y | DOSSERT , TCVH 25-2N-SN |  |  | 42.61 | 2001-12-04 11:07 | Anjanece | 12 | 0 | N | N
DOSSERT | TCVH 25-2N-SN | Y | DOSSERT , TCVH 25-2N-SN |  |  | 53.56 | 2001-12-04 11:07 | Anjanece | 12 | 0 | N | N
HOMAC | 7M-60-2NR | Y | HOMAC , 7M-60-2NR | JEA OVERHEAD DISTRIBUTION | CSC Stores | 28.6 | 2001-12-04 11:07 | Anjanece | 12 | 0 | N | N
HOMAC | 7M-60-2NR | Y | HOMAC , 7M-60-2NR |  |  | 31.04 | 2001-12-04 11:07 | Anjanece | 12 | 0 | N | N
HOMAC | 7M-60-2NR | Y | HOMAC , 7M-60-2NR |  |  | 31.06 | 2001-12-04 11:07 | Anjanece | 12 | 0 | N | N
HOMAC | 7M-60-2NR | Y | HOMAC , 7M-60-2NR |  |  | 31.15 | 2001-12-04 11:07 | Anjanece | 12 | 0 | N | N
HOMAC | 7M-60-2NR | Y | HOMAC , 7M-60-2NR |  |  | 31.44 | 2001-12-04 11:07 | Anjanece | 12 | 0 | N | N
HOMAC | 7M-60-2NR | Y | HOMAC , 7M-60-2NR |  |  | 32.34 | 2001-12-04 11:07 | Anjanece | 12 | 0 | N | N
HOMAC | 7M-60-2NR | Y | HOMAC , 7M-60-2NR |  |  | 32.54 | 2001-12-04 11:07 | Anjanece | 12 | 0 | N | N
HOMAC | 7M-60-2NR | Y | HOMAC , 7M-60-2NR |  |  | 34.1 | 2001-12-04 11:07 | Anjanece | 12 | 0 | N | N
HOMAC | 7M-60-2NR | Y | HOMAC , 7M-60-2NR |  |  | 35.33 | 2001-12-04 11:07 | Anjanece | 12 | 0 | N | N
HOMAC | 7M-60-2NR | Y | HOMAC , 7M-60-2NR |  |  | 40.75 | 2001-12-04 11:07 | Anjanece | 12 | 0 | N | N
HOMAC | 7M-60-2NR | Y | HOMAC , 7M-60-2NR |  |  | 41.41 | 2001-12-04 11:07 | Anjanece | 12 | 0 | N | N
HOMAC | 7M-60-2NR | Y | HOMAC , 7M-60-2NR |  |  | 41.42 | 2001-12-04 11:07 | Anjanece | 12 | 0 | N | N
HOMAC | 7M-60-2NR | Y | HOMAC , 7M-60-2NR |  |  | 42.04 | 2001-12-04 11:07 | Anjanece | 12 | 0 | N | N
HOMAC | 7M-60-2NR | Y | HOMAC , 7M-60-2NR |  |  | 42.13 | 2001-12-04 11:07 | Anjanece | 12 | 0 | N | N
HOMAC | 7M-60-2NR | Y | HOMAC , 7M-60-2NR |  |  | 42.18 | 2001-12-04 11:07 | Anjanece | 12 | 0 | N | N
HOMAC | 7M-60-2NR | Y | HOMAC , 7M-60-2NR |  |  | 42.28 | 2001-12-04 11:07 | Anjanece | 12 | 0 | N | N
HOMAC | 7M-60-2NR | Y | HOMAC , 7M-60-2NR |  |  | 42.55 | 2001-12-04 11:07 | Anjanece | 12 | 0 | N | N
HOMAC | 7M-60-2NR | Y | HOMAC , 7M-60-2NR |  |  | 42.59 | 2001-12-04 11:07 | Anjanece | 12 | 0 | N | N
HOMAC | 7M-60-2NR | Y | HOMAC , 7M-60-2NR |  |  | 42.61 | 2001-12-04 11:07 | Anjanece | 12 | 0 | N | N
HOMAC | 7M-60-2NR | Y | HOMAC , 7M-60-2NR |  |  | 53.56 | 2001-12-04 11:07 | Anjanece | 12 | 0 | N | N
SEFCOR | FNCT-12-2B-SND | Y | SEFCOR , FNCT-12-2B-SND | JEA OVERHEAD DISTRIBUTION | CSC Stores | 28.6 | 2001-12-04 11:07 | Anjanece | 12 | 0 | N | N
SEFCOR | FNCT-12-2B-SND | Y | SEFCOR , FNCT-12-2B-SND |  |  | 31.04 | 2001-12-04 11:07 | Anjanece | 12 | 0 | N | N
SEFCOR | FNCT-12-2B-SND | Y | SEFCOR , FNCT-12-2B-SND |  |  | 31.06 | 2001-12-04 11:07 | Anjanece | 12 | 0 | N | N
SEFCOR | FNCT-12-2B-SND | Y | SEFCOR , FNCT-12-2B-SND |  |  | 31.15 | 2001-12-04 11:07 | Anjanece | 12 | 0 | N | N
SEFCOR | FNCT-12-2B-SND | Y | SEFCOR , FNCT-12-2B-SND |  |  | 31.44 | 2001-12-04 11:07 | Anjanece | 12 | 0 | N | N
SEFCOR | FNCT-12-2B-SND | Y | SEFCOR , FNCT-12-2B-SND |  |  | 32.34 | 2001-12-04 11:07 | Anjanece | 12 | 0 | N | N
SEFCOR | FNCT-12-2B-SND | Y | SEFCOR , FNCT-12-2B-SND |  |  | 32.54 | 2001-12-04 11:07 | Anjanece | 12 | 0 | N | N
SEFCOR | FNCT-12-2B-SND | Y | SEFCOR , FNCT-12-2B-SND |  |  | 34.1 | 2001-12-04 11:07 | Anjanece | 12 | 0 | N | N
SEFCOR | FNCT-12-2B-SND | Y | SEFCOR , FNCT-12-2B-SND |  |  | 35.33 | 2001-12-04 11:07 | Anjanece | 12 | 0 | N | N
SEFCOR | FNCT-12-2B-SND | Y | SEFCOR , FNCT-12-2B-SND |  |  | 40.75 | 2001-12-04 11:07 | Anjanece | 12 | 0 | N | N
SEFCOR | FNCT-12-2B-SND | Y | SEFCOR , FNCT-12-2B-SND |  |  | 41.41 | 2001-12-04 11:07 | Anjanece | 12 | 0 | N | N
SEFCOR | FNCT-12-2B-SND | Y | SEFCOR , FNCT-12-2B-SND |  |  | 41.42 | 2001-12-04 11:07 | Anjanece | 12 | 0 | N | N
SEFCOR | FNCT-12-2B-SND | Y | SEFCOR , FNCT-12-2B-SND |  |  | 42.04 | 2001-12-04 11:07 | Anjanece | 12 | 0 | N | N
SEFCOR | FNCT-12-2B-SND | Y | SEFCOR , FNCT-12-2B-SND |  |  | 42.13 | 2001-12-04 11:07 | Anjanece | 12 | 0 | N | N
SEFCOR | FNCT-12-2B-SND | Y | SEFCOR , FNCT-12-2B-SND |  |  | 42.18 | 2001-12-04 11:07 | Anjanece | 12 | 0 | N | N
SEFCOR | FNCT-12-2B-SND | Y | SEFCOR , FNCT-12-2B-SND |  |  | 42.28 | 2001-12-04 11:07 | Anjanece | 12 | 0 | N | N
SEFCOR | FNCT-12-2B-SND | Y | SEFCOR , FNCT-12-2B-SND |  |  | 42.55 | 2001-12-04 11:07 | Anjanece | 12 | 0 | N | N
SEFCOR | FNCT-12-2B-SND | Y | SEFCOR , FNCT-12-2B-SND |  |  | 42.59 | 2001-12-04 11:07 | Anjanece | 12 | 0 | N | N
SEFCOR | FNCT-12-2B-SND | Y | SEFCOR , FNCT-12-2B-SND |  |  | 42.61 | 2001-12-04 11:07 | Anjanece | 12 | 0 | N | N
SEFCOR | FNCT-12-2B-SND | Y | SEFCOR , FNCT-12-2B-SND |  |  | 53.56 | 2001-12-04 11:07 | Anjanece | 12 | 0 | N | N
TRAVIS FOUNDRY - PDU | 11-101-TPA | Y | TRAVIS FOUNDRY - PDU , 11-101-TPA | JEA OVERHEAD DISTRIBUTION | CSC Stores | 28.6 | 2001-12-04 11:07 | Anjanece | 12 | 0 | N | N
TRAVIS FOUNDRY - PDU | 11-101-TPA | Y | TRAVIS FOUNDRY - PDU , 11-101-TPA |  |  | 31.04 | 2001-12-04 11:07 | Anjanece | 12 | 0 | N | N
TRAVIS FOUNDRY - PDU | 11-101-TPA | Y | TRAVIS FOUNDRY - PDU , 11-101-TPA |  |  | 31.06 | 2001-12-04 11:07 | Anjanece | 12 | 0 | N | N
TRAVIS FOUNDRY - PDU | 11-101-TPA | Y | TRAVIS FOUNDRY - PDU , 11-101-TPA |  |  | 31.15 | 2001-12-04 11:07 | Anjanece | 12 | 0 | N | N
TRAVIS FOUNDRY - PDU | 11-101-TPA | Y | TRAVIS FOUNDRY - PDU , 11-101-TPA |  |  | 31.44 | 2001-12-04 11:07 | Anjanece | 12 | 0 | N | N
TRAVIS FOUNDRY - PDU | 11-101-TPA | Y | TRAVIS FOUNDRY - PDU , 11-101-TPA |  |  | 32.34 | 2001-12-04 11:07 | Anjanece | 12 | 0 | N | N
TRAVIS FOUNDRY - PDU | 11-101-TPA | Y | TRAVIS FOUNDRY - PDU , 11-101-TPA |  |  | 32.54 | 2001-12-04 11:07 | Anjanece | 12 | 0 | N | N
TRAVIS FOUNDRY - PDU | 11-101-TPA | Y | TRAVIS FOUNDRY - PDU , 11-101-TPA |  |  | 34.1 | 2001-12-04 11:07 | Anjanece | 12 | 0 | N | N
TRAVIS FOUNDRY - PDU | 11-101-TPA | Y | TRAVIS FOUNDRY - PDU , 11-101-TPA |  |  | 35.33 | 2001-12-04 11:07 | Anjanece | 12 | 0 | N | N
TRAVIS FOUNDRY - PDU | 11-101-TPA | Y | TRAVIS FOUNDRY - PDU , 11-101-TPA |  |  | 40.75 | 2001-12-04 11:07 | Anjanece | 12 | 0 | N | N
TRAVIS FOUNDRY - PDU | 11-101-TPA | Y | TRAVIS FOUNDRY - PDU , 11-101-TPA |  |  | 41.41 | 2001-12-04 11:07 | Anjanece | 12 | 0 | N | N
TRAVIS FOUNDRY - PDU | 11-101-TPA | Y | TRAVIS FOUNDRY - PDU , 11-101-TPA |  |  | 41.42 | 2001-12-04 11:07 | Anjanece | 12 | 0 | N | N
TRAVIS FOUNDRY - PDU | 11-101-TPA | Y | TRAVIS FOUNDRY - PDU , 11-101-TPA |  |  | 42.04 | 2001-12-04 11:07 | Anjanece | 12 | 0 | N | N
TRAVIS FOUNDRY - PDU | 11-101-TPA | Y | TRAVIS FOUNDRY - PDU , 11-101-TPA |  |  | 42.13 | 2001-12-04 11:07 | Anjanece | 12 | 0 | N | N
TRAVIS FOUNDRY - PDU | 11-101-TPA | Y | TRAVIS FOUNDRY - PDU , 11-101-TPA |  |  | 42.18 | 2001-12-04 11:07 | Anjanece | 12 | 0 | N | N
TRAVIS FOUNDRY - PDU | 11-101-TPA | Y | TRAVIS FOUNDRY - PDU , 11-101-TPA |  |  | 42.28 | 2001-12-04 11:07 | Anjanece | 12 | 0 | N | N
TRAVIS FOUNDRY - PDU | 11-101-TPA | Y | TRAVIS FOUNDRY - PDU , 11-101-TPA |  |  | 42.55 | 2001-12-04 11:07 | Anjanece | 12 | 0 | N | N
TRAVIS FOUNDRY - PDU | 11-101-TPA | Y | TRAVIS FOUNDRY - PDU , 11-101-TPA |  |  | 42.59 | 2001-12-04 11:07 | Anjanece | 12 | 0 | N | N
TRAVIS FOUNDRY - PDU | 11-101-TPA | Y | TRAVIS FOUNDRY - PDU , 11-101-TPA |  |  | 42.61 | 2001-12-04 11:07 | Anjanece | 12 | 0 | N | N
TRAVIS FOUNDRY - PDU | 11-101-TPA | Y | TRAVIS FOUNDRY - PDU , 11-101-TPA |  |  | 53.56 | 2001-12-04 11:07 | Anjanece | 12 | 0 | N | N
AFL | TCVH50-2N-SN | Y | AFL , TCVH50-2N-SN | JEA OVERHEAD DISTRIBUTION | CSC Stores | 47.66 | 2001-12-04 11:08 | Anjanece | 12 | 0 | N | N
AFL | TCVH50-2N-SN | Y | AFL , TCVH50-2N-SN |  |  | 47.85 | 2001-12-04 11:08 | Anjanece | 12 | 0 | N | N
AFL | TCVH50-2N-SN | Y | AFL , TCVH50-2N-SN |  |  | 47.96 | 2001-12-04 11:08 | Anjanece | 12 | 0 | N | N
AFL | TCVH50-2N-SN | Y | AFL , TCVH50-2N-SN |  |  | 48.04 | 2001-12-04 11:08 | Anjanece | 12 | 0 | N | N
AFL | TCVH50-2N-SN | Y | AFL , TCVH50-2N-SN |  |  | 48.16 | 2001-12-04 11:08 | Anjanece | 12 | 0 | N | N
AFL | TCVH50-2N-SN | Y | AFL , TCVH50-2N-SN |  |  | 48.77 | 2001-12-04 11:08 | Anjanece | 12 | 0 | N | N
AFL | TCVH50-2N-SN | Y | AFL , TCVH50-2N-SN |  |  | 48.83 | 2001-12-04 11:08 | Anjanece | 12 | 0 | N | N
AFL | TCVH50-2N-SN | Y | AFL , TCVH50-2N-SN |  |  | 54.04 | 2001-12-04 11:08 | Anjanece | 12 | 0 | N | N
AFL | TCVH50-2N-SN | Y | AFL , TCVH50-2N-SN |  |  | 55.17 | 2001-12-04 11:08 | Anjanece | 12 | 0 | N | N
AFL | TCVH50-2N-SN | Y | AFL , TCVH50-2N-SN |  |  | 58.36 | 2001-12-04 11:08 | Anjanece | 12 | 0 | N | N
AFL | TCVH50-2N-SN | Y | AFL , TCVH50-2N-SN |  |  | 70.56 | 2001-12-04 11:08 | Anjanece | 12 | 0 | N | N
AFL | TCVH50-2N-SN | Y | AFL , TCVH50-2N-SN |  |  | 80.77 | 2001-12-04 11:08 | Anjanece | 12 | 0 | N | N
AFL | TCVH50-2N-SN | Y | AFL , TCVH50-2N-SN |  |  | 80.93 | 2001-12-04 11:08 | Anjanece | 12 | 0 | N | N
AFL | TCVH50-2N-SN | Y | AFL , TCVH50-2N-SN |  |  | 83.63 | 2001-12-04 11:08 | Anjanece | 12 | 0 | N | N
ANDERSON | SWH-080-B2-TP-ED | Y | ANDERSON , SWH-080-B2-TP-ED | JEA OVERHEAD DISTRIBUTION | CSC Stores | 47.66 | 2001-12-04 11:08 | Anjanece | 12 | 0 | N | N
ANDERSON | SWH-080-B2-TP-ED | Y | ANDERSON , SWH-080-B2-TP-ED |  |  | 47.85 | 2001-12-04 11:08 | Anjanece | 12 | 0 | N | N
ANDERSON | SWH-080-B2-TP-ED | Y | ANDERSON , SWH-080-B2-TP-ED |  |  | 47.96 | 2001-12-04 11:08 | Anjanece | 12 | 0 | N | N
ANDERSON | SWH-080-B2-TP-ED | Y | ANDERSON , SWH-080-B2-TP-ED |  |  | 48.04 | 2001-12-04 11:08 | Anjanece | 12 | 0 | N | N
ANDERSON | SWH-080-B2-TP-ED | Y | ANDERSON , SWH-080-B2-TP-ED |  |  | 48.16 | 2001-12-04 11:08 | Anjanece | 12 | 0 | N | N
ANDERSON | SWH-080-B2-TP-ED | Y | ANDERSON , SWH-080-B2-TP-ED |  |  | 48.77 | 2001-12-04 11:08 | Anjanece | 12 | 0 | N | N
ANDERSON | SWH-080-B2-TP-ED | Y | ANDERSON , SWH-080-B2-TP-ED |  |  | 48.83 | 2001-12-04 11:08 | Anjanece | 12 | 0 | N | N
ANDERSON | SWH-080-B2-TP-ED | Y | ANDERSON , SWH-080-B2-TP-ED |  |  | 54.04 | 2001-12-04 11:08 | Anjanece | 12 | 0 | N | N
ANDERSON | SWH-080-B2-TP-ED | Y | ANDERSON , SWH-080-B2-TP-ED |  |  | 55.17 | 2001-12-04 11:08 | Anjanece | 12 | 0 | N | N
ANDERSON | SWH-080-B2-TP-ED | Y | ANDERSON , SWH-080-B2-TP-ED |  |  | 58.36 | 2001-12-04 11:08 | Anjanece | 12 | 0 | N | N
ANDERSON | SWH-080-B2-TP-ED | Y | ANDERSON , SWH-080-B2-TP-ED |  |  | 70.56 | 2001-12-04 11:08 | Anjanece | 12 | 0 | N | N
ANDERSON | SWH-080-B2-TP-ED | Y | ANDERSON , SWH-080-B2-TP-ED |  |  | 80.77 | 2001-12-04 11:08 | Anjanece | 12 | 0 | N | N
ANDERSON | SWH-080-B2-TP-ED | Y | ANDERSON , SWH-080-B2-TP-ED |  |  | 80.93 | 2001-12-04 11:08 | Anjanece | 12 | 0 | N | N
ANDERSON | SWH-080-B2-TP-ED | Y | ANDERSON , SWH-080-B2-TP-ED |  |  | 83.63 | 2001-12-04 11:08 | Anjanece | 12 | 0 | N | N
DOSSERT | TCVH 80-2N-SN | Y | DOSSERT , TCVH 80-2N-SN | JEA OVERHEAD DISTRIBUTION | CSC Stores | 47.66 | 2001-12-04 11:08 | Anjanece | 12 | 0 | N | N
DOSSERT | TCVH 80-2N-SN | Y | DOSSERT , TCVH 80-2N-SN |  |  | 47.85 | 2001-12-04 11:08 | Anjanece | 12 | 0 | N | N
DOSSERT | TCVH 80-2N-SN | Y | DOSSERT , TCVH 80-2N-SN |  |  | 47.96 | 2001-12-04 11:08 | Anjanece | 12 | 0 | N | N
DOSSERT | TCVH 80-2N-SN | Y | DOSSERT , TCVH 80-2N-SN |  |  | 48.04 | 2001-12-04 11:08 | Anjanece | 12 | 0 | N | N
DOSSERT | TCVH 80-2N-SN | Y | DOSSERT , TCVH 80-2N-SN |  |  | 48.16 | 2001-12-04 11:08 | Anjanece | 12 | 0 | N | N
DOSSERT | TCVH 80-2N-SN | Y | DOSSERT , TCVH 80-2N-SN |  |  | 48.77 | 2001-12-04 11:08 | Anjanece | 12 | 0 | N | N
DOSSERT | TCVH 80-2N-SN | Y | DOSSERT , TCVH 80-2N-SN |  |  | 48.83 | 2001-12-04 11:08 | Anjanece | 12 | 0 | N | N
DOSSERT | TCVH 80-2N-SN | Y | DOSSERT , TCVH 80-2N-SN |  |  | 54.04 | 2001-12-04 11:08 | Anjanece | 12 | 0 | N | N
DOSSERT | TCVH 80-2N-SN | Y | DOSSERT , TCVH 80-2N-SN |  |  | 55.17 | 2001-12-04 11:08 | Anjanece | 12 | 0 | N | N
DOSSERT | TCVH 80-2N-SN | Y | DOSSERT , TCVH 80-2N-SN |  |  | 58.36 | 2001-12-04 11:08 | Anjanece | 12 | 0 | N | N
DOSSERT | TCVH 80-2N-SN | Y | DOSSERT , TCVH 80-2N-SN |  |  | 70.56 | 2001-12-04 11:08 | Anjanece | 12 | 0 | N | N
DOSSERT | TCVH 80-2N-SN | Y | DOSSERT , TCVH 80-2N-SN |  |  | 80.77 | 2001-12-04 11:08 | Anjanece | 12 | 0 | N | N
DOSSERT | TCVH 80-2N-SN | Y | DOSSERT , TCVH 80-2N-SN |  |  | 80.93 | 2001-12-04 11:08 | Anjanece | 12 | 0 | N | N
DOSSERT | TCVH 80-2N-SN | Y | DOSSERT , TCVH 80-2N-SN |  |  | 83.63 | 2001-12-04 11:08 | Anjanece | 12 | 0 | N | N
FCI USA INCORPORATED | NAH40-2N-W | Y | FCI USA INCORPORATED , NAH40-2N-W | JEA OVERHEAD DISTRIBUTION | CSC Stores | 47.66 | 2001-12-04 11:08 | Anjanece | 12 | 0 | N | N
FCI USA INCORPORATED | NAH40-2N-W | Y | FCI USA INCORPORATED , NAH40-2N-W |  |  | 47.85 | 2001-12-04 11:08 | Anjanece | 12 | 0 | N | N
FCI USA INCORPORATED | NAH40-2N-W | Y | FCI USA INCORPORATED , NAH40-2N-W |  |  | 47.96 | 2001-12-04 11:08 | Anjanece | 12 | 0 | N | N
FCI USA INCORPORATED | NAH40-2N-W | Y | FCI USA INCORPORATED , NAH40-2N-W |  |  | 48.04 | 2001-12-04 11:08 | Anjanece | 12 | 0 | N | N
FCI USA INCORPORATED | NAH40-2N-W | Y | FCI USA INCORPORATED , NAH40-2N-W |  |  | 48.16 | 2001-12-04 11:08 | Anjanece | 12 | 0 | N | N
FCI USA INCORPORATED | NAH40-2N-W | Y | FCI USA INCORPORATED , NAH40-2N-W |  |  | 48.77 | 2001-12-04 11:08 | Anjanece | 12 | 0 | N | N
FCI USA INCORPORATED | NAH40-2N-W | Y | FCI USA INCORPORATED , NAH40-2N-W |  |  | 48.83 | 2001-12-04 11:08 | Anjanece | 12 | 0 | N | N
FCI USA INCORPORATED | NAH40-2N-W | Y | FCI USA INCORPORATED , NAH40-2N-W |  |  | 54.04 | 2001-12-04 11:08 | Anjanece | 12 | 0 | N | N
FCI USA INCORPORATED | NAH40-2N-W | Y | FCI USA INCORPORATED , NAH40-2N-W |  |  | 55.17 | 2001-12-04 11:08 | Anjanece | 12 | 0 | N | N
FCI USA INCORPORATED | NAH40-2N-W | Y | FCI USA INCORPORATED , NAH40-2N-W |  |  | 58.36 | 2001-12-04 11:08 | Anjanece | 12 | 0 | N | N
FCI USA INCORPORATED | NAH40-2N-W | Y | FCI USA INCORPORATED , NAH40-2N-W |  |  | 70.56 | 2001-12-04 11:08 | Anjanece | 12 | 0 | N | N
FCI USA INCORPORATED | NAH40-2N-W | Y | FCI USA INCORPORATED , NAH40-2N-W |  |  | 80.77 | 2001-12-04 11:08 | Anjanece | 12 | 0 | N | N
FCI USA INCORPORATED | NAH40-2N-W | Y | FCI USA INCORPORATED , NAH40-2N-W |  |  | 80.93 | 2001-12-04 11:08 | Anjanece | 12 | 0 | N | N
FCI USA INCORPORATED | NAH40-2N-W | Y | FCI USA INCORPORATED , NAH40-2N-W |  |  | 83.63 | 2001-12-04 11:08 | Anjanece | 12 | 0 | N | N
HOMAC | 7M-80-2NR | Y | HOMAC , 7M-80-2NR | JEA OVERHEAD DISTRIBUTION | CSC Stores | 47.66 | 2001-12-04 11:08 | Anjanece | 12 | 0 | N | N
HOMAC | 7M-80-2NR | Y | HOMAC , 7M-80-2NR |  |  | 47.85 | 2001-12-04 11:08 | Anjanece | 12 | 0 | N | N
HOMAC | 7M-80-2NR | Y | HOMAC , 7M-80-2NR |  |  | 47.96 | 2001-12-04 11:08 | Anjanece | 12 | 0 | N | N
HOMAC | 7M-80-2NR | Y | HOMAC , 7M-80-2NR |  |  | 48.04 | 2001-12-04 11:08 | Anjanece | 12 | 0 | N | N
HOMAC | 7M-80-2NR | Y | HOMAC , 7M-80-2NR |  |  | 48.16 | 2001-12-04 11:08 | Anjanece | 12 | 0 | N | N
HOMAC | 7M-80-2NR | Y | HOMAC , 7M-80-2NR |  |  | 48.77 | 2001-12-04 11:08 | Anjanece | 12 | 0 | N | N
HOMAC | 7M-80-2NR | Y | HOMAC , 7M-80-2NR |  |  | 48.83 | 2001-12-04 11:08 | Anjanece | 12 | 0 | N | N
HOMAC | 7M-80-2NR | Y | HOMAC , 7M-80-2NR |  |  | 54.04 | 2001-12-04 11:08 | Anjanece | 12 | 0 | N | N
HOMAC | 7M-80-2NR | Y | HOMAC , 7M-80-2NR |  |  | 55.17 | 2001-12-04 11:08 | Anjanece | 12 | 0 | N | N
HOMAC | 7M-80-2NR | Y | HOMAC , 7M-80-2NR |  |  | 58.36 | 2001-12-04 11:08 | Anjanece | 12 | 0 | N | N
HOMAC | 7M-80-2NR | Y | HOMAC , 7M-80-2NR |  |  | 70.56 | 2001-12-04 11:08 | Anjanece | 12 | 0 | N | N
HOMAC | 7M-80-2NR | Y | HOMAC , 7M-80-2NR |  |  | 80.77 | 2001-12-04 11:08 | Anjanece | 12 | 0 | N | N
HOMAC | 7M-80-2NR | Y | HOMAC , 7M-80-2NR |  |  | 80.93 | 2001-12-04 11:08 | Anjanece | 12 | 0 | N | N
HOMAC | 7M-80-2NR | Y | HOMAC , 7M-80-2NR |  |  | 83.63 | 2001-12-04 11:08 | Anjanece | 12 | 0 | N | N
SEFCOR | FNCT-34-2B-SND | Y | SEFCOR , FNCT-34-2B-SND | JEA OVERHEAD DISTRIBUTION | CSC Stores | 47.66 | 2001-12-04 11:08 | Anjanece | 12 | 0 | N | N
SEFCOR | FNCT-34-2B-SND | Y | SEFCOR , FNCT-34-2B-SND |  |  | 47.85 | 2001-12-04 11:08 | Anjanece | 12 | 0 | N | N
SEFCOR | FNCT-34-2B-SND | Y | SEFCOR , FNCT-34-2B-SND |  |  | 47.96 | 2001-12-04 11:08 | Anjanece | 12 | 0 | N | N
SEFCOR | FNCT-34-2B-SND | Y | SEFCOR , FNCT-34-2B-SND |  |  | 48.04 | 2001-12-04 11:08 | Anjanece | 12 | 0 | N | N
SEFCOR | FNCT-34-2B-SND | Y | SEFCOR , FNCT-34-2B-SND |  |  | 48.16 | 2001-12-04 11:08 | Anjanece | 12 | 0 | N | N
SEFCOR | FNCT-34-2B-SND | Y | SEFCOR , FNCT-34-2B-SND |  |  | 48.77 | 2001-12-04 11:08 | Anjanece | 12 | 0 | N | N
SEFCOR | FNCT-34-2B-SND | Y | SEFCOR , FNCT-34-2B-SND |  |  | 48.83 | 2001-12-04 11:08 | Anjanece | 12 | 0 | N | N
SEFCOR | FNCT-34-2B-SND | Y | SEFCOR , FNCT-34-2B-SND |  |  | 54.04 | 2001-12-04 11:08 | Anjanece | 12 | 0 | N | N
SEFCOR | FNCT-34-2B-SND | Y | SEFCOR , FNCT-34-2B-SND |  |  | 55.17 | 2001-12-04 11:08 | Anjanece | 12 | 0 | N | N
SEFCOR | FNCT-34-2B-SND | Y | SEFCOR , FNCT-34-2B-SND |  |  | 58.36 | 2001-12-04 11:08 | Anjanece | 12 | 0 | N | N
SEFCOR | FNCT-34-2B-SND | Y | SEFCOR , FNCT-34-2B-SND |  |  | 70.56 | 2001-12-04 11:08 | Anjanece | 12 | 0 | N | N
SEFCOR | FNCT-34-2B-SND | Y | SEFCOR , FNCT-34-2B-SND |  |  | 80.77 | 2001-12-04 11:08 | Anjanece | 12 | 0 | N | N
SEFCOR | FNCT-34-2B-SND | Y | SEFCOR , FNCT-34-2B-SND |  |  | 80.93 | 2001-12-04 11:08 | Anjanece | 12 | 0 | N | N
SEFCOR | FNCT-34-2B-SND | Y | SEFCOR , FNCT-34-2B-SND |  |  | 83.63 | 2001-12-04 11:08 | Anjanece | 12 | 0 | N | N
TRAVIS FOUNDRY - PDU | 11-104-TPA | Y | TRAVIS FOUNDRY - PDU , 11-104-TPA | JEA OVERHEAD DISTRIBUTION | CSC Stores | 47.66 | 2001-12-04 11:08 | Anjanece | 12 | 0 | N | N
TRAVIS FOUNDRY - PDU | 11-104-TPA | Y | TRAVIS FOUNDRY - PDU , 11-104-TPA |  |  | 47.85 | 2001-12-04 11:08 | Anjanece | 12 | 0 | N | N
TRAVIS FOUNDRY - PDU | 11-104-TPA | Y | TRAVIS FOUNDRY - PDU , 11-104-TPA |  |  | 47.96 | 2001-12-04 11:08 | Anjanece | 12 | 0 | N | N
TRAVIS FOUNDRY - PDU | 11-104-TPA | Y | TRAVIS FOUNDRY - PDU , 11-104-TPA |  |  | 48.04 | 2001-12-04 11:08 | Anjanece | 12 | 0 | N | N
TRAVIS FOUNDRY - PDU | 11-104-TPA | Y | TRAVIS FOUNDRY - PDU , 11-104-TPA |  |  | 48.16 | 2001-12-04 11:08 | Anjanece | 12 | 0 | N | N
TRAVIS FOUNDRY - PDU | 11-104-TPA | Y | TRAVIS FOUNDRY - PDU , 11-104-TPA |  |  | 48.77 | 2001-12-04 11:08 | Anjanece | 12 | 0 | N | N
TRAVIS FOUNDRY - PDU | 11-104-TPA | Y | TRAVIS FOUNDRY - PDU , 11-104-TPA |  |  | 48.83 | 2001-12-04 11:08 | Anjanece | 12 | 0 | N | N
TRAVIS FOUNDRY - PDU | 11-104-TPA | Y | TRAVIS FOUNDRY - PDU , 11-104-TPA |  |  | 54.04 | 2001-12-04 11:08 | Anjanece | 12 | 0 | N | N
TRAVIS FOUNDRY - PDU | 11-104-TPA | Y | TRAVIS FOUNDRY - PDU , 11-104-TPA |  |  | 55.17 | 2001-12-04 11:08 | Anjanece | 12 | 0 | N | N
TRAVIS FOUNDRY - PDU | 11-104-TPA | Y | TRAVIS FOUNDRY - PDU , 11-104-TPA |  |  | 58.36 | 2001-12-04 11:08 | Anjanece | 12 | 0 | N | N
TRAVIS FOUNDRY - PDU | 11-104-TPA | Y | TRAVIS FOUNDRY - PDU , 11-104-TPA |  |  | 70.56 | 2001-12-04 11:08 | Anjanece | 12 | 0 | N | N
TRAVIS FOUNDRY - PDU | 11-104-TPA | Y | TRAVIS FOUNDRY - PDU , 11-104-TPA |  |  | 80.77 | 2001-12-04 11:08 | Anjanece | 12 | 0 | N | N
TRAVIS FOUNDRY - PDU | 11-104-TPA | Y | TRAVIS FOUNDRY - PDU , 11-104-TPA |  |  | 80.93 | 2001-12-04 11:08 | Anjanece | 12 | 0 | N | N
TRAVIS FOUNDRY - PDU | 11-104-TPA | Y | TRAVIS FOUNDRY - PDU , 11-104-TPA |  |  | 83.63 | 2001-12-04 11:08 | Anjanece | 12 | 0 | N | N
AFL | TCVH100-4N4-SN | Y | AFL , TCVH100-4N4-SN | JEA OVERHEAD DISTRIBUTION | CSC Stores | 48.09 | 2001-12-04 11:08 | Anjanece | 4 | 0 | N | N
AFL | TCVH100-4N4-SN | Y | AFL , TCVH100-4N4-SN |  |  | 48.84 | 2001-12-04 11:08 | Anjanece | 4 | 0 | N | N
AFL | TCVH100-4N4-SN | Y | AFL , TCVH100-4N4-SN |  |  | 49.65 | 2001-12-04 11:08 | Anjanece | 4 | 0 | N | N
AFL | TCVH100-4N4-SN | Y | AFL , TCVH100-4N4-SN |  |  | 52.05 | 2001-12-04 11:08 | Anjanece | 4 | 0 | N | N
AFL | TCVH100-4N4-SN | Y | AFL , TCVH100-4N4-SN |  |  | 54.66 | 2001-12-04 11:08 | Anjanece | 4 | 0 | N | N
AFL | TCVH100-4N4-SN | Y | AFL , TCVH100-4N4-SN |  |  | 63.13 | 2001-12-04 11:08 | Anjanece | 4 | 0 | N | N
AFL | TCVH100-4N4-SN | Y | AFL , TCVH100-4N4-SN |  |  | 65.76 | 2001-12-04 11:08 | Anjanece | 4 | 0 | N | N
AFL | TCVH100-4N4-SN | Y | AFL , TCVH100-4N4-SN |  |  | 67.12 | 2001-12-04 11:08 | Anjanece | 4 | 0 | N | N
AFL | TCVH100-4N4-SN | Y | AFL , TCVH100-4N4-SN |  |  | 67.18 | 2001-12-04 11:08 | Anjanece | 4 | 0 | N | N
AFL | TCVH100-4N4-SN | Y | AFL , TCVH100-4N4-SN |  |  | 67.45 | 2001-12-04 11:08 | Anjanece | 4 | 0 | N | N
AFL | TCVH100-4N4-SN | Y | AFL , TCVH100-4N4-SN |  |  | 73 | 2001-12-04 11:08 | Anjanece | 4 | 0 | N | N
ANDERSON | SWH-100C-TP-ED | Y | ANDERSON , SWH-100C-TP-ED | JEA OVERHEAD DISTRIBUTION | CSC Stores | 48.09 | 2001-12-04 11:08 | Anjanece | 4 | 0 | N | N
ANDERSON | SWH-100C-TP-ED | Y | ANDERSON , SWH-100C-TP-ED |  |  | 48.84 | 2001-12-04 11:08 | Anjanece | 4 | 0 | N | N
ANDERSON | SWH-100C-TP-ED | Y | ANDERSON , SWH-100C-TP-ED |  |  | 49.65 | 2001-12-04 11:08 | Anjanece | 4 | 0 | N | N
ANDERSON | SWH-100C-TP-ED | Y | ANDERSON , SWH-100C-TP-ED |  |  | 52.05 | 2001-12-04 11:08 | Anjanece | 4 | 0 | N | N
ANDERSON | SWH-100C-TP-ED | Y | ANDERSON , SWH-100C-TP-ED |  |  | 54.66 | 2001-12-04 11:08 | Anjanece | 4 | 0 | N | N
ANDERSON | SWH-100C-TP-ED | Y | ANDERSON , SWH-100C-TP-ED |  |  | 63.13 | 2001-12-04 11:08 | Anjanece | 4 | 0 | N | N
ANDERSON | SWH-100C-TP-ED | Y | ANDERSON , SWH-100C-TP-ED |  |  | 65.76 | 2001-12-04 11:08 | Anjanece | 4 | 0 | N | N
ANDERSON | SWH-100C-TP-ED | Y | ANDERSON , SWH-100C-TP-ED |  |  | 67.12 | 2001-12-04 11:08 | Anjanece | 4 | 0 | N | N
ANDERSON | SWH-100C-TP-ED | Y | ANDERSON , SWH-100C-TP-ED |  |  | 67.18 | 2001-12-04 11:08 | Anjanece | 4 | 0 | N | N
ANDERSON | SWH-100C-TP-ED | Y | ANDERSON , SWH-100C-TP-ED |  |  | 67.45 | 2001-12-04 11:08 | Anjanece | 4 | 0 | N | N
ANDERSON | SWH-100C-TP-ED | Y | ANDERSON , SWH-100C-TP-ED |  |  | 73 | 2001-12-04 11:08 | Anjanece | 4 | 0 | N | N
BURNDY CORP. | NAH44-34N-W | Y | BURNDY CORP. , NAH44-34N-W | JEA OVERHEAD DISTRIBUTION | CSC Stores | 48.09 | 2001-12-04 11:08 | Anjanece | 4 | 0 | N | N
BURNDY CORP. | NAH44-34N-W | Y | BURNDY CORP. , NAH44-34N-W |  |  | 48.84 | 2001-12-04 11:08 | Anjanece | 4 | 0 | N | N
BURNDY CORP. | NAH44-34N-W | Y | BURNDY CORP. , NAH44-34N-W |  |  | 49.65 | 2001-12-04 11:08 | Anjanece | 4 | 0 | N | N
BURNDY CORP. | NAH44-34N-W | Y | BURNDY CORP. , NAH44-34N-W |  |  | 52.05 | 2001-12-04 11:08 | Anjanece | 4 | 0 | N | N
BURNDY CORP. | NAH44-34N-W | Y | BURNDY CORP. , NAH44-34N-W |  |  | 54.66 | 2001-12-04 11:08 | Anjanece | 4 | 0 | N | N
BURNDY CORP. | NAH44-34N-W | Y | BURNDY CORP. , NAH44-34N-W |  |  | 63.13 | 2001-12-04 11:08 | Anjanece | 4 | 0 | N | N
BURNDY CORP. | NAH44-34N-W | Y | BURNDY CORP. , NAH44-34N-W |  |  | 65.76 | 2001-12-04 11:08 | Anjanece | 4 | 0 | N | N
BURNDY CORP. | NAH44-34N-W | Y | BURNDY CORP. , NAH44-34N-W |  |  | 67.12 | 2001-12-04 11:08 | Anjanece | 4 | 0 | N | N
BURNDY CORP. | NAH44-34N-W | Y | BURNDY CORP. , NAH44-34N-W |  |  | 67.18 | 2001-12-04 11:08 | Anjanece | 4 | 0 | N | N
BURNDY CORP. | NAH44-34N-W | Y | BURNDY CORP. , NAH44-34N-W |  |  | 67.45 | 2001-12-04 11:08 | Anjanece | 4 | 0 | N | N
BURNDY CORP. | NAH44-34N-W | Y | BURNDY CORP. , NAH44-34N-W |  |  | 73 | 2001-12-04 11:08 | Anjanece | 4 | 0 | N | N
DOSSERT | TCVH 100-4N-SN | Y | DOSSERT , TCVH 100-4N-SN | JEA OVERHEAD DISTRIBUTION | CSC Stores | 48.09 | 2001-12-04 11:08 | Anjanece | 4 | 0 | N | N
DOSSERT | TCVH 100-4N-SN | Y | DOSSERT , TCVH 100-4N-SN |  |  | 48.84 | 2001-12-04 11:08 | Anjanece | 4 | 0 | N | N
DOSSERT | TCVH 100-4N-SN | Y | DOSSERT , TCVH 100-4N-SN |  |  | 49.65 | 2001-12-04 11:08 | Anjanece | 4 | 0 | N | N
DOSSERT | TCVH 100-4N-SN | Y | DOSSERT , TCVH 100-4N-SN |  |  | 52.05 | 2001-12-04 11:08 | Anjanece | 4 | 0 | N | N
DOSSERT | TCVH 100-4N-SN | Y | DOSSERT , TCVH 100-4N-SN |  |  | 54.66 | 2001-12-04 11:08 | Anjanece | 4 | 0 | N | N
DOSSERT | TCVH 100-4N-SN | Y | DOSSERT , TCVH 100-4N-SN |  |  | 63.13 | 2001-12-04 11:08 | Anjanece | 4 | 0 | N | N
DOSSERT | TCVH 100-4N-SN | Y | DOSSERT , TCVH 100-4N-SN |  |  | 65.76 | 2001-12-04 11:08 | Anjanece | 4 | 0 | N | N
DOSSERT | TCVH 100-4N-SN | Y | DOSSERT , TCVH 100-4N-SN |  |  | 67.12 | 2001-12-04 11:08 | Anjanece | 4 | 0 | N | N
DOSSERT | TCVH 100-4N-SN | Y | DOSSERT , TCVH 100-4N-SN |  |  | 67.18 | 2001-12-04 11:08 | Anjanece | 4 | 0 | N | N
DOSSERT | TCVH 100-4N-SN | Y | DOSSERT , TCVH 100-4N-SN |  |  | 67.45 | 2001-12-04 11:08 | Anjanece | 4 | 0 | N | N
DOSSERT | TCVH 100-4N-SN | Y | DOSSERT , TCVH 100-4N-SN |  |  | 73 | 2001-12-04 11:08 | Anjanece | 4 | 0 | N | N
HOMAC | 7M-125-4NR | Y | HOMAC , 7M-125-4NR | JEA OVERHEAD DISTRIBUTION | CSC Stores | 48.09 | 2001-12-04 11:08 | Anjanece | 4 | 0 | N | N
HOMAC | 7M-125-4NR | Y | HOMAC , 7M-125-4NR |  |  | 48.84 | 2001-12-04 11:08 | Anjanece | 4 | 0 | N | N
HOMAC | 7M-125-4NR | Y | HOMAC , 7M-125-4NR |  |  | 49.65 | 2001-12-04 11:08 | Anjanece | 4 | 0 | N | N
HOMAC | 7M-125-4NR | Y | HOMAC , 7M-125-4NR |  |  | 52.05 | 2001-12-04 11:08 | Anjanece | 4 | 0 | N | N
HOMAC | 7M-125-4NR | Y | HOMAC , 7M-125-4NR |  |  | 54.66 | 2001-12-04 11:08 | Anjanece | 4 | 0 | N | N
HOMAC | 7M-125-4NR | Y | HOMAC , 7M-125-4NR |  |  | 63.13 | 2001-12-04 11:08 | Anjanece | 4 | 0 | N | N
HOMAC | 7M-125-4NR | Y | HOMAC , 7M-125-4NR |  |  | 65.76 | 2001-12-04 11:08 | Anjanece | 4 | 0 | N | N
HOMAC | 7M-125-4NR | Y | HOMAC , 7M-125-4NR |  |  | 67.12 | 2001-12-04 11:08 | Anjanece | 4 | 0 | N | N
HOMAC | 7M-125-4NR | Y | HOMAC , 7M-125-4NR |  |  | 67.18 | 2001-12-04 11:08 | Anjanece | 4 | 0 | N | N
HOMAC | 7M-125-4NR | Y | HOMAC , 7M-125-4NR |  |  | 67.45 | 2001-12-04 11:08 | Anjanece | 4 | 0 | N | N
HOMAC | 7M-125-4NR | Y | HOMAC , 7M-125-4NR |  |  | 73 | 2001-12-04 11:08 | Anjanece | 4 | 0 | N | N
SEFCOR | FNCT-34-4B-SND | Y | SEFCOR , FNCT-34-4B-SND | JEA OVERHEAD DISTRIBUTION | CSC Stores | 48.09 | 2001-12-04 11:08 | Anjanece | 4 | 0 | N | N
SEFCOR | FNCT-34-4B-SND | Y | SEFCOR , FNCT-34-4B-SND |  |  | 48.84 | 2001-12-04 11:08 | Anjanece | 4 | 0 | N | N
SEFCOR | FNCT-34-4B-SND | Y | SEFCOR , FNCT-34-4B-SND |  |  | 49.65 | 2001-12-04 11:08 | Anjanece | 4 | 0 | N | N
SEFCOR | FNCT-34-4B-SND | Y | SEFCOR , FNCT-34-4B-SND |  |  | 52.05 | 2001-12-04 11:08 | Anjanece | 4 | 0 | N | N
SEFCOR | FNCT-34-4B-SND | Y | SEFCOR , FNCT-34-4B-SND |  |  | 54.66 | 2001-12-04 11:08 | Anjanece | 4 | 0 | N | N
SEFCOR | FNCT-34-4B-SND | Y | SEFCOR , FNCT-34-4B-SND |  |  | 63.13 | 2001-12-04 11:08 | Anjanece | 4 | 0 | N | N
SEFCOR | FNCT-34-4B-SND | Y | SEFCOR , FNCT-34-4B-SND |  |  | 65.76 | 2001-12-04 11:08 | Anjanece | 4 | 0 | N | N
SEFCOR | FNCT-34-4B-SND | Y | SEFCOR , FNCT-34-4B-SND |  |  | 67.12 | 2001-12-04 11:08 | Anjanece | 4 | 0 | N | N
SEFCOR | FNCT-34-4B-SND | Y | SEFCOR , FNCT-34-4B-SND |  |  | 67.18 | 2001-12-04 11:08 | Anjanece | 4 | 0 | N | N
SEFCOR | FNCT-34-4B-SND | Y | SEFCOR , FNCT-34-4B-SND |  |  | 67.45 | 2001-12-04 11:08 | Anjanece | 4 | 0 | N | N
SEFCOR | FNCT-34-4B-SND | Y | SEFCOR , FNCT-34-4B-SND |  |  | 73 | 2001-12-04 11:08 | Anjanece | 4 | 0 | N | N
TRAVIS FOUNDRY - PDU | 11-112-TPA | Y | TRAVIS FOUNDRY - PDU , 11-112-TPA | JEA OVERHEAD DISTRIBUTION | CSC Stores | 48.09 | 2001-12-04 11:08 | Anjanece | 4 | 0 | N | N
TRAVIS FOUNDRY - PDU | 11-112-TPA | Y | TRAVIS FOUNDRY - PDU , 11-112-TPA |  |  | 48.84 | 2001-12-04 11:08 | Anjanece | 4 | 0 | N | N
TRAVIS FOUNDRY - PDU | 11-112-TPA | Y | TRAVIS FOUNDRY - PDU , 11-112-TPA |  |  | 49.65 | 2001-12-04 11:08 | Anjanece | 4 | 0 | N | N
TRAVIS FOUNDRY - PDU | 11-112-TPA | Y | TRAVIS FOUNDRY - PDU , 11-112-TPA |  |  | 52.05 | 2001-12-04 11:08 | Anjanece | 4 | 0 | N | N
TRAVIS FOUNDRY - PDU | 11-112-TPA | Y | TRAVIS FOUNDRY - PDU , 11-112-TPA |  |  | 54.66 | 2001-12-04 11:08 | Anjanece | 4 | 0 | N | N
TRAVIS FOUNDRY - PDU | 11-112-TPA | Y | TRAVIS FOUNDRY - PDU , 11-112-TPA |  |  | 63.13 | 2001-12-04 11:08 | Anjanece | 4 | 0 | N | N
TRAVIS FOUNDRY - PDU | 11-112-TPA | Y | TRAVIS FOUNDRY - PDU , 11-112-TPA |  |  | 65.76 | 2001-12-04 11:08 | Anjanece | 4 | 0 | N | N
TRAVIS FOUNDRY - PDU | 11-112-TPA | Y | TRAVIS FOUNDRY - PDU , 11-112-TPA |  |  | 67.12 | 2001-12-04 11:08 | Anjanece | 4 | 0 | N | N
TRAVIS FOUNDRY - PDU | 11-112-TPA | Y | TRAVIS FOUNDRY - PDU , 11-112-TPA |  |  | 67.18 | 2001-12-04 11:08 | Anjanece | 4 | 0 | N | N
TRAVIS FOUNDRY - PDU | 11-112-TPA | Y | TRAVIS FOUNDRY - PDU , 11-112-TPA |  |  | 67.45 | 2001-12-04 11:08 | Anjanece | 4 | 0 | N | N
TRAVIS FOUNDRY - PDU | 11-112-TPA | Y | TRAVIS FOUNDRY - PDU , 11-112-TPA |  |  | 73 | 2001-12-04 11:08 | Anjanece | 4 | 0 | N | N
AFL | 2834.IE | Y | AFL , 2834.IE | JEA OVERHEAD DISTRIBUTION | CSC Stores | 0 | 2017-11-01 17:07 | Anjanece | 6 | 0 | N | N
AFL | 2834.IE | Y | AFL , 2834.IE |  |  | 80.59 | 2017-11-01 17:07 | Anjanece | 6 | 0 | N | N
AFL | 2834.IE | Y | AFL , 2834.IE |  |  | 97.4 | 2017-11-01 17:07 | Anjanece | 6 | 0 | N | N
HUBBELL POWER SYSTEMS, INC. | ORT2113D | Y | HUBBELL POWER SYSTEMS, INC. , ORT2113D | JEA OVERHEAD DISTRIBUTION | CSC Stores | 0 | 2017-11-01 17:07 | Anjanece | 6 | 0 | N | N
HUBBELL POWER SYSTEMS, INC. | ORT2113D | Y | HUBBELL POWER SYSTEMS, INC. , ORT2113D |  |  | 80.59 | 2017-11-01 17:07 | Anjanece | 6 | 0 | N | N
HUBBELL POWER SYSTEMS, INC. | ORT2113D | Y | HUBBELL POWER SYSTEMS, INC. , ORT2113D |  |  | 97.4 | 2017-11-01 17:07 | Anjanece | 6 | 0 | N | N
SEFCOR | TBD | Y | SEFCOR , TBD | JEA OVERHEAD DISTRIBUTION | CSC Stores | 0 | 2017-11-01 17:07 | Anjanece | 6 | 0 | N | N
SEFCOR | TBD | Y | SEFCOR , TBD |  |  | 80.59 | 2017-11-01 17:07 | Anjanece | 6 | 0 | N | N
SEFCOR | TBD | Y | SEFCOR , TBD |  |  | 97.4 | 2017-11-01 17:07 | Anjanece | 6 | 0 | N | N
AFL | BCX100-100-AA | Y | AFL , BCX100-100-AA | JEA OVERHEAD DISTRIBUTION | CSC Stores | 16.27 | 2001-12-04 11:09 | Anjanece | 1 | 0 | N | N
AFL | BCX100-100-AA | Y | AFL , BCX100-100-AA |  |  | 41.27 | 2001-12-04 11:09 | Anjanece | 1 | 0 | N | N
ANDERSON | ATCC-116 | Y | ANDERSON , ATCC-116 | JEA OVERHEAD DISTRIBUTION | CSC Stores | 16.27 | 2001-12-04 11:09 | Anjanece | 1 | 0 | N | N
ANDERSON | ATCC-116 | Y | ANDERSON , ATCC-116 |  |  | 41.27 | 2001-12-04 11:09 | Anjanece | 1 | 0 | N | N
DOSSERT | BCV 90-25-AA | Y | DOSSERT , BCV 90-25-AA | JEA OVERHEAD DISTRIBUTION | CSC Stores | 16.27 | 2001-12-04 11:09 | Anjanece | 1 | 0 | N | N
DOSSERT | BCV 90-25-AA | Y | DOSSERT , BCV 90-25-AA |  |  | 41.27 | 2001-12-04 11:09 | Anjanece | 1 | 0 | N | N
HOMAC | A6MT-100-25 | Y | HOMAC , A6MT-100-25 | JEA OVERHEAD DISTRIBUTION | CSC Stores | 16.27 | 2001-12-04 11:09 | Anjanece | 1 | 0 | N | N
HOMAC | A6MT-100-25 | Y | HOMAC , A6MT-100-25 |  |  | 41.27 | 2001-12-04 11:09 | Anjanece | 1 | 0 | N | N
SEFCOR | ACRCT-3413 | Y | SEFCOR , ACRCT-3413 | JEA OVERHEAD DISTRIBUTION | CSC Stores | 16.27 | 2001-12-04 11:09 | Anjanece | 1 | 0 | N | N
SEFCOR | ACRCT-3413 | Y | SEFCOR , ACRCT-3413 |  |  | 41.27 | 2001-12-04 11:09 | Anjanece | 1 | 0 | N | N
TRAVIS FOUNDRY - PDU | 12-908 | Y | TRAVIS FOUNDRY - PDU , 12-908 | JEA OVERHEAD DISTRIBUTION | CSC Stores | 16.27 | 2001-12-04 11:09 | Anjanece | 1 | 0 | N | N
TRAVIS FOUNDRY - PDU | 12-908 | Y | TRAVIS FOUNDRY - PDU , 12-908 |  |  | 41.27 | 2001-12-04 11:09 | Anjanece | 1 | 0 | N | N
AFL | BCV125-90-AA | Y | AFL , BCV125-90-AA | JEA OVERHEAD DISTRIBUTION | CSC Stores | 37.34 | 2001-12-04 11:11 | Anjanece | 1 | 0 | N | N
AFL | BCV125-90-AA | Y | AFL , BCV125-90-AA |  |  | 38.75 | 2001-12-04 11:11 | Anjanece | 1 | 0 | N | N
AFL | BCV125-90-AA | Y | AFL , BCV125-90-AA |  |  | 43.22 | 2001-12-04 11:11 | Anjanece | 1 | 0 | N | N
ANDERSON | ATCC-1311 | Y | ANDERSON , ATCC-1311 | JEA OVERHEAD DISTRIBUTION | CSC Stores | 37.34 | 2001-12-04 11:11 | Anjanece | 1 | 0 | N | N
ANDERSON | ATCC-1311 | Y | ANDERSON , ATCC-1311 |  |  | 38.75 | 2001-12-04 11:11 | Anjanece | 1 | 0 | N | N
ANDERSON | ATCC-1311 | Y | ANDERSON , ATCC-1311 |  |  | 43.22 | 2001-12-04 11:11 | Anjanece | 1 | 0 | N | N
BURNDY CORP. | NNTR45A42A | Y | BURNDY CORP. , NNTR45A42A | JEA OVERHEAD DISTRIBUTION | CSC Stores | 37.34 | 2001-12-04 11:11 | Anjanece | 1 | 0 | N | N
BURNDY CORP. | NNTR45A42A | Y | BURNDY CORP. , NNTR45A42A |  |  | 38.75 | 2001-12-04 11:11 | Anjanece | 1 | 0 | N | N
BURNDY CORP. | NNTR45A42A | Y | BURNDY CORP. , NNTR45A42A |  |  | 43.22 | 2001-12-04 11:11 | Anjanece | 1 | 0 | N | N
DOSSERT | BCV 125-90-AA | Y | DOSSERT , BCV 125-90-AA | JEA OVERHEAD DISTRIBUTION | CSC Stores | 37.34 | 2001-12-04 11:11 | Anjanece | 1 | 0 | N | N
DOSSERT | BCV 125-90-AA | Y | DOSSERT , BCV 125-90-AA |  |  | 38.75 | 2001-12-04 11:11 | Anjanece | 1 | 0 | N | N
DOSSERT | BCV 125-90-AA | Y | DOSSERT , BCV 125-90-AA |  |  | 43.22 | 2001-12-04 11:11 | Anjanece | 1 | 0 | N | N
HOMAC | A6MT-150-100 | Y | HOMAC , A6MT-150-100 | JEA OVERHEAD DISTRIBUTION | CSC Stores | 37.34 | 2001-12-04 11:11 | Anjanece | 1 | 0 | N | N
HOMAC | A6MT-150-100 | Y | HOMAC , A6MT-150-100 |  |  | 38.75 | 2001-12-04 11:11 | Anjanece | 1 | 0 | N | N
HOMAC | A6MT-150-100 | Y | HOMAC , A6MT-150-100 |  |  | 43.22 | 2001-12-04 11:11 | Anjanece | 1 | 0 | N | N
PENN-UNION | ABA-125090 | Y | PENN-UNION , ABA-125090 | JEA OVERHEAD DISTRIBUTION | CSC Stores | 37.34 | 2001-12-04 11:11 | Anjanece | 1 | 0 | N | N
PENN-UNION | ABA-125090 | Y | PENN-UNION , ABA-125090 |  |  | 38.75 | 2001-12-04 11:11 | Anjanece | 1 | 0 | N | N
PENN-UNION | ABA-125090 | Y | PENN-UNION , ABA-125090 |  |  | 43.22 | 2001-12-04 11:11 | Anjanece | 1 | 0 | N | N
SEFCOR | ACRCT-3934 | Y | SEFCOR , ACRCT-3934 | JEA OVERHEAD DISTRIBUTION | CSC Stores | 37.34 | 2001-12-04 11:11 | Anjanece | 1 | 0 | N | N
SEFCOR | ACRCT-3934 | Y | SEFCOR , ACRCT-3934 |  |  | 38.75 | 2001-12-04 11:11 | Anjanece | 1 | 0 | N | N
SEFCOR | ACRCT-3934 | Y | SEFCOR , ACRCT-3934 |  |  | 43.22 | 2001-12-04 11:11 | Anjanece | 1 | 0 | N | N
TRAVIS FOUNDRY - PDU | 12-915 | Y | TRAVIS FOUNDRY - PDU , 12-915 | JEA OVERHEAD DISTRIBUTION | CSC Stores | 37.34 | 2001-12-04 11:11 | Anjanece | 1 | 0 | N | N
TRAVIS FOUNDRY - PDU | 12-915 | Y | TRAVIS FOUNDRY - PDU , 12-915 |  |  | 38.75 | 2001-12-04 11:11 | Anjanece | 1 | 0 | N | N
TRAVIS FOUNDRY - PDU | 12-915 | Y | TRAVIS FOUNDRY - PDU , 12-915 |  |  | 43.22 | 2001-12-04 11:11 | Anjanece | 1 | 0 | N | N
AFL | BCV125-125-AA | Y | AFL , BCV125-125-AA | JEA OVERHEAD DISTRIBUTION | CSC Stores | 36.3 | 2001-12-04 11:11 | Anjanece | 4 | 0 | N | N
AFL | BCV125-125-AA | Y | AFL , BCV125-125-AA |  |  | 39.95 | 2001-12-04 11:11 | Anjanece | 4 | 0 | N | N
AFL | BCV125-125-AA | Y | AFL , BCV125-125-AA |  |  | 40.15 | 2001-12-04 11:11 | Anjanece | 4 | 0 | N | N
AFL | BCV125-125-AA | Y | AFL , BCV125-125-AA |  |  | 44.77 | 2001-12-04 11:11 | Anjanece | 4 | 0 | N | N
AFL | BCV125-125-AA | Y | AFL , BCV125-125-AA |  |  | 45.9 | 2001-12-04 11:11 | Anjanece | 4 | 0 | N | N
AFL | BCV125-125-AA | Y | AFL , BCV125-125-AA |  |  | 47.65 | 2001-12-04 11:11 | Anjanece | 4 | 0 | N | N
AFL | BCV125-125-AA | Y | AFL , BCV125-125-AA |  |  | 62 | 2001-12-04 11:11 | Anjanece | 4 | 0 | N | N
AFL | BCV125-125-AA | Y | AFL , BCV125-125-AA |  |  | 62.32 | 2001-12-04 11:11 | Anjanece | 4 | 0 | N | N
AFL | BCV125-125-AA | Y | AFL , BCV125-125-AA |  |  | 71.73 | 2001-12-04 11:11 | Anjanece | 4 | 0 | N | N
ANDERSON | ATCC-1313 | Y | ANDERSON , ATCC-1313 | JEA OVERHEAD DISTRIBUTION | CSC Stores | 36.3 | 2001-12-04 11:11 | Anjanece | 4 | 0 | N | N
ANDERSON | ATCC-1313 | Y | ANDERSON , ATCC-1313 |  |  | 39.95 | 2001-12-04 11:11 | Anjanece | 4 | 0 | N | N
ANDERSON | ATCC-1313 | Y | ANDERSON , ATCC-1313 |  |  | 40.15 | 2001-12-04 11:11 | Anjanece | 4 | 0 | N | N
ANDERSON | ATCC-1313 | Y | ANDERSON , ATCC-1313 |  |  | 44.77 | 2001-12-04 11:11 | Anjanece | 4 | 0 | N | N
ANDERSON | ATCC-1313 | Y | ANDERSON , ATCC-1313 |  |  | 45.9 | 2001-12-04 11:11 | Anjanece | 4 | 0 | N | N
ANDERSON | ATCC-1313 | Y | ANDERSON , ATCC-1313 |  |  | 47.65 | 2001-12-04 11:11 | Anjanece | 4 | 0 | N | N
ANDERSON | ATCC-1313 | Y | ANDERSON , ATCC-1313 |  |  | 62 | 2001-12-04 11:11 | Anjanece | 4 | 0 | N | N
ANDERSON | ATCC-1313 | Y | ANDERSON , ATCC-1313 |  |  | 62.32 | 2001-12-04 11:11 | Anjanece | 4 | 0 | N | N
ANDERSON | ATCC-1313 | Y | ANDERSON , ATCC-1313 |  |  | 71.73 | 2001-12-04 11:11 | Anjanece | 4 | 0 | N | N
BURNDY CORP. | NNTR45A45A | Y | BURNDY CORP. , NNTR45A45A | JEA OVERHEAD DISTRIBUTION | CSC Stores | 36.3 | 2001-12-04 11:11 | Anjanece | 4 | 0 | N | N
BURNDY CORP. | NNTR45A45A | Y | BURNDY CORP. , NNTR45A45A |  |  | 39.95 | 2001-12-04 11:11 | Anjanece | 4 | 0 | N | N
BURNDY CORP. | NNTR45A45A | Y | BURNDY CORP. , NNTR45A45A |  |  | 40.15 | 2001-12-04 11:11 | Anjanece | 4 | 0 | N | N
BURNDY CORP. | NNTR45A45A | Y | BURNDY CORP. , NNTR45A45A |  |  | 44.77 | 2001-12-04 11:11 | Anjanece | 4 | 0 | N | N
BURNDY CORP. | NNTR45A45A | Y | BURNDY CORP. , NNTR45A45A |  |  | 45.9 | 2001-12-04 11:11 | Anjanece | 4 | 0 | N | N
BURNDY CORP. | NNTR45A45A | Y | BURNDY CORP. , NNTR45A45A |  |  | 47.65 | 2001-12-04 11:11 | Anjanece | 4 | 0 | N | N
BURNDY CORP. | NNTR45A45A | Y | BURNDY CORP. , NNTR45A45A |  |  | 62 | 2001-12-04 11:11 | Anjanece | 4 | 0 | N | N
BURNDY CORP. | NNTR45A45A | Y | BURNDY CORP. , NNTR45A45A |  |  | 62.32 | 2001-12-04 11:11 | Anjanece | 4 | 0 | N | N
BURNDY CORP. | NNTR45A45A | Y | BURNDY CORP. , NNTR45A45A |  |  | 71.73 | 2001-12-04 11:11 | Anjanece | 4 | 0 | N | N
DOSSERT | BCV 125-125-AA | Y | DOSSERT , BCV 125-125-AA | JEA OVERHEAD DISTRIBUTION | CSC Stores | 36.3 | 2001-12-04 11:11 | Anjanece | 4 | 0 | N | N
DOSSERT | BCV 125-125-AA | Y | DOSSERT , BCV 125-125-AA |  |  | 39.95 | 2001-12-04 11:11 | Anjanece | 4 | 0 | N | N
DOSSERT | BCV 125-125-AA | Y | DOSSERT , BCV 125-125-AA |  |  | 40.15 | 2001-12-04 11:11 | Anjanece | 4 | 0 | N | N
DOSSERT | BCV 125-125-AA | Y | DOSSERT , BCV 125-125-AA |  |  | 44.77 | 2001-12-04 11:11 | Anjanece | 4 | 0 | N | N
DOSSERT | BCV 125-125-AA | Y | DOSSERT , BCV 125-125-AA |  |  | 45.9 | 2001-12-04 11:11 | Anjanece | 4 | 0 | N | N
DOSSERT | BCV 125-125-AA | Y | DOSSERT , BCV 125-125-AA |  |  | 47.65 | 2001-12-04 11:11 | Anjanece | 4 | 0 | N | N
DOSSERT | BCV 125-125-AA | Y | DOSSERT , BCV 125-125-AA |  |  | 62 | 2001-12-04 11:11 | Anjanece | 4 | 0 | N | N
DOSSERT | BCV 125-125-AA | Y | DOSSERT , BCV 125-125-AA |  |  | 62.32 | 2001-12-04 11:11 | Anjanece | 4 | 0 | N | N
DOSSERT | BCV 125-125-AA | Y | DOSSERT , BCV 125-125-AA |  |  | 71.73 | 2001-12-04 11:11 | Anjanece | 4 | 0 | N | N
HOMAC | A6MT-150-150 | Y | HOMAC , A6MT-150-150 | JEA OVERHEAD DISTRIBUTION | CSC Stores | 36.3 | 2001-12-04 11:11 | Anjanece | 4 | 0 | N | N
HOMAC | A6MT-150-150 | Y | HOMAC , A6MT-150-150 |  |  | 39.95 | 2001-12-04 11:11 | Anjanece | 4 | 0 | N | N
HOMAC | A6MT-150-150 | Y | HOMAC , A6MT-150-150 |  |  | 40.15 | 2001-12-04 11:11 | Anjanece | 4 | 0 | N | N
HOMAC | A6MT-150-150 | Y | HOMAC , A6MT-150-150 |  |  | 44.77 | 2001-12-04 11:11 | Anjanece | 4 | 0 | N | N
HOMAC | A6MT-150-150 | Y | HOMAC , A6MT-150-150 |  |  | 45.9 | 2001-12-04 11:11 | Anjanece | 4 | 0 | N | N
HOMAC | A6MT-150-150 | Y | HOMAC , A6MT-150-150 |  |  | 47.65 | 2001-12-04 11:11 | Anjanece | 4 | 0 | N | N
HOMAC | A6MT-150-150 | Y | HOMAC , A6MT-150-150 |  |  | 62 | 2001-12-04 11:11 | Anjanece | 4 | 0 | N | N
HOMAC | A6MT-150-150 | Y | HOMAC , A6MT-150-150 |  |  | 62.32 | 2001-12-04 11:11 | Anjanece | 4 | 0 | N | N
HOMAC | A6MT-150-150 | Y | HOMAC , A6MT-150-150 |  |  | 71.73 | 2001-12-04 11:11 | Anjanece | 4 | 0 | N | N
PENN-UNION | ABA-125 | Y | PENN-UNION , ABA-125 | JEA OVERHEAD DISTRIBUTION | CSC Stores | 36.3 | 2001-12-04 11:11 | Anjanece | 4 | 0 | N | N
PENN-UNION | ABA-125 | Y | PENN-UNION , ABA-125 |  |  | 39.95 | 2001-12-04 11:11 | Anjanece | 4 | 0 | N | N
PENN-UNION | ABA-125 | Y | PENN-UNION , ABA-125 |  |  | 40.15 | 2001-12-04 11:11 | Anjanece | 4 | 0 | N | N
PENN-UNION | ABA-125 | Y | PENN-UNION , ABA-125 |  |  | 44.77 | 2001-12-04 11:11 | Anjanece | 4 | 0 | N | N
PENN-UNION | ABA-125 | Y | PENN-UNION , ABA-125 |  |  | 45.9 | 2001-12-04 11:11 | Anjanece | 4 | 0 | N | N
PENN-UNION | ABA-125 | Y | PENN-UNION , ABA-125 |  |  | 47.65 | 2001-12-04 11:11 | Anjanece | 4 | 0 | N | N
PENN-UNION | ABA-125 | Y | PENN-UNION , ABA-125 |  |  | 62 | 2001-12-04 11:11 | Anjanece | 4 | 0 | N | N
PENN-UNION | ABA-125 | Y | PENN-UNION , ABA-125 |  |  | 62.32 | 2001-12-04 11:11 | Anjanece | 4 | 0 | N | N
PENN-UNION | ABA-125 | Y | PENN-UNION , ABA-125 |  |  | 71.73 | 2001-12-04 11:11 | Anjanece | 4 | 0 | N | N
SEFCOR | ACRCT-3939 | Y | SEFCOR , ACRCT-3939 | JEA OVERHEAD DISTRIBUTION | CSC Stores | 36.3 | 2001-12-04 11:11 | Anjanece | 4 | 0 | N | N
SEFCOR | ACRCT-3939 | Y | SEFCOR , ACRCT-3939 |  |  | 39.95 | 2001-12-04 11:11 | Anjanece | 4 | 0 | N | N
SEFCOR | ACRCT-3939 | Y | SEFCOR , ACRCT-3939 |  |  | 40.15 | 2001-12-04 11:11 | Anjanece | 4 | 0 | N | N
SEFCOR | ACRCT-3939 | Y | SEFCOR , ACRCT-3939 |  |  | 44.77 | 2001-12-04 11:11 | Anjanece | 4 | 0 | N | N
SEFCOR | ACRCT-3939 | Y | SEFCOR , ACRCT-3939 |  |  | 45.9 | 2001-12-04 11:11 | Anjanece | 4 | 0 | N | N
SEFCOR | ACRCT-3939 | Y | SEFCOR , ACRCT-3939 |  |  | 47.65 | 2001-12-04 11:11 | Anjanece | 4 | 0 | N | N
SEFCOR | ACRCT-3939 | Y | SEFCOR , ACRCT-3939 |  |  | 62 | 2001-12-04 11:11 | Anjanece | 4 | 0 | N | N
SEFCOR | ACRCT-3939 | Y | SEFCOR , ACRCT-3939 |  |  | 62.32 | 2001-12-04 11:11 | Anjanece | 4 | 0 | N | N
SEFCOR | ACRCT-3939 | Y | SEFCOR , ACRCT-3939 |  |  | 71.73 | 2001-12-04 11:11 | Anjanece | 4 | 0 | N | N
TRAVIS FOUNDRY - PDU | 12-917 | Y | TRAVIS FOUNDRY - PDU , 12-917 | JEA OVERHEAD DISTRIBUTION | CSC Stores | 36.3 | 2001-12-04 11:11 | Anjanece | 4 | 0 | N | N
TRAVIS FOUNDRY - PDU | 12-917 | Y | TRAVIS FOUNDRY - PDU , 12-917 |  |  | 39.95 | 2001-12-04 11:11 | Anjanece | 4 | 0 | N | N
TRAVIS FOUNDRY - PDU | 12-917 | Y | TRAVIS FOUNDRY - PDU , 12-917 |  |  | 40.15 | 2001-12-04 11:11 | Anjanece | 4 | 0 | N | N
TRAVIS FOUNDRY - PDU | 12-917 | Y | TRAVIS FOUNDRY - PDU , 12-917 |  |  | 44.77 | 2001-12-04 11:11 | Anjanece | 4 | 0 | N | N
TRAVIS FOUNDRY - PDU | 12-917 | Y | TRAVIS FOUNDRY - PDU , 12-917 |  |  | 45.9 | 2001-12-04 11:11 | Anjanece | 4 | 0 | N | N
TRAVIS FOUNDRY - PDU | 12-917 | Y | TRAVIS FOUNDRY - PDU , 12-917 |  |  | 47.65 | 2001-12-04 11:11 | Anjanece | 4 | 0 | N | N
TRAVIS FOUNDRY - PDU | 12-917 | Y | TRAVIS FOUNDRY - PDU , 12-917 |  |  | 62 | 2001-12-04 11:11 | Anjanece | 4 | 0 | N | N
TRAVIS FOUNDRY - PDU | 12-917 | Y | TRAVIS FOUNDRY - PDU , 12-917 |  |  | 62.32 | 2001-12-04 11:11 | Anjanece | 4 | 0 | N | N
TRAVIS FOUNDRY - PDU | 12-917 | Y | TRAVIS FOUNDRY - PDU , 12-917 |  |  | 71.73 | 2001-12-04 11:11 | Anjanece | 4 | 0 | N | N
AFL | BCV50-50-S-SN | Y | AFL , BCV50-50-S-SN | JEA OVERHEAD DISTRIBUTION | CSC Stores | 38.07 | 1992-04-01 | Anjanece | 1 | 0 | N | N
AFL | BCV50-50-S-SN | Y | AFL , BCV50-50-S-SN |  |  | 48.52 | 1992-04-01 | Anjanece | 1 | 0 | N | N
AFL | BCV50-50-S-SN | Y | AFL , BCV50-50-S-SN |  |  | 58.98 | 1992-04-01 | Anjanece | 1 | 0 | N | N
AFL | BCV50-50-S-SN | Y | AFL , BCV50-50-S-SN |  |  | 67.14 | 1992-04-01 | Anjanece | 1 | 0 | N | N
AFL | BCV50-50-S-SN | Y | AFL , BCV50-50-S-SN |  |  | 93.57 | 1992-04-01 | Anjanece | 1 | 0 | N | N
ANDERSON | TCC8-050050-TP | Y | ANDERSON , TCC8-050050-TP | JEA OVERHEAD DISTRIBUTION | CSC Stores | 38.07 | 1992-04-01 | Anjanece | 1 | 0 | N | N
ANDERSON | TCC8-050050-TP | Y | ANDERSON , TCC8-050050-TP |  |  | 48.52 | 1992-04-01 | Anjanece | 1 | 0 | N | N
ANDERSON | TCC8-050050-TP | Y | ANDERSON , TCC8-050050-TP |  |  | 58.98 | 1992-04-01 | Anjanece | 1 | 0 | N | N
ANDERSON | TCC8-050050-TP | Y | ANDERSON , TCC8-050050-TP |  |  | 67.14 | 1992-04-01 | Anjanece | 1 | 0 | N | N
ANDERSON | TCC8-050050-TP | Y | ANDERSON , TCC8-050050-TP |  |  | 93.57 | 1992-04-01 | Anjanece | 1 | 0 | N | N
HOMAC | 6MT-50-50-R | Y | HOMAC , 6MT-50-50-R | JEA OVERHEAD DISTRIBUTION | CSC Stores | 38.07 | 1992-04-01 | Anjanece | 1 | 0 | N | N
HOMAC | 6MT-50-50-R | Y | HOMAC , 6MT-50-50-R |  |  | 48.52 | 1992-04-01 | Anjanece | 1 | 0 | N | N
HOMAC | 6MT-50-50-R | Y | HOMAC , 6MT-50-50-R |  |  | 58.98 | 1992-04-01 | Anjanece | 1 | 0 | N | N
HOMAC | 6MT-50-50-R | Y | HOMAC , 6MT-50-50-R |  |  | 67.14 | 1992-04-01 | Anjanece | 1 | 0 | N | N
HOMAC | 6MT-50-50-R | Y | HOMAC , 6MT-50-50-R |  |  | 93.57 | 1992-04-01 | Anjanece | 1 | 0 | N | N
SEFCOR | TCRCT-2020- SND | Y | SEFCOR , TCRCT-2020- SND | JEA OVERHEAD DISTRIBUTION | CSC Stores | 38.07 | 1992-04-01 | Anjanece | 1 | 0 | N | N
SEFCOR | TCRCT-2020- SND | Y | SEFCOR , TCRCT-2020- SND |  |  | 48.52 | 1992-04-01 | Anjanece | 1 | 0 | N | N
SEFCOR | TCRCT-2020- SND | Y | SEFCOR , TCRCT-2020- SND |  |  | 58.98 | 1992-04-01 | Anjanece | 1 | 0 | N | N
SEFCOR | TCRCT-2020- SND | Y | SEFCOR , TCRCT-2020- SND |  |  | 67.14 | 1992-04-01 | Anjanece | 1 | 0 | N | N
SEFCOR | TCRCT-2020- SND | Y | SEFCOR , TCRCT-2020- SND |  |  | 93.57 | 1992-04-01 | Anjanece | 1 | 0 | N | N
TRAVIS FOUNDRY - PDU | 12-890-TPA | Y | TRAVIS FOUNDRY - PDU , 12-890-TPA | JEA OVERHEAD DISTRIBUTION | CSC Stores | 38.07 | 1992-04-01 | Anjanece | 1 | 0 | N | N
TRAVIS FOUNDRY - PDU | 12-890-TPA | Y | TRAVIS FOUNDRY - PDU , 12-890-TPA |  |  | 48.52 | 1992-04-01 | Anjanece | 1 | 0 | N | N
TRAVIS FOUNDRY - PDU | 12-890-TPA | Y | TRAVIS FOUNDRY - PDU , 12-890-TPA |  |  | 58.98 | 1992-04-01 | Anjanece | 1 | 0 | N | N
TRAVIS FOUNDRY - PDU | 12-890-TPA | Y | TRAVIS FOUNDRY - PDU , 12-890-TPA |  |  | 67.14 | 1992-04-01 | Anjanece | 1 | 0 | N | N
TRAVIS FOUNDRY - PDU | 12-890-TPA | Y | TRAVIS FOUNDRY - PDU , 12-890-TPA |  |  | 93.57 | 1992-04-01 | Anjanece | 1 | 0 | N | N
AFL | BCV100-100-S-SN | Y | AFL , BCV100-100-S-SN | JEA OVERHEAD DISTRIBUTION | CSC Stores | 87.18 | 1992-04-01 | Anjanece | 6 | 0 | N | N
AFL | BCV100-100-S-SN | Y | AFL , BCV100-100-S-SN |  |  | 100.69 | 1992-04-01 | Anjanece | 6 | 0 | N | N
AFL | BCV100-100-S-SN | Y | AFL , BCV100-100-S-SN |  |  | 101.65 | 1992-04-01 | Anjanece | 6 | 0 | N | N
AFL | BCV100-100-S-SN | Y | AFL , BCV100-100-S-SN |  |  | 104.15 | 1992-04-01 | Anjanece | 6 | 0 | N | N
AFL | BCV100-100-S-SN | Y | AFL , BCV100-100-S-SN |  |  | 131.3 | 1992-04-01 | Anjanece | 6 | 0 | N | N
AFL | BCV100-100-S-SN | Y | AFL , BCV100-100-S-SN |  |  | 136.72 | 1992-04-01 | Anjanece | 6 | 0 | N | N
AFL | BCV100-100-S-SN | Y | AFL , BCV100-100-S-SN |  |  | 137.76 | 1992-04-01 | Anjanece | 6 | 0 | N | N
AFL | BCV100-100-S-SN | Y | AFL , BCV100-100-S-SN |  |  | 141.21 | 1992-04-01 | Anjanece | 6 | 0 | N | N
AFL | BCV100-100-S-SN | Y | AFL , BCV100-100-S-SN |  |  | 142.53 | 1992-04-01 | Anjanece | 6 | 0 | N | N
ANDERSON | TCC8-100100-TP | Y | ANDERSON , TCC8-100100-TP | JEA OVERHEAD DISTRIBUTION | CSC Stores | 87.18 | 1992-04-01 | Anjanece | 6 | 0 | N | N
ANDERSON | TCC8-100100-TP | Y | ANDERSON , TCC8-100100-TP |  |  | 100.69 | 1992-04-01 | Anjanece | 6 | 0 | N | N
ANDERSON | TCC8-100100-TP | Y | ANDERSON , TCC8-100100-TP |  |  | 101.65 | 1992-04-01 | Anjanece | 6 | 0 | N | N
ANDERSON | TCC8-100100-TP | Y | ANDERSON , TCC8-100100-TP |  |  | 104.15 | 1992-04-01 | Anjanece | 6 | 0 | N | N
ANDERSON | TCC8-100100-TP | Y | ANDERSON , TCC8-100100-TP |  |  | 131.3 | 1992-04-01 | Anjanece | 6 | 0 | N | N
ANDERSON | TCC8-100100-TP | Y | ANDERSON , TCC8-100100-TP |  |  | 136.72 | 1992-04-01 | Anjanece | 6 | 0 | N | N
ANDERSON | TCC8-100100-TP | Y | ANDERSON , TCC8-100100-TP |  |  | 137.76 | 1992-04-01 | Anjanece | 6 | 0 | N | N
ANDERSON | TCC8-100100-TP | Y | ANDERSON , TCC8-100100-TP |  |  | 141.21 | 1992-04-01 | Anjanece | 6 | 0 | N | N
ANDERSON | TCC8-100100-TP | Y | ANDERSON , TCC8-100100-TP |  |  | 142.53 | 1992-04-01 | Anjanece | 6 | 0 | N | N
HOMAC | 6MT-100-100R | Y | HOMAC , 6MT-100-100R | JEA OVERHEAD DISTRIBUTION | CSC Stores | 87.18 | 1992-04-01 | Anjanece | 6 | 0 | N | N
HOMAC | 6MT-100-100R | Y | HOMAC , 6MT-100-100R |  |  | 100.69 | 1992-04-01 | Anjanece | 6 | 0 | N | N
HOMAC | 6MT-100-100R | Y | HOMAC , 6MT-100-100R |  |  | 101.65 | 1992-04-01 | Anjanece | 6 | 0 | N | N
HOMAC | 6MT-100-100R | Y | HOMAC , 6MT-100-100R |  |  | 104.15 | 1992-04-01 | Anjanece | 6 | 0 | N | N
HOMAC | 6MT-100-100R | Y | HOMAC , 6MT-100-100R |  |  | 131.3 | 1992-04-01 | Anjanece | 6 | 0 | N | N
HOMAC | 6MT-100-100R | Y | HOMAC , 6MT-100-100R |  |  | 136.72 | 1992-04-01 | Anjanece | 6 | 0 | N | N
HOMAC | 6MT-100-100R | Y | HOMAC , 6MT-100-100R |  |  | 137.76 | 1992-04-01 | Anjanece | 6 | 0 | N | N
HOMAC | 6MT-100-100R | Y | HOMAC , 6MT-100-100R |  |  | 141.21 | 1992-04-01 | Anjanece | 6 | 0 | N | N
HOMAC | 6MT-100-100R | Y | HOMAC , 6MT-100-100R |  |  | 142.53 | 1992-04-01 | Anjanece | 6 | 0 | N | N
SEFCOR | TCRCT-3434-SND | Y | SEFCOR , TCRCT-3434-SND | JEA OVERHEAD DISTRIBUTION | CSC Stores | 87.18 | 1992-04-01 | Anjanece | 6 | 0 | N | N
SEFCOR | TCRCT-3434-SND | Y | SEFCOR , TCRCT-3434-SND |  |  | 100.69 | 1992-04-01 | Anjanece | 6 | 0 | N | N
SEFCOR | TCRCT-3434-SND | Y | SEFCOR , TCRCT-3434-SND |  |  | 101.65 | 1992-04-01 | Anjanece | 6 | 0 | N | N
SEFCOR | TCRCT-3434-SND | Y | SEFCOR , TCRCT-3434-SND |  |  | 104.15 | 1992-04-01 | Anjanece | 6 | 0 | N | N
SEFCOR | TCRCT-3434-SND | Y | SEFCOR , TCRCT-3434-SND |  |  | 131.3 | 1992-04-01 | Anjanece | 6 | 0 | N | N
SEFCOR | TCRCT-3434-SND | Y | SEFCOR , TCRCT-3434-SND |  |  | 136.72 | 1992-04-01 | Anjanece | 6 | 0 | N | N
SEFCOR | TCRCT-3434-SND | Y | SEFCOR , TCRCT-3434-SND |  |  | 137.76 | 1992-04-01 | Anjanece | 6 | 0 | N | N
SEFCOR | TCRCT-3434-SND | Y | SEFCOR , TCRCT-3434-SND |  |  | 141.21 | 1992-04-01 | Anjanece | 6 | 0 | N | N
SEFCOR | TCRCT-3434-SND | Y | SEFCOR , TCRCT-3434-SND |  |  | 142.53 | 1992-04-01 | Anjanece | 6 | 0 | N | N
TRAVIS FOUNDRY - PDU | 12-893-TPA | Y | TRAVIS FOUNDRY - PDU , 12-893-TPA | JEA OVERHEAD DISTRIBUTION | CSC Stores | 87.18 | 1992-04-01 | Anjanece | 6 | 0 | N | N
TRAVIS FOUNDRY - PDU | 12-893-TPA | Y | TRAVIS FOUNDRY - PDU , 12-893-TPA |  |  | 100.69 | 1992-04-01 | Anjanece | 6 | 0 | N | N
TRAVIS FOUNDRY - PDU | 12-893-TPA | Y | TRAVIS FOUNDRY - PDU , 12-893-TPA |  |  | 101.65 | 1992-04-01 | Anjanece | 6 | 0 | N | N
TRAVIS FOUNDRY - PDU | 12-893-TPA | Y | TRAVIS FOUNDRY - PDU , 12-893-TPA |  |  | 104.15 | 1992-04-01 | Anjanece | 6 | 0 | N | N
TRAVIS FOUNDRY - PDU | 12-893-TPA | Y | TRAVIS FOUNDRY - PDU , 12-893-TPA |  |  | 131.3 | 1992-04-01 | Anjanece | 6 | 0 | N | N
TRAVIS FOUNDRY - PDU | 12-893-TPA | Y | TRAVIS FOUNDRY - PDU , 12-893-TPA |  |  | 136.72 | 1992-04-01 | Anjanece | 6 | 0 | N | N
TRAVIS FOUNDRY - PDU | 12-893-TPA | Y | TRAVIS FOUNDRY - PDU , 12-893-TPA |  |  | 137.76 | 1992-04-01 | Anjanece | 6 | 0 | N | N
TRAVIS FOUNDRY - PDU | 12-893-TPA | Y | TRAVIS FOUNDRY - PDU , 12-893-TPA |  |  | 141.21 | 1992-04-01 | Anjanece | 6 | 0 | N | N
TRAVIS FOUNDRY - PDU | 12-893-TPA | Y | TRAVIS FOUNDRY - PDU , 12-893-TPA |  |  | 142.53 | 1992-04-01 | Anjanece | 6 | 0 | N | N
AFL | PFTS200-1-4N4-SN | Y | AFL , PFTS200-1-4N4-SN | JEA SUBSTATION | CSC Stores | 53 | 2005-03-11 08:43 | Anjanece | 1 | 0 | N | N
AFL | PFTS200-1-4N4-SN | Y | AFL , PFTS200-1-4N4-SN |  |  | 152.5 | 2005-03-11 08:43 | Anjanece | 1 | 0 | N | N
ANDERSON | TTF-2040-1-TP | Y | ANDERSON , TTF-2040-1-TP | JEA SUBSTATION | CSC Stores | 53 | 2005-03-11 08:43 | Anjanece | 1 | 0 | N | N
ANDERSON | TTF-2040-1-TP | Y | ANDERSON , TTF-2040-1-TP |  |  | 152.5 | 2005-03-11 08:43 | Anjanece | 1 | 0 | N | N
HOMAC | KBNT-J-4NNR | Y | HOMAC , KBNT-J-4NNR | JEA SUBSTATION | CSC Stores | 53 | 2005-03-11 08:43 | Anjanece | 1 | 0 | N | N
HOMAC | KBNT-J-4NNR | Y | HOMAC , KBNT-J-4NNR |  |  | 152.5 | 2005-03-11 08:43 | Anjanece | 1 | 0 | N | N
PLP | HB41-4N4-E | Y | PLP , HB41-4N4-E | JEA SUBSTATION | CSC Stores | 53 | 2005-03-11 08:43 | Anjanece | 1 | 0 | N | N
PLP | HB41-4N4-E | Y | PLP , HB41-4N4-E |  |  | 152.5 | 2005-03-11 08:43 | Anjanece | 1 | 0 | N | N
SEFCOR | TFT-58-4B-SND | Y | SEFCOR , TFT-58-4B-SND | JEA SUBSTATION | CSC Stores | 53 | 2005-03-11 08:43 | Anjanece | 1 | 0 | N | N
SEFCOR | TFT-58-4B-SND | Y | SEFCOR , TFT-58-4B-SND |  |  | 152.5 | 2005-03-11 08:43 | Anjanece | 1 | 0 | N | N
TRAVIS FOUNDRY - PDU | 12-778-TPA | Y | TRAVIS FOUNDRY - PDU , 12-778-TPA | JEA SUBSTATION | CSC Stores | 53 | 2005-03-11 08:43 | Anjanece | 1 | 0 | N | N
TRAVIS FOUNDRY - PDU | 12-778-TPA | Y | TRAVIS FOUNDRY - PDU , 12-778-TPA |  |  | 152.5 | 2005-03-11 08:43 | Anjanece | 1 | 0 | N | N
AFL | PFTS400-1-4N4-SN | Y | AFL , PFTS400-1-4N4-SN | JEA OVERHEAD DISTRIBUTION | CSC Stores | 106.5 | 1994-04-28 | Anjanece | 1 | 0 | N | N
AFL | PFTS400-1-4N4-SN | Y | AFL , PFTS400-1-4N4-SN |  |  | 200.73 | 1994-04-28 | Anjanece | 1 | 0 | N | N
AFL | PFTS400-1-4N4-SN | Y | AFL , PFTS400-1-4N4-SN |  |  | 366.59 | 1994-04-28 | Anjanece | 1 | 0 | N | N
ANDERSON | TTF-4040-1-TP | Y | ANDERSON , TTF-4040-1-TP | JEA OVERHEAD DISTRIBUTION | CSC Stores | 106.5 | 1994-04-28 | Anjanece | 1 | 0 | N | N
ANDERSON | TTF-4040-1-TP | Y | ANDERSON , TTF-4040-1-TP |  |  | 200.73 | 1994-04-28 | Anjanece | 1 | 0 | N | N
ANDERSON | TTF-4040-1-TP | Y | ANDERSON , TTF-4040-1-TP |  |  | 366.59 | 1994-04-28 | Anjanece | 1 | 0 | N | N
BURNDY CORP. | NBC22A-44N-TN | Y | BURNDY CORP. , NBC22A-44N-TN | JEA OVERHEAD DISTRIBUTION | CSC Stores | 106.5 | 1994-04-28 | Anjanece | 1 | 0 | N | N
BURNDY CORP. | NBC22A-44N-TN | Y | BURNDY CORP. , NBC22A-44N-TN |  |  | 200.73 | 1994-04-28 | Anjanece | 1 | 0 | N | N
BURNDY CORP. | NBC22A-44N-TN | Y | BURNDY CORP. , NBC22A-44N-TN |  |  | 366.59 | 1994-04-28 | Anjanece | 1 | 0 | N | N
HOMAC | KBNT-P-4NNR | Y | HOMAC , KBNT-P-4NNR | JEA OVERHEAD DISTRIBUTION | CSC Stores | 106.5 | 1994-04-28 | Anjanece | 1 | 0 | N | N
HOMAC | KBNT-P-4NNR | Y | HOMAC , KBNT-P-4NNR |  |  | 200.73 | 1994-04-28 | Anjanece | 1 | 0 | N | N
HOMAC | KBNT-P-4NNR | Y | HOMAC , KBNT-P-4NNR |  |  | 366.59 | 1994-04-28 | Anjanece | 1 | 0 | N | N
SEFCOR | TFT-64-4B-SND | Y | SEFCOR , TFT-64-4B-SND | JEA OVERHEAD DISTRIBUTION | CSC Stores | 106.5 | 1994-04-28 | Anjanece | 1 | 0 | N | N
SEFCOR | TFT-64-4B-SND | Y | SEFCOR , TFT-64-4B-SND |  |  | 200.73 | 1994-04-28 | Anjanece | 1 | 0 | N | N
SEFCOR | TFT-64-4B-SND | Y | SEFCOR , TFT-64-4B-SND |  |  | 366.59 | 1994-04-28 | Anjanece | 1 | 0 | N | N
TRAVIS FOUNDRY - PDU | 12-800-TPA | Y | TRAVIS FOUNDRY - PDU , 12-800-TPA | JEA OVERHEAD DISTRIBUTION | CSC Stores | 106.5 | 1994-04-28 | Anjanece | 1 | 0 | N | N
TRAVIS FOUNDRY - PDU | 12-800-TPA | Y | TRAVIS FOUNDRY - PDU , 12-800-TPA |  |  | 200.73 | 1994-04-28 | Anjanece | 1 | 0 | N | N
TRAVIS FOUNDRY - PDU | 12-800-TPA | Y | TRAVIS FOUNDRY - PDU , 12-800-TPA |  |  | 366.59 | 1994-04-28 | Anjanece | 1 | 0 | N | N
AFL | TCX150-4N | Y | AFL , TCX150-4N | JEA OVERHEAD DISTRIBUTION | CSC Stores | 52.56 | 1995-10-05 | Anjanece | 6 | 0 | N | N
AFL | TCX150-4N | Y | AFL , TCX150-4N |  |  | 92.8 | 1995-10-05 | Anjanece | 6 | 0 | N | N
AFL | TCX150-4N | Y | AFL , TCX150-4N |  |  | 95.27 | 1995-10-05 | Anjanece | 6 | 0 | N | N
ANDERSON | SF-2-C | Y | ANDERSON , SF-2-C | JEA OVERHEAD DISTRIBUTION | CSC Stores | 52.56 | 1995-10-05 | Anjanece | 6 | 0 | N | N
ANDERSON | SF-2-C | Y | ANDERSON , SF-2-C |  |  | 92.8 | 1995-10-05 | Anjanece | 6 | 0 | N | N
ANDERSON | SF-2-C | Y | ANDERSON , SF-2-C |  |  | 95.27 | 1995-10-05 | Anjanece | 6 | 0 | N | N
HOMAC | 7MK-200-4N | Y | HOMAC , 7MK-200-4N | JEA OVERHEAD DISTRIBUTION | CSC Stores | 52.56 | 1995-10-05 | Anjanece | 6 | 0 | N | N
HOMAC | 7MK-200-4N | Y | HOMAC , 7MK-200-4N |  |  | 92.8 | 1995-10-05 | Anjanece | 6 | 0 | N | N
HOMAC | 7MK-200-4N | Y | HOMAC , 7MK-200-4N |  |  | 95.27 | 1995-10-05 | Anjanece | 6 | 0 | N | N
SEFCOR | FNXR-48-4A | Y | SEFCOR , FNXR-48-4A | JEA OVERHEAD DISTRIBUTION | CSC Stores | 52.56 | 1995-10-05 | Anjanece | 6 | 0 | N | N
SEFCOR | FNXR-48-4A | Y | SEFCOR , FNXR-48-4A |  |  | 92.8 | 1995-10-05 | Anjanece | 6 | 0 | N | N
SEFCOR | FNXR-48-4A | Y | SEFCOR , FNXR-48-4A |  |  | 95.27 | 1995-10-05 | Anjanece | 6 | 0 | N | N
TRAVIS FOUNDRY - PDU | 11-222 | Y | TRAVIS FOUNDRY - PDU , 11-222 | JEA OVERHEAD DISTRIBUTION | CSC Stores | 52.56 | 1995-10-05 | Anjanece | 6 | 0 | N | N
TRAVIS FOUNDRY - PDU | 11-222 | Y | TRAVIS FOUNDRY - PDU , 11-222 |  |  | 92.8 | 1995-10-05 | Anjanece | 6 | 0 | N | N
TRAVIS FOUNDRY - PDU | 11-222 | Y | TRAVIS FOUNDRY - PDU , 11-222 |  |  | 95.27 | 1995-10-05 | Anjanece | 6 | 0 | N | N
ANDERSON | AHL-250-BN | Y | ANDERSON , AHL-250-BN | JEA UNDERGROUND DISTRIBUTION | CSC Stores | 1.31 | 2002-07-18 14:49 | Anjanece | 1 | 0 | N | N
ANDERSON | AHL-250-BN | Y | ANDERSON , AHL-250-BN |  |  | 4.02 | 2002-07-18 14:49 | Anjanece | 1 | 0 | N | N
ANDERSON | AHL-250-BN | Y | ANDERSON , AHL-250-BN |  |  | 46.48 | 2002-07-18 14:49 | Anjanece | 1 | 0 | N | N
BURNDY CORP. | YAK29A-2G2 | Y | BURNDY CORP. , YAK29A-2G2 | JEA UNDERGROUND DISTRIBUTION | CSC Stores | 1.31 | 2002-07-18 14:49 | Anjanece | 1 | 0 | N | N
BURNDY CORP. | YAK29A-2G2 | Y | BURNDY CORP. , YAK29A-2G2 |  |  | 4.02 | 2002-07-18 14:49 | Anjanece | 1 | 0 | N | N
BURNDY CORP. | YAK29A-2G2 | Y | BURNDY CORP. , YAK29A-2G2 |  |  | 46.48 | 2002-07-18 14:49 | Anjanece | 1 | 0 | N | N
CONNECTOR MANUFACTURING CO. | 2ALB-8 | Y | CONNECTOR MANUFACTURING CO. , 2ALB-8 | JEA UNDERGROUND DISTRIBUTION | CSC Stores | 1.31 | 2002-07-18 14:49 | Anjanece | 1 | 0 | N | N
CONNECTOR MANUFACTURING CO. | 2ALB-8 | Y | CONNECTOR MANUFACTURING CO. , 2ALB-8 |  |  | 4.02 | 2002-07-18 14:49 | Anjanece | 1 | 0 | N | N
CONNECTOR MANUFACTURING CO. | 2ALB-8 | Y | CONNECTOR MANUFACTURING CO. , 2ALB-8 |  |  | 46.48 | 2002-07-18 14:49 | Anjanece | 1 | 0 | N | N
HOMAC | AL250-N | Y | HOMAC , AL250-N | JEA UNDERGROUND DISTRIBUTION | CSC Stores | 1.31 | 2002-07-18 14:49 | Anjanece | 1 | 0 | N | N
HOMAC | AL250-N | Y | HOMAC , AL250-N |  |  | 4.02 | 2002-07-18 14:49 | Anjanece | 1 | 0 | N | N
HOMAC | AL250-N | Y | HOMAC , AL250-N |  |  | 46.48 | 2002-07-18 14:49 | Anjanece | 1 | 0 | N | N
ILSCO | 2ACL-250 | Y | ILSCO , 2ACL-250 | JEA UNDERGROUND DISTRIBUTION | CSC Stores | 1.31 | 2002-07-18 14:49 | Anjanece | 1 | 0 | N | N
ILSCO | 2ACL-250 | Y | ILSCO , 2ACL-250 |  |  | 4.02 | 2002-07-18 14:49 | Anjanece | 1 | 0 | N | N
ILSCO | 2ACL-250 | Y | ILSCO , 2ACL-250 |  |  | 46.48 | 2002-07-18 14:49 | Anjanece | 1 | 0 | N | N
PENN-UNION | KUSL-026DB | Y | PENN-UNION , KUSL-026DB | JEA UNDERGROUND DISTRIBUTION | CSC Stores | 1.31 | 2002-07-18 14:49 | Anjanece | 1 | 0 | N | N
PENN-UNION | KUSL-026DB | Y | PENN-UNION , KUSL-026DB |  |  | 4.02 | 2002-07-18 14:49 | Anjanece | 1 | 0 | N | N
PENN-UNION | KUSL-026DB | Y | PENN-UNION , KUSL-026DB |  |  | 46.48 | 2002-07-18 14:49 | Anjanece | 1 | 0 | N | N
RICHARDS MFG. CO. | AL13-2N | Y | RICHARDS MFG. CO. , AL13-2N | JEA UNDERGROUND DISTRIBUTION | CSC Stores | 1.31 | 2002-07-18 14:49 | Anjanece | 1 | 0 | N | N
RICHARDS MFG. CO. | AL13-2N | Y | RICHARDS MFG. CO. , AL13-2N |  |  | 4.02 | 2002-07-18 14:49 | Anjanece | 1 | 0 | N | N
RICHARDS MFG. CO. | AL13-2N | Y | RICHARDS MFG. CO. , AL13-2N |  |  | 46.48 | 2002-07-18 14:49 | Anjanece | 1 | 0 | N | N
UTILCO | 2IACL-250 | Y | UTILCO , 2IACL-250 | JEA UNDERGROUND DISTRIBUTION | CSC Stores | 1.31 | 2002-07-18 14:49 | Anjanece | 1 | 0 | N | N
UTILCO | 2IACL-250 | Y | UTILCO , 2IACL-250 |  |  | 4.02 | 2002-07-18 14:49 | Anjanece | 1 | 0 | N | N
UTILCO | 2IACL-250 | Y | UTILCO , 2IACL-250 |  |  | 46.48 | 2002-07-18 14:49 | Anjanece | 1 | 0 | N | N
ANDERSON | VAUL-1-12 | Y | ANDERSON , VAUL-1-12 | JEA UNDERGROUND DISTRIBUTION | CSC Stores | 0.77 | 2002-05-17 08:34 | Anjanece | 100 | 0 | N | N
ANDERSON | VAUL-1-12 | Y | ANDERSON , VAUL-1-12 |  |  | 0.78 | 2002-05-17 08:34 | Anjanece | 100 | 0 | N | N
ANDERSON | VAUL-1-12 | Y | ANDERSON , VAUL-1-12 |  |  | 0.84 | 2002-05-17 08:34 | Anjanece | 100 | 0 | N | N
ANDERSON | VAUL-1-12 | Y | ANDERSON , VAUL-1-12 |  |  | 0.88 | 2002-05-17 08:34 | Anjanece | 100 | 0 | N | N
ANDERSON | VAUL-1-12 | Y | ANDERSON , VAUL-1-12 |  |  | 0.89 | 2002-05-17 08:34 | Anjanece | 100 | 0 | N | N
ANDERSON | VAUL-1-12 | Y | ANDERSON , VAUL-1-12 |  |  | 0.9 | 2002-05-17 08:34 | Anjanece | 100 | 0 | N | N
BURNDY CORP. | YRA1CU | Y | BURNDY CORP. , YRA1CU | JEA UNDERGROUND DISTRIBUTION | CSC Stores | 0.77 | 2002-05-17 08:34 | Anjanece | 100 | 0 | N | N
BURNDY CORP. | YRA1CU | Y | BURNDY CORP. , YRA1CU |  |  | 0.78 | 2002-05-17 08:34 | Anjanece | 100 | 0 | N | N
BURNDY CORP. | YRA1CU | Y | BURNDY CORP. , YRA1CU |  |  | 0.84 | 2002-05-17 08:34 | Anjanece | 100 | 0 | N | N
BURNDY CORP. | YRA1CU | Y | BURNDY CORP. , YRA1CU |  |  | 0.88 | 2002-05-17 08:34 | Anjanece | 100 | 0 | N | N
BURNDY CORP. | YRA1CU | Y | BURNDY CORP. , YRA1CU |  |  | 0.89 | 2002-05-17 08:34 | Anjanece | 100 | 0 | N | N
BURNDY CORP. | YRA1CU | Y | BURNDY CORP. , YRA1CU |  |  | 0.9 | 2002-05-17 08:34 | Anjanece | 100 | 0 | N | N
CONNECTOR MANUFACTURING CO. | ALA-5 | Y | CONNECTOR MANUFACTURING CO. , ALA-5 | JEA UNDERGROUND DISTRIBUTION | CSC Stores | 0.77 | 2002-05-17 08:34 | Anjanece | 100 | 0 | N | N
CONNECTOR MANUFACTURING CO. | ALA-5 | Y | CONNECTOR MANUFACTURING CO. , ALA-5 |  |  | 0.78 | 2002-05-17 08:34 | Anjanece | 100 | 0 | N | N
CONNECTOR MANUFACTURING CO. | ALA-5 | Y | CONNECTOR MANUFACTURING CO. , ALA-5 |  |  | 0.84 | 2002-05-17 08:34 | Anjanece | 100 | 0 | N | N
CONNECTOR MANUFACTURING CO. | ALA-5 | Y | CONNECTOR MANUFACTURING CO. , ALA-5 |  |  | 0.88 | 2002-05-17 08:34 | Anjanece | 100 | 0 | N | N
CONNECTOR MANUFACTURING CO. | ALA-5 | Y | CONNECTOR MANUFACTURING CO. , ALA-5 |  |  | 0.89 | 2002-05-17 08:34 | Anjanece | 100 | 0 | N | N
CONNECTOR MANUFACTURING CO. | ALA-5 | Y | CONNECTOR MANUFACTURING CO. , ALA-5 |  |  | 0.9 | 2002-05-17 08:34 | Anjanece | 100 | 0 | N | N
HOMAC | SA2-48 | Y | HOMAC , SA2-48 | JEA UNDERGROUND DISTRIBUTION | CSC Stores | 0.77 | 2002-05-17 08:34 | Anjanece | 100 | 0 | N | N
HOMAC | SA2-48 | Y | HOMAC , SA2-48 |  |  | 0.78 | 2002-05-17 08:34 | Anjanece | 100 | 0 | N | N
HOMAC | SA2-48 | Y | HOMAC , SA2-48 |  |  | 0.84 | 2002-05-17 08:34 | Anjanece | 100 | 0 | N | N
HOMAC | SA2-48 | Y | HOMAC , SA2-48 |  |  | 0.88 | 2002-05-17 08:34 | Anjanece | 100 | 0 | N | N
HOMAC | SA2-48 | Y | HOMAC , SA2-48 |  |  | 0.89 | 2002-05-17 08:34 | Anjanece | 100 | 0 | N | N
HOMAC | SA2-48 | Y | HOMAC , SA2-48 |  |  | 0.9 | 2002-05-17 08:34 | Anjanece | 100 | 0 | N | N
PENN-UNION | FSLA-R2S | Y | PENN-UNION , FSLA-R2S | JEA UNDERGROUND DISTRIBUTION | CSC Stores | 0.77 | 2002-05-17 08:34 | Anjanece | 100 | 0 | N | N
PENN-UNION | FSLA-R2S | Y | PENN-UNION , FSLA-R2S |  |  | 0.78 | 2002-05-17 08:34 | Anjanece | 100 | 0 | N | N
PENN-UNION | FSLA-R2S | Y | PENN-UNION , FSLA-R2S |  |  | 0.84 | 2002-05-17 08:34 | Anjanece | 100 | 0 | N | N
PENN-UNION | FSLA-R2S | Y | PENN-UNION , FSLA-R2S |  |  | 0.88 | 2002-05-17 08:34 | Anjanece | 100 | 0 | N | N
PENN-UNION | FSLA-R2S | Y | PENN-UNION , FSLA-R2S |  |  | 0.89 | 2002-05-17 08:34 | Anjanece | 100 | 0 | N | N
PENN-UNION | FSLA-R2S | Y | PENN-UNION , FSLA-R2S |  |  | 0.9 | 2002-05-17 08:34 | Anjanece | 100 | 0 | N | N
ANDERSON | VAUL-1/0-12 | Y | ANDERSON , VAUL-1/0-12 | JEA UNDERGROUND DISTRIBUTION | CSC Stores | 0.58 | 2001-12-04 11:19 | Anjanece | 100 | 0 | N | N
ANDERSON | VAUL-1/0-12 | Y | ANDERSON , VAUL-1/0-12 |  |  | 0.78 | 2001-12-04 11:19 | Anjanece | 100 | 0 | N | N
ANDERSON | VAUL-1/0-12 | Y | ANDERSON , VAUL-1/0-12 |  |  | 0.79 | 2001-12-04 11:19 | Anjanece | 100 | 0 | N | N
ANDERSON | VAUL-1/0-12 | Y | ANDERSON , VAUL-1/0-12 |  |  | 0.8 | 2001-12-04 11:19 | Anjanece | 100 | 0 | N | N
ANDERSON | VAUL-1/0-12 | Y | ANDERSON , VAUL-1/0-12 |  |  | 0.91 | 2001-12-04 11:19 | Anjanece | 100 | 0 | N | N
ANDERSON | VAUL-1/0-12 | Y | ANDERSON , VAUL-1/0-12 |  |  | 1.01 | 2001-12-04 11:19 | Anjanece | 100 | 0 | N | N
ANDERSON | VAUL-1/0-12 | Y | ANDERSON , VAUL-1/0-12 |  |  | 1.51 | 2001-12-04 11:19 | Anjanece | 100 | 0 | N | N
ANDERSON | VAUL-1/0-12 | Y | ANDERSON , VAUL-1/0-12 |  |  | 1.81 | 2001-12-04 11:19 | Anjanece | 100 | 0 | N | N
ANDERSON | VAUL-1/0-12 | Y | ANDERSON , VAUL-1/0-12 |  |  | 1.85 | 2001-12-04 11:19 | Anjanece | 100 | 0 | N | N
BURNDY CORP. | YRA25U | Y | BURNDY CORP. , YRA25U | JEA UNDERGROUND DISTRIBUTION | CSC Stores | 0.58 | 2001-12-04 11:19 | Anjanece | 100 | 0 | N | N
BURNDY CORP. | YRA25U | Y | BURNDY CORP. , YRA25U |  |  | 0.78 | 2001-12-04 11:19 | Anjanece | 100 | 0 | N | N
BURNDY CORP. | YRA25U | Y | BURNDY CORP. , YRA25U |  |  | 0.79 | 2001-12-04 11:19 | Anjanece | 100 | 0 | N | N
BURNDY CORP. | YRA25U | Y | BURNDY CORP. , YRA25U |  |  | 0.8 | 2001-12-04 11:19 | Anjanece | 100 | 0 | N | N
BURNDY CORP. | YRA25U | Y | BURNDY CORP. , YRA25U |  |  | 0.91 | 2001-12-04 11:19 | Anjanece | 100 | 0 | N | N
BURNDY CORP. | YRA25U | Y | BURNDY CORP. , YRA25U |  |  | 1.01 | 2001-12-04 11:19 | Anjanece | 100 | 0 | N | N
BURNDY CORP. | YRA25U | Y | BURNDY CORP. , YRA25U |  |  | 1.51 | 2001-12-04 11:19 | Anjanece | 100 | 0 | N | N
BURNDY CORP. | YRA25U | Y | BURNDY CORP. , YRA25U |  |  | 1.81 | 2001-12-04 11:19 | Anjanece | 100 | 0 | N | N
BURNDY CORP. | YRA25U | Y | BURNDY CORP. , YRA25U |  |  | 1.85 | 2001-12-04 11:19 | Anjanece | 100 | 0 | N | N
CONNECTOR MANUFACTURING CO. | ALA-6 | Y | CONNECTOR MANUFACTURING CO. , ALA-6 | JEA UNDERGROUND DISTRIBUTION | CSC Stores | 0.58 | 2001-12-04 11:19 | Anjanece | 100 | 0 | N | N
CONNECTOR MANUFACTURING CO. | ALA-6 | Y | CONNECTOR MANUFACTURING CO. , ALA-6 |  |  | 0.78 | 2001-12-04 11:19 | Anjanece | 100 | 0 | N | N
CONNECTOR MANUFACTURING CO. | ALA-6 | Y | CONNECTOR MANUFACTURING CO. , ALA-6 |  |  | 0.79 | 2001-12-04 11:19 | Anjanece | 100 | 0 | N | N
CONNECTOR MANUFACTURING CO. | ALA-6 | Y | CONNECTOR MANUFACTURING CO. , ALA-6 |  |  | 0.8 | 2001-12-04 11:19 | Anjanece | 100 | 0 | N | N
CONNECTOR MANUFACTURING CO. | ALA-6 | Y | CONNECTOR MANUFACTURING CO. , ALA-6 |  |  | 0.91 | 2001-12-04 11:19 | Anjanece | 100 | 0 | N | N
CONNECTOR MANUFACTURING CO. | ALA-6 | Y | CONNECTOR MANUFACTURING CO. , ALA-6 |  |  | 1.01 | 2001-12-04 11:19 | Anjanece | 100 | 0 | N | N
CONNECTOR MANUFACTURING CO. | ALA-6 | Y | CONNECTOR MANUFACTURING CO. , ALA-6 |  |  | 1.51 | 2001-12-04 11:19 | Anjanece | 100 | 0 | N | N
CONNECTOR MANUFACTURING CO. | ALA-6 | Y | CONNECTOR MANUFACTURING CO. , ALA-6 |  |  | 1.81 | 2001-12-04 11:19 | Anjanece | 100 | 0 | N | N
CONNECTOR MANUFACTURING CO. | ALA-6 | Y | CONNECTOR MANUFACTURING CO. , ALA-6 |  |  | 1.85 | 2001-12-04 11:19 | Anjanece | 100 | 0 | N | N
HOMAC | SA-1/0-48 | Y | HOMAC , SA-1/0-48 | JEA UNDERGROUND DISTRIBUTION | CSC Stores | 0.58 | 2001-12-04 11:19 | Anjanece | 100 | 0 | N | N
HOMAC | SA-1/0-48 | Y | HOMAC , SA-1/0-48 |  |  | 0.78 | 2001-12-04 11:19 | Anjanece | 100 | 0 | N | N
HOMAC | SA-1/0-48 | Y | HOMAC , SA-1/0-48 |  |  | 0.79 | 2001-12-04 11:19 | Anjanece | 100 | 0 | N | N
HOMAC | SA-1/0-48 | Y | HOMAC , SA-1/0-48 |  |  | 0.8 | 2001-12-04 11:19 | Anjanece | 100 | 0 | N | N
HOMAC | SA-1/0-48 | Y | HOMAC , SA-1/0-48 |  |  | 0.91 | 2001-12-04 11:19 | Anjanece | 100 | 0 | N | N
HOMAC | SA-1/0-48 | Y | HOMAC , SA-1/0-48 |  |  | 1.01 | 2001-12-04 11:19 | Anjanece | 100 | 0 | N | N
HOMAC | SA-1/0-48 | Y | HOMAC , SA-1/0-48 |  |  | 1.51 | 2001-12-04 11:19 | Anjanece | 100 | 0 | N | N
HOMAC | SA-1/0-48 | Y | HOMAC , SA-1/0-48 |  |  | 1.81 | 2001-12-04 11:19 | Anjanece | 100 | 0 | N | N
HOMAC | SA-1/0-48 | Y | HOMAC , SA-1/0-48 |  |  | 1.85 | 2001-12-04 11:19 | Anjanece | 100 | 0 | N | N
PENN-UNION | FSLA-010S | Y | PENN-UNION , FSLA-010S | JEA UNDERGROUND DISTRIBUTION | CSC Stores | 0.58 | 2001-12-04 11:19 | Anjanece | 100 | 0 | N | N
PENN-UNION | FSLA-010S | Y | PENN-UNION , FSLA-010S |  |  | 0.78 | 2001-12-04 11:19 | Anjanece | 100 | 0 | N | N
PENN-UNION | FSLA-010S | Y | PENN-UNION , FSLA-010S |  |  | 0.79 | 2001-12-04 11:19 | Anjanece | 100 | 0 | N | N
PENN-UNION | FSLA-010S | Y | PENN-UNION , FSLA-010S |  |  | 0.8 | 2001-12-04 11:19 | Anjanece | 100 | 0 | N | N
PENN-UNION | FSLA-010S | Y | PENN-UNION , FSLA-010S |  |  | 0.91 | 2001-12-04 11:19 | Anjanece | 100 | 0 | N | N
PENN-UNION | FSLA-010S | Y | PENN-UNION , FSLA-010S |  |  | 1.01 | 2001-12-04 11:19 | Anjanece | 100 | 0 | N | N
PENN-UNION | FSLA-010S | Y | PENN-UNION , FSLA-010S |  |  | 1.51 | 2001-12-04 11:19 | Anjanece | 100 | 0 | N | N
PENN-UNION | FSLA-010S | Y | PENN-UNION , FSLA-010S |  |  | 1.81 | 2001-12-04 11:19 | Anjanece | 100 | 0 | N | N
PENN-UNION | FSLA-010S | Y | PENN-UNION , FSLA-010S |  |  | 1.85 | 2001-12-04 11:19 | Anjanece | 100 | 0 | N | N
ANDERSON | VAUL-2/0-12 | Y | ANDERSON , VAUL-2/0-12 | JEA UNDERGROUND DISTRIBUTION | CSC Stores | 1.21 | 2001-12-04 11:19 | Anjanece | 50 | 0 | N | N
ANDERSON | VAUL-2/0-12 | Y | ANDERSON , VAUL-2/0-12 |  |  | 1.22 | 2001-12-04 11:19 | Anjanece | 50 | 0 | N | N
ANDERSON | VAUL-2/0-12 | Y | ANDERSON , VAUL-2/0-12 |  |  | 1.33 | 2001-12-04 11:19 | Anjanece | 50 | 0 | N | N
ANDERSON | VAUL-2/0-12 | Y | ANDERSON , VAUL-2/0-12 |  |  | 1.62 | 2001-12-04 11:19 | Anjanece | 50 | 0 | N | N
ANDERSON | VAUL-2/0-12 | Y | ANDERSON , VAUL-2/0-12 |  |  | 1.69 | 2001-12-04 11:19 | Anjanece | 50 | 0 | N | N
ANDERSON | VAUL-2/0-12 | Y | ANDERSON , VAUL-2/0-12 |  |  | 1.87 | 2001-12-04 11:19 | Anjanece | 50 | 0 | N | N
ANDERSON | VAUL-2/0-12 | Y | ANDERSON , VAUL-2/0-12 |  |  | 2.1 | 2001-12-04 11:19 | Anjanece | 50 | 0 | N | N
ANDERSON | VAUL-2/0-12 | Y | ANDERSON , VAUL-2/0-12 |  |  | 2.42 | 2001-12-04 11:19 | Anjanece | 50 | 0 | N | N
ANDERSON | VAUL-2/0-12 | Y | ANDERSON , VAUL-2/0-12 |  |  | 2.43 | 2001-12-04 11:19 | Anjanece | 50 | 0 | N | N
ANDERSON | VAUL-2/0-12 | Y | ANDERSON , VAUL-2/0-12 |  |  | 2.44 | 2001-12-04 11:19 | Anjanece | 50 | 0 | N | N
ANDERSON | VAUL-2/0-12 | Y | ANDERSON , VAUL-2/0-12 |  |  | 2.47 | 2001-12-04 11:19 | Anjanece | 50 | 0 | N | N
ANDERSON | VAUL-2/0-12 | Y | ANDERSON , VAUL-2/0-12 |  |  | 2.51 | 2001-12-04 11:19 | Anjanece | 50 | 0 | N | N
ANDERSON | VAUL-2/0-12 | Y | ANDERSON , VAUL-2/0-12 |  |  | 2.62 | 2001-12-04 11:19 | Anjanece | 50 | 0 | N | N
ANDERSON | VAUL-2/0-12 | Y | ANDERSON , VAUL-2/0-12 |  |  | 2.64 | 2001-12-04 11:19 | Anjanece | 50 | 0 | N | N
ANDERSON | VAUL-2/0-12 | Y | ANDERSON , VAUL-2/0-12 |  |  | 2.87 | 2001-12-04 11:19 | Anjanece | 50 | 0 | N | N
ANDERSON | VAUL-2/0-12 | Y | ANDERSON , VAUL-2/0-12 |  |  | 3.06 | 2001-12-04 11:19 | Anjanece | 50 | 0 | N | N
ANDERSON | VAUL-2/0-12 | Y | ANDERSON , VAUL-2/0-12 |  |  | 3.15 | 2001-12-04 11:19 | Anjanece | 50 | 0 | N | N
ANDERSON | VAUL-2/0-12 | Y | ANDERSON , VAUL-2/0-12 |  |  | 3.27 | 2001-12-04 11:19 | Anjanece | 50 | 0 | N | N
BURNDY CORP. | YRA26U | Y | BURNDY CORP. , YRA26U | JEA UNDERGROUND DISTRIBUTION | CSC Stores | 1.21 | 2001-12-04 11:19 | Anjanece | 50 | 0 | N | N
BURNDY CORP. | YRA26U | Y | BURNDY CORP. , YRA26U |  |  | 1.22 | 2001-12-04 11:19 | Anjanece | 50 | 0 | N | N
BURNDY CORP. | YRA26U | Y | BURNDY CORP. , YRA26U |  |  | 1.33 | 2001-12-04 11:19 | Anjanece | 50 | 0 | N | N
BURNDY CORP. | YRA26U | Y | BURNDY CORP. , YRA26U |  |  | 1.62 | 2001-12-04 11:19 | Anjanece | 50 | 0 | N | N
BURNDY CORP. | YRA26U | Y | BURNDY CORP. , YRA26U |  |  | 1.69 | 2001-12-04 11:19 | Anjanece | 50 | 0 | N | N
BURNDY CORP. | YRA26U | Y | BURNDY CORP. , YRA26U |  |  | 1.87 | 2001-12-04 11:19 | Anjanece | 50 | 0 | N | N
BURNDY CORP. | YRA26U | Y | BURNDY CORP. , YRA26U |  |  | 2.1 | 2001-12-04 11:19 | Anjanece | 50 | 0 | N | N
BURNDY CORP. | YRA26U | Y | BURNDY CORP. , YRA26U |  |  | 2.42 | 2001-12-04 11:19 | Anjanece | 50 | 0 | N | N
BURNDY CORP. | YRA26U | Y | BURNDY CORP. , YRA26U |  |  | 2.43 | 2001-12-04 11:19 | Anjanece | 50 | 0 | N | N
BURNDY CORP. | YRA26U | Y | BURNDY CORP. , YRA26U |  |  | 2.44 | 2001-12-04 11:19 | Anjanece | 50 | 0 | N | N
BURNDY CORP. | YRA26U | Y | BURNDY CORP. , YRA26U |  |  | 2.47 | 2001-12-04 11:19 | Anjanece | 50 | 0 | N | N
BURNDY CORP. | YRA26U | Y | BURNDY CORP. , YRA26U |  |  | 2.51 | 2001-12-04 11:19 | Anjanece | 50 | 0 | N | N
BURNDY CORP. | YRA26U | Y | BURNDY CORP. , YRA26U |  |  | 2.62 | 2001-12-04 11:19 | Anjanece | 50 | 0 | N | N
BURNDY CORP. | YRA26U | Y | BURNDY CORP. , YRA26U |  |  | 2.64 | 2001-12-04 11:19 | Anjanece | 50 | 0 | N | N
BURNDY CORP. | YRA26U | Y | BURNDY CORP. , YRA26U |  |  | 2.87 | 2001-12-04 11:19 | Anjanece | 50 | 0 | N | N
BURNDY CORP. | YRA26U | Y | BURNDY CORP. , YRA26U |  |  | 3.06 | 2001-12-04 11:19 | Anjanece | 50 | 0 | N | N
BURNDY CORP. | YRA26U | Y | BURNDY CORP. , YRA26U |  |  | 3.15 | 2001-12-04 11:19 | Anjanece | 50 | 0 | N | N
BURNDY CORP. | YRA26U | Y | BURNDY CORP. , YRA26U |  |  | 3.27 | 2001-12-04 11:19 | Anjanece | 50 | 0 | N | N
CONNECTOR MANUFACTURING CO. | ALB-5 | Y | CONNECTOR MANUFACTURING CO. , ALB-5 | JEA UNDERGROUND DISTRIBUTION | CSC Stores | 1.21 | 2001-12-04 11:19 | Anjanece | 50 | 0 | N | N
CONNECTOR MANUFACTURING CO. | ALB-5 | Y | CONNECTOR MANUFACTURING CO. , ALB-5 |  |  | 1.22 | 2001-12-04 11:19 | Anjanece | 50 | 0 | N | N
CONNECTOR MANUFACTURING CO. | ALB-5 | Y | CONNECTOR MANUFACTURING CO. , ALB-5 |  |  | 1.33 | 2001-12-04 11:19 | Anjanece | 50 | 0 | N | N
CONNECTOR MANUFACTURING CO. | ALB-5 | Y | CONNECTOR MANUFACTURING CO. , ALB-5 |  |  | 1.62 | 2001-12-04 11:19 | Anjanece | 50 | 0 | N | N
CONNECTOR MANUFACTURING CO. | ALB-5 | Y | CONNECTOR MANUFACTURING CO. , ALB-5 |  |  | 1.69 | 2001-12-04 11:19 | Anjanece | 50 | 0 | N | N
CONNECTOR MANUFACTURING CO. | ALB-5 | Y | CONNECTOR MANUFACTURING CO. , ALB-5 |  |  | 1.87 | 2001-12-04 11:19 | Anjanece | 50 | 0 | N | N
CONNECTOR MANUFACTURING CO. | ALB-5 | Y | CONNECTOR MANUFACTURING CO. , ALB-5 |  |  | 2.1 | 2001-12-04 11:19 | Anjanece | 50 | 0 | N | N
CONNECTOR MANUFACTURING CO. | ALB-5 | Y | CONNECTOR MANUFACTURING CO. , ALB-5 |  |  | 2.42 | 2001-12-04 11:19 | Anjanece | 50 | 0 | N | N
CONNECTOR MANUFACTURING CO. | ALB-5 | Y | CONNECTOR MANUFACTURING CO. , ALB-5 |  |  | 2.43 | 2001-12-04 11:19 | Anjanece | 50 | 0 | N | N
CONNECTOR MANUFACTURING CO. | ALB-5 | Y | CONNECTOR MANUFACTURING CO. , ALB-5 |  |  | 2.44 | 2001-12-04 11:19 | Anjanece | 50 | 0 | N | N
CONNECTOR MANUFACTURING CO. | ALB-5 | Y | CONNECTOR MANUFACTURING CO. , ALB-5 |  |  | 2.47 | 2001-12-04 11:19 | Anjanece | 50 | 0 | N | N
CONNECTOR MANUFACTURING CO. | ALB-5 | Y | CONNECTOR MANUFACTURING CO. , ALB-5 |  |  | 2.51 | 2001-12-04 11:19 | Anjanece | 50 | 0 | N | N
CONNECTOR MANUFACTURING CO. | ALB-5 | Y | CONNECTOR MANUFACTURING CO. , ALB-5 |  |  | 2.62 | 2001-12-04 11:19 | Anjanece | 50 | 0 | N | N
CONNECTOR MANUFACTURING CO. | ALB-5 | Y | CONNECTOR MANUFACTURING CO. , ALB-5 |  |  | 2.64 | 2001-12-04 11:19 | Anjanece | 50 | 0 | N | N
CONNECTOR MANUFACTURING CO. | ALB-5 | Y | CONNECTOR MANUFACTURING CO. , ALB-5 |  |  | 2.87 | 2001-12-04 11:19 | Anjanece | 50 | 0 | N | N
CONNECTOR MANUFACTURING CO. | ALB-5 | Y | CONNECTOR MANUFACTURING CO. , ALB-5 |  |  | 3.06 | 2001-12-04 11:19 | Anjanece | 50 | 0 | N | N
CONNECTOR MANUFACTURING CO. | ALB-5 | Y | CONNECTOR MANUFACTURING CO. , ALB-5 |  |  | 3.15 | 2001-12-04 11:19 | Anjanece | 50 | 0 | N | N
CONNECTOR MANUFACTURING CO. | ALB-5 | Y | CONNECTOR MANUFACTURING CO. , ALB-5 |  |  | 3.27 | 2001-12-04 11:19 | Anjanece | 50 | 0 | N | N
HOMAC | SA-2/0-48 | Y | HOMAC , SA-2/0-48 | JEA UNDERGROUND DISTRIBUTION | CSC Stores | 1.21 | 2001-12-04 11:19 | Anjanece | 50 | 0 | N | N
HOMAC | SA-2/0-48 | Y | HOMAC , SA-2/0-48 |  |  | 1.22 | 2001-12-04 11:19 | Anjanece | 50 | 0 | N | N
HOMAC | SA-2/0-48 | Y | HOMAC , SA-2/0-48 |  |  | 1.33 | 2001-12-04 11:19 | Anjanece | 50 | 0 | N | N
HOMAC | SA-2/0-48 | Y | HOMAC , SA-2/0-48 |  |  | 1.62 | 2001-12-04 11:19 | Anjanece | 50 | 0 | N | N
HOMAC | SA-2/0-48 | Y | HOMAC , SA-2/0-48 |  |  | 1.69 | 2001-12-04 11:19 | Anjanece | 50 | 0 | N | N
HOMAC | SA-2/0-48 | Y | HOMAC , SA-2/0-48 |  |  | 1.87 | 2001-12-04 11:19 | Anjanece | 50 | 0 | N | N
HOMAC | SA-2/0-48 | Y | HOMAC , SA-2/0-48 |  |  | 2.1 | 2001-12-04 11:19 | Anjanece | 50 | 0 | N | N
HOMAC | SA-2/0-48 | Y | HOMAC , SA-2/0-48 |  |  | 2.42 | 2001-12-04 11:19 | Anjanece | 50 | 0 | N | N
HOMAC | SA-2/0-48 | Y | HOMAC , SA-2/0-48 |  |  | 2.43 | 2001-12-04 11:19 | Anjanece | 50 | 0 | N | N
HOMAC | SA-2/0-48 | Y | HOMAC , SA-2/0-48 |  |  | 2.44 | 2001-12-04 11:19 | Anjanece | 50 | 0 | N | N
HOMAC | SA-2/0-48 | Y | HOMAC , SA-2/0-48 |  |  | 2.47 | 2001-12-04 11:19 | Anjanece | 50 | 0 | N | N
HOMAC | SA-2/0-48 | Y | HOMAC , SA-2/0-48 |  |  | 2.51 | 2001-12-04 11:19 | Anjanece | 50 | 0 | N | N
HOMAC | SA-2/0-48 | Y | HOMAC , SA-2/0-48 |  |  | 2.62 | 2001-12-04 11:19 | Anjanece | 50 | 0 | N | N
HOMAC | SA-2/0-48 | Y | HOMAC , SA-2/0-48 |  |  | 2.64 | 2001-12-04 11:19 | Anjanece | 50 | 0 | N | N
HOMAC | SA-2/0-48 | Y | HOMAC , SA-2/0-48 |  |  | 2.87 | 2001-12-04 11:19 | Anjanece | 50 | 0 | N | N
HOMAC | SA-2/0-48 | Y | HOMAC , SA-2/0-48 |  |  | 3.06 | 2001-12-04 11:19 | Anjanece | 50 | 0 | N | N
HOMAC | SA-2/0-48 | Y | HOMAC , SA-2/0-48 |  |  | 3.15 | 2001-12-04 11:19 | Anjanece | 50 | 0 | N | N
HOMAC | SA-2/0-48 | Y | HOMAC , SA-2/0-48 |  |  | 3.27 | 2001-12-04 11:19 | Anjanece | 50 | 0 | N | N
PENN-UNION | FSLA-013S | Y | PENN-UNION , FSLA-013S | JEA UNDERGROUND DISTRIBUTION | CSC Stores | 1.21 | 2001-12-04 11:19 | Anjanece | 50 | 0 | N | N
PENN-UNION | FSLA-013S | Y | PENN-UNION , FSLA-013S |  |  | 1.22 | 2001-12-04 11:19 | Anjanece | 50 | 0 | N | N
PENN-UNION | FSLA-013S | Y | PENN-UNION , FSLA-013S |  |  | 1.33 | 2001-12-04 11:19 | Anjanece | 50 | 0 | N | N
PENN-UNION | FSLA-013S | Y | PENN-UNION , FSLA-013S |  |  | 1.62 | 2001-12-04 11:19 | Anjanece | 50 | 0 | N | N
PENN-UNION | FSLA-013S | Y | PENN-UNION , FSLA-013S |  |  | 1.69 | 2001-12-04 11:19 | Anjanece | 50 | 0 | N | N
PENN-UNION | FSLA-013S | Y | PENN-UNION , FSLA-013S |  |  | 1.87 | 2001-12-04 11:19 | Anjanece | 50 | 0 | N | N
PENN-UNION | FSLA-013S | Y | PENN-UNION , FSLA-013S |  |  | 2.1 | 2001-12-04 11:19 | Anjanece | 50 | 0 | N | N
PENN-UNION | FSLA-013S | Y | PENN-UNION , FSLA-013S |  |  | 2.42 | 2001-12-04 11:19 | Anjanece | 50 | 0 | N | N
PENN-UNION | FSLA-013S | Y | PENN-UNION , FSLA-013S |  |  | 2.43 | 2001-12-04 11:19 | Anjanece | 50 | 0 | N | N
PENN-UNION | FSLA-013S | Y | PENN-UNION , FSLA-013S |  |  | 2.44 | 2001-12-04 11:19 | Anjanece | 50 | 0 | N | N
PENN-UNION | FSLA-013S | Y | PENN-UNION , FSLA-013S |  |  | 2.47 | 2001-12-04 11:19 | Anjanece | 50 | 0 | N | N
PENN-UNION | FSLA-013S | Y | PENN-UNION , FSLA-013S |  |  | 2.51 | 2001-12-04 11:19 | Anjanece | 50 | 0 | N | N
PENN-UNION | FSLA-013S | Y | PENN-UNION , FSLA-013S |  |  | 2.62 | 2001-12-04 11:19 | Anjanece | 50 | 0 | N | N
PENN-UNION | FSLA-013S | Y | PENN-UNION , FSLA-013S |  |  | 2.64 | 2001-12-04 11:19 | Anjanece | 50 | 0 | N | N
PENN-UNION | FSLA-013S | Y | PENN-UNION , FSLA-013S |  |  | 2.87 | 2001-12-04 11:19 | Anjanece | 50 | 0 | N | N
PENN-UNION | FSLA-013S | Y | PENN-UNION , FSLA-013S |  |  | 3.06 | 2001-12-04 11:19 | Anjanece | 50 | 0 | N | N
PENN-UNION | FSLA-013S | Y | PENN-UNION , FSLA-013S |  |  | 3.15 | 2001-12-04 11:19 | Anjanece | 50 | 0 | N | N
PENN-UNION | FSLA-013S | Y | PENN-UNION , FSLA-013S |  |  | 3.27 | 2001-12-04 11:19 | Anjanece | 50 | 0 | N | N
ANDERSON | VAUL-4/0-12 | Y | ANDERSON , VAUL-4/0-12 | JEA UNDERGROUND DISTRIBUTION | CSC Stores | 0.98 | 2001-12-04 11:19 | Anjanece | 50 | 0 | N | N
ANDERSON | VAUL-4/0-12 | Y | ANDERSON , VAUL-4/0-12 |  |  | 0.99 | 2001-12-04 11:19 | Anjanece | 50 | 0 | N | N
ANDERSON | VAUL-4/0-12 | Y | ANDERSON , VAUL-4/0-12 |  |  | 1 | 2001-12-04 11:19 | Anjanece | 50 | 0 | N | N
ANDERSON | VAUL-4/0-12 | Y | ANDERSON , VAUL-4/0-12 |  |  | 1.01 | 2001-12-04 11:19 | Anjanece | 50 | 0 | N | N
ANDERSON | VAUL-4/0-12 | Y | ANDERSON , VAUL-4/0-12 |  |  | 1.02 | 2001-12-04 11:19 | Anjanece | 50 | 0 | N | N
ANDERSON | VAUL-4/0-12 | Y | ANDERSON , VAUL-4/0-12 |  |  | 1.05 | 2001-12-04 11:19 | Anjanece | 50 | 0 | N | N
ANDERSON | VAUL-4/0-12 | Y | ANDERSON , VAUL-4/0-12 |  |  | 1.08 | 2001-12-04 11:19 | Anjanece | 50 | 0 | N | N
ANDERSON | VAUL-4/0-12 | Y | ANDERSON , VAUL-4/0-12 |  |  | 2.47 | 2001-12-04 11:19 | Anjanece | 50 | 0 | N | N
ANDERSON | VAUL-4/0-12 | Y | ANDERSON , VAUL-4/0-12 |  |  | 2.54 | 2001-12-04 11:19 | Anjanece | 50 | 0 | N | N
ANDERSON | VAUL-4/0-12 | Y | ANDERSON , VAUL-4/0-12 |  |  | 2.76 | 2001-12-04 11:19 | Anjanece | 50 | 0 | N | N
ANDERSON | VAUL-4/0-12 | Y | ANDERSON , VAUL-4/0-12 |  |  | 3.37 | 2001-12-04 11:19 | Anjanece | 50 | 0 | N | N
BURNDY CORP. | YRA28U | Y | BURNDY CORP. , YRA28U | JEA UNDERGROUND DISTRIBUTION | CSC Stores | 0.98 | 2001-12-04 11:19 | Anjanece | 50 | 0 | N | N
BURNDY CORP. | YRA28U | Y | BURNDY CORP. , YRA28U |  |  | 0.99 | 2001-12-04 11:19 | Anjanece | 50 | 0 | N | N
BURNDY CORP. | YRA28U | Y | BURNDY CORP. , YRA28U |  |  | 1 | 2001-12-04 11:19 | Anjanece | 50 | 0 | N | N
BURNDY CORP. | YRA28U | Y | BURNDY CORP. , YRA28U |  |  | 1.01 | 2001-12-04 11:19 | Anjanece | 50 | 0 | N | N
BURNDY CORP. | YRA28U | Y | BURNDY CORP. , YRA28U |  |  | 1.02 | 2001-12-04 11:19 | Anjanece | 50 | 0 | N | N
BURNDY CORP. | YRA28U | Y | BURNDY CORP. , YRA28U |  |  | 1.05 | 2001-12-04 11:19 | Anjanece | 50 | 0 | N | N
BURNDY CORP. | YRA28U | Y | BURNDY CORP. , YRA28U |  |  | 1.08 | 2001-12-04 11:19 | Anjanece | 50 | 0 | N | N
BURNDY CORP. | YRA28U | Y | BURNDY CORP. , YRA28U |  |  | 2.47 | 2001-12-04 11:19 | Anjanece | 50 | 0 | N | N
BURNDY CORP. | YRA28U | Y | BURNDY CORP. , YRA28U |  |  | 2.54 | 2001-12-04 11:19 | Anjanece | 50 | 0 | N | N
BURNDY CORP. | YRA28U | Y | BURNDY CORP. , YRA28U |  |  | 2.76 | 2001-12-04 11:19 | Anjanece | 50 | 0 | N | N
BURNDY CORP. | YRA28U | Y | BURNDY CORP. , YRA28U |  |  | 3.37 | 2001-12-04 11:19 | Anjanece | 50 | 0 | N | N
CONNECTOR MANUFACTURING CO. | ALB-7 | Y | CONNECTOR MANUFACTURING CO. , ALB-7 | JEA UNDERGROUND DISTRIBUTION | CSC Stores | 0.98 | 2001-12-04 11:19 | Anjanece | 50 | 0 | N | N
CONNECTOR MANUFACTURING CO. | ALB-7 | Y | CONNECTOR MANUFACTURING CO. , ALB-7 |  |  | 0.99 | 2001-12-04 11:19 | Anjanece | 50 | 0 | N | N
CONNECTOR MANUFACTURING CO. | ALB-7 | Y | CONNECTOR MANUFACTURING CO. , ALB-7 |  |  | 1 | 2001-12-04 11:19 | Anjanece | 50 | 0 | N | N
CONNECTOR MANUFACTURING CO. | ALB-7 | Y | CONNECTOR MANUFACTURING CO. , ALB-7 |  |  | 1.01 | 2001-12-04 11:19 | Anjanece | 50 | 0 | N | N
CONNECTOR MANUFACTURING CO. | ALB-7 | Y | CONNECTOR MANUFACTURING CO. , ALB-7 |  |  | 1.02 | 2001-12-04 11:19 | Anjanece | 50 | 0 | N | N
CONNECTOR MANUFACTURING CO. | ALB-7 | Y | CONNECTOR MANUFACTURING CO. , ALB-7 |  |  | 1.05 | 2001-12-04 11:19 | Anjanece | 50 | 0 | N | N
CONNECTOR MANUFACTURING CO. | ALB-7 | Y | CONNECTOR MANUFACTURING CO. , ALB-7 |  |  | 1.08 | 2001-12-04 11:19 | Anjanece | 50 | 0 | N | N
CONNECTOR MANUFACTURING CO. | ALB-7 | Y | CONNECTOR MANUFACTURING CO. , ALB-7 |  |  | 2.47 | 2001-12-04 11:19 | Anjanece | 50 | 0 | N | N
CONNECTOR MANUFACTURING CO. | ALB-7 | Y | CONNECTOR MANUFACTURING CO. , ALB-7 |  |  | 2.54 | 2001-12-04 11:19 | Anjanece | 50 | 0 | N | N
CONNECTOR MANUFACTURING CO. | ALB-7 | Y | CONNECTOR MANUFACTURING CO. , ALB-7 |  |  | 2.76 | 2001-12-04 11:19 | Anjanece | 50 | 0 | N | N
CONNECTOR MANUFACTURING CO. | ALB-7 | Y | CONNECTOR MANUFACTURING CO. , ALB-7 |  |  | 3.37 | 2001-12-04 11:19 | Anjanece | 50 | 0 | N | N
HOMAC | SA-4/0-48 | Y | HOMAC , SA-4/0-48 | JEA UNDERGROUND DISTRIBUTION | CSC Stores | 0.98 | 2001-12-04 11:19 | Anjanece | 50 | 0 | N | N
HOMAC | SA-4/0-48 | Y | HOMAC , SA-4/0-48 |  |  | 0.99 | 2001-12-04 11:19 | Anjanece | 50 | 0 | N | N
HOMAC | SA-4/0-48 | Y | HOMAC , SA-4/0-48 |  |  | 1 | 2001-12-04 11:19 | Anjanece | 50 | 0 | N | N
HOMAC | SA-4/0-48 | Y | HOMAC , SA-4/0-48 |  |  | 1.01 | 2001-12-04 11:19 | Anjanece | 50 | 0 | N | N
HOMAC | SA-4/0-48 | Y | HOMAC , SA-4/0-48 |  |  | 1.02 | 2001-12-04 11:19 | Anjanece | 50 | 0 | N | N
HOMAC | SA-4/0-48 | Y | HOMAC , SA-4/0-48 |  |  | 1.05 | 2001-12-04 11:19 | Anjanece | 50 | 0 | N | N
HOMAC | SA-4/0-48 | Y | HOMAC , SA-4/0-48 |  |  | 1.08 | 2001-12-04 11:19 | Anjanece | 50 | 0 | N | N
HOMAC | SA-4/0-48 | Y | HOMAC , SA-4/0-48 |  |  | 2.47 | 2001-12-04 11:19 | Anjanece | 50 | 0 | N | N
HOMAC | SA-4/0-48 | Y | HOMAC , SA-4/0-48 |  |  | 2.54 | 2001-12-04 11:19 | Anjanece | 50 | 0 | N | N
HOMAC | SA-4/0-48 | Y | HOMAC , SA-4/0-48 |  |  | 2.76 | 2001-12-04 11:19 | Anjanece | 50 | 0 | N | N
HOMAC | SA-4/0-48 | Y | HOMAC , SA-4/0-48 |  |  | 3.37 | 2001-12-04 11:19 | Anjanece | 50 | 0 | N | N
PENN-UNION | FSLA-025S | Y | PENN-UNION , FSLA-025S | JEA UNDERGROUND DISTRIBUTION | CSC Stores | 0.98 | 2001-12-04 11:19 | Anjanece | 50 | 0 | N | N
PENN-UNION | FSLA-025S | Y | PENN-UNION , FSLA-025S |  |  | 0.99 | 2001-12-04 11:19 | Anjanece | 50 | 0 | N | N
PENN-UNION | FSLA-025S | Y | PENN-UNION , FSLA-025S |  |  | 1 | 2001-12-04 11:19 | Anjanece | 50 | 0 | N | N
PENN-UNION | FSLA-025S | Y | PENN-UNION , FSLA-025S |  |  | 1.01 | 2001-12-04 11:19 | Anjanece | 50 | 0 | N | N
PENN-UNION | FSLA-025S | Y | PENN-UNION , FSLA-025S |  |  | 1.02 | 2001-12-04 11:19 | Anjanece | 50 | 0 | N | N
PENN-UNION | FSLA-025S | Y | PENN-UNION , FSLA-025S |  |  | 1.05 | 2001-12-04 11:19 | Anjanece | 50 | 0 | N | N
PENN-UNION | FSLA-025S | Y | PENN-UNION , FSLA-025S |  |  | 1.08 | 2001-12-04 11:19 | Anjanece | 50 | 0 | N | N
PENN-UNION | FSLA-025S | Y | PENN-UNION , FSLA-025S |  |  | 2.47 | 2001-12-04 11:19 | Anjanece | 50 | 0 | N | N
PENN-UNION | FSLA-025S | Y | PENN-UNION , FSLA-025S |  |  | 2.54 | 2001-12-04 11:19 | Anjanece | 50 | 0 | N | N
PENN-UNION | FSLA-025S | Y | PENN-UNION , FSLA-025S |  |  | 2.76 | 2001-12-04 11:19 | Anjanece | 50 | 0 | N | N
PENN-UNION | FSLA-025S | Y | PENN-UNION , FSLA-025S |  |  | 3.37 | 2001-12-04 11:19 | Anjanece | 50 | 0 | N | N
RICHARDS MFG. CO. | AL12 | Y | RICHARDS MFG. CO. , AL12 | JEA UNDERGROUND DISTRIBUTION | CSC Stores | 0.98 | 2001-12-04 11:19 | Anjanece | 50 | 0 | N | N
RICHARDS MFG. CO. | AL12 | Y | RICHARDS MFG. CO. , AL12 |  |  | 0.99 | 2001-12-04 11:19 | Anjanece | 50 | 0 | N | N
RICHARDS MFG. CO. | AL12 | Y | RICHARDS MFG. CO. , AL12 |  |  | 1 | 2001-12-04 11:19 | Anjanece | 50 | 0 | N | N
RICHARDS MFG. CO. | AL12 | Y | RICHARDS MFG. CO. , AL12 |  |  | 1.01 | 2001-12-04 11:19 | Anjanece | 50 | 0 | N | N
RICHARDS MFG. CO. | AL12 | Y | RICHARDS MFG. CO. , AL12 |  |  | 1.02 | 2001-12-04 11:19 | Anjanece | 50 | 0 | N | N
RICHARDS MFG. CO. | AL12 | Y | RICHARDS MFG. CO. , AL12 |  |  | 1.05 | 2001-12-04 11:19 | Anjanece | 50 | 0 | N | N
RICHARDS MFG. CO. | AL12 | Y | RICHARDS MFG. CO. , AL12 |  |  | 1.08 | 2001-12-04 11:19 | Anjanece | 50 | 0 | N | N
RICHARDS MFG. CO. | AL12 | Y | RICHARDS MFG. CO. , AL12 |  |  | 2.47 | 2001-12-04 11:19 | Anjanece | 50 | 0 | N | N
RICHARDS MFG. CO. | AL12 | Y | RICHARDS MFG. CO. , AL12 |  |  | 2.54 | 2001-12-04 11:19 | Anjanece | 50 | 0 | N | N
RICHARDS MFG. CO. | AL12 | Y | RICHARDS MFG. CO. , AL12 |  |  | 2.76 | 2001-12-04 11:19 | Anjanece | 50 | 0 | N | N
RICHARDS MFG. CO. | AL12 | Y | RICHARDS MFG. CO. , AL12 |  |  | 3.37 | 2001-12-04 11:19 | Anjanece | 50 | 0 | N | N
UTILCO | 1ACL-4/0 | Y | UTILCO , 1ACL-4/0 | JEA UNDERGROUND DISTRIBUTION | CSC Stores | 0.98 | 2001-12-04 11:19 | Anjanece | 50 | 0 | N | N
UTILCO | 1ACL-4/0 | Y | UTILCO , 1ACL-4/0 |  |  | 0.99 | 2001-12-04 11:19 | Anjanece | 50 | 0 | N | N
UTILCO | 1ACL-4/0 | Y | UTILCO , 1ACL-4/0 |  |  | 1 | 2001-12-04 11:19 | Anjanece | 50 | 0 | N | N
UTILCO | 1ACL-4/0 | Y | UTILCO , 1ACL-4/0 |  |  | 1.01 | 2001-12-04 11:19 | Anjanece | 50 | 0 | N | N
UTILCO | 1ACL-4/0 | Y | UTILCO , 1ACL-4/0 |  |  | 1.02 | 2001-12-04 11:19 | Anjanece | 50 | 0 | N | N
UTILCO | 1ACL-4/0 | Y | UTILCO , 1ACL-4/0 |  |  | 1.05 | 2001-12-04 11:19 | Anjanece | 50 | 0 | N | N
UTILCO | 1ACL-4/0 | Y | UTILCO , 1ACL-4/0 |  |  | 1.08 | 2001-12-04 11:19 | Anjanece | 50 | 0 | N | N
UTILCO | 1ACL-4/0 | Y | UTILCO , 1ACL-4/0 |  |  | 2.47 | 2001-12-04 11:19 | Anjanece | 50 | 0 | N | N
UTILCO | 1ACL-4/0 | Y | UTILCO , 1ACL-4/0 |  |  | 2.54 | 2001-12-04 11:19 | Anjanece | 50 | 0 | N | N
UTILCO | 1ACL-4/0 | Y | UTILCO , 1ACL-4/0 |  |  | 2.76 | 2001-12-04 11:19 | Anjanece | 50 | 0 | N | N
UTILCO | 1ACL-4/0 | Y | UTILCO , 1ACL-4/0 |  |  | 3.37 | 2001-12-04 11:19 | Anjanece | 50 | 0 | N | N
ANDERSON | CCL-1216C | Y | ANDERSON , CCL-1216C | JEA UNDERGROUND DISTRIBUTION | CSC Stores | 39.83 | 2001-12-04 11:23 | Anjanece | 8 | 0 | N | N
ANDERSON | CCL-1216C | Y | ANDERSON , CCL-1216C |  |  | 43.02 | 2001-12-04 11:23 | Anjanece | 8 | 0 | N | N
ANDERSON | CCL-1216C | Y | ANDERSON , CCL-1216C |  |  | 43.34 | 2001-12-04 11:23 | Anjanece | 8 | 0 | N | N
ANDERSON | CCL-1216C | Y | ANDERSON , CCL-1216C |  |  | 44.25 | 2001-12-04 11:23 | Anjanece | 8 | 0 | N | N
BURNDY CORP. | YNA49R-T | Y | BURNDY CORP. , YNA49R-T | JEA UNDERGROUND DISTRIBUTION | CSC Stores | 39.83 | 2001-12-04 11:23 | Anjanece | 8 | 0 | N | N
BURNDY CORP. | YNA49R-T | Y | BURNDY CORP. , YNA49R-T |  |  | 43.02 | 2001-12-04 11:23 | Anjanece | 8 | 0 | N | N
BURNDY CORP. | YNA49R-T | Y | BURNDY CORP. , YNA49R-T |  |  | 43.34 | 2001-12-04 11:23 | Anjanece | 8 | 0 | N | N
BURNDY CORP. | YNA49R-T | Y | BURNDY CORP. , YNA49R-T |  |  | 44.25 | 2001-12-04 11:23 | Anjanece | 8 | 0 | N | N
SEFCOR | NEED STRANDING | Y | SEFCOR , NEED STRANDING | JEA UNDERGROUND DISTRIBUTION | CSC Stores | 39.83 | 2001-12-04 11:23 | Anjanece | 8 | 0 | N | N
SEFCOR | NEED STRANDING | Y | SEFCOR , NEED STRANDING |  |  | 43.02 | 2001-12-04 11:23 | Anjanece | 8 | 0 | N | N
SEFCOR | NEED STRANDING | Y | SEFCOR , NEED STRANDING |  |  | 43.34 | 2001-12-04 11:23 | Anjanece | 8 | 0 | N | N
SEFCOR | NEED STRANDING | Y | SEFCOR , NEED STRANDING |  |  | 44.25 | 2001-12-04 11:23 | Anjanece | 8 | 0 | N | N
BURNDY CORP. | YA34-2N | Y | BURNDY CORP. , YA34-2N | JEA UNDERGROUND DISTRIBUTION | CSC Stores | 3.38 | 2002-05-17 09:01 | Anjanece | 6 | 0 | N | N
BURNDY CORP. | YA34-2N | Y | BURNDY CORP. , YA34-2N |  |  | 5.64 | 2002-05-17 09:01 | Anjanece | 6 | 0 | N | N
BURNDY CORP. | YA34-2N | Y | BURNDY CORP. , YA34-2N |  |  | 5.89 | 2002-05-17 09:01 | Anjanece | 6 | 0 | N | N
BURNDY CORP. | YA34-2N | Y | BURNDY CORP. , YA34-2N |  |  | 6.24 | 2002-05-17 09:01 | Anjanece | 6 | 0 | N | N
BURNDY CORP. | YA34-2N | Y | BURNDY CORP. , YA34-2N |  |  | 6.29 | 2002-05-17 09:01 | Anjanece | 6 | 0 | N | N
BURNDY CORP. | YA34-2N | Y | BURNDY CORP. , YA34-2N |  |  | 6.41 | 2002-05-17 09:01 | Anjanece | 6 | 0 | N | N
BURNDY CORP. | YA34-2N | Y | BURNDY CORP. , YA34-2N |  |  | 6.63 | 2002-05-17 09:01 | Anjanece | 6 | 0 | N | N
BURNDY CORP. | YA34-2N | Y | BURNDY CORP. , YA34-2N |  |  | 6.82 | 2002-05-17 09:01 | Anjanece | 6 | 0 | N | N
BURNDY CORP. | YA34-2N | Y | BURNDY CORP. , YA34-2N |  |  | 7.09 | 2002-05-17 09:01 | Anjanece | 6 | 0 | N | N
BURNDY CORP. | YA34-2N | Y | BURNDY CORP. , YA34-2N |  |  | 7.31 | 2002-05-17 09:01 | Anjanece | 6 | 0 | N | N
ELECTRICAL SPECIALTY PRODUCTS | CHL-500-BN | Y | ELECTRICAL SPECIALTY PRODUCTS , CHL-500-BN | JEA UNDERGROUND DISTRIBUTION | CSC Stores | 3.38 | 2002-05-17 09:01 | Anjanece | 6 | 0 | N | N
ELECTRICAL SPECIALTY PRODUCTS | CHL-500-BN | Y | ELECTRICAL SPECIALTY PRODUCTS , CHL-500-BN |  |  | 5.64 | 2002-05-17 09:01 | Anjanece | 6 | 0 | N | N
ELECTRICAL SPECIALTY PRODUCTS | CHL-500-BN | Y | ELECTRICAL SPECIALTY PRODUCTS , CHL-500-BN |  |  | 5.89 | 2002-05-17 09:01 | Anjanece | 6 | 0 | N | N
ELECTRICAL SPECIALTY PRODUCTS | CHL-500-BN | Y | ELECTRICAL SPECIALTY PRODUCTS , CHL-500-BN |  |  | 6.24 | 2002-05-17 09:01 | Anjanece | 6 | 0 | N | N
ELECTRICAL SPECIALTY PRODUCTS | CHL-500-BN | Y | ELECTRICAL SPECIALTY PRODUCTS , CHL-500-BN |  |  | 6.29 | 2002-05-17 09:01 | Anjanece | 6 | 0 | N | N
ELECTRICAL SPECIALTY PRODUCTS | CHL-500-BN | Y | ELECTRICAL SPECIALTY PRODUCTS , CHL-500-BN |  |  | 6.41 | 2002-05-17 09:01 | Anjanece | 6 | 0 | N | N
ELECTRICAL SPECIALTY PRODUCTS | CHL-500-BN | Y | ELECTRICAL SPECIALTY PRODUCTS , CHL-500-BN |  |  | 6.63 | 2002-05-17 09:01 | Anjanece | 6 | 0 | N | N
ELECTRICAL SPECIALTY PRODUCTS | CHL-500-BN | Y | ELECTRICAL SPECIALTY PRODUCTS , CHL-500-BN |  |  | 6.82 | 2002-05-17 09:01 | Anjanece | 6 | 0 | N | N
ELECTRICAL SPECIALTY PRODUCTS | CHL-500-BN | Y | ELECTRICAL SPECIALTY PRODUCTS , CHL-500-BN |  |  | 7.09 | 2002-05-17 09:01 | Anjanece | 6 | 0 | N | N
ELECTRICAL SPECIALTY PRODUCTS | CHL-500-BN | Y | ELECTRICAL SPECIALTY PRODUCTS , CHL-500-BN |  |  | 7.31 | 2002-05-17 09:01 | Anjanece | 6 | 0 | N | N
HOMAC | L500-N | Y | HOMAC , L500-N | JEA UNDERGROUND DISTRIBUTION | CSC Stores | 3.38 | 2002-05-17 09:01 | Anjanece | 6 | 0 | N | N
HOMAC | L500-N | Y | HOMAC , L500-N |  |  | 5.64 | 2002-05-17 09:01 | Anjanece | 6 | 0 | N | N
HOMAC | L500-N | Y | HOMAC , L500-N |  |  | 5.89 | 2002-05-17 09:01 | Anjanece | 6 | 0 | N | N
HOMAC | L500-N | Y | HOMAC , L500-N |  |  | 6.24 | 2002-05-17 09:01 | Anjanece | 6 | 0 | N | N
HOMAC | L500-N | Y | HOMAC , L500-N |  |  | 6.29 | 2002-05-17 09:01 | Anjanece | 6 | 0 | N | N
HOMAC | L500-N | Y | HOMAC , L500-N |  |  | 6.41 | 2002-05-17 09:01 | Anjanece | 6 | 0 | N | N
HOMAC | L500-N | Y | HOMAC , L500-N |  |  | 6.63 | 2002-05-17 09:01 | Anjanece | 6 | 0 | N | N
HOMAC | L500-N | Y | HOMAC , L500-N |  |  | 6.82 | 2002-05-17 09:01 | Anjanece | 6 | 0 | N | N
HOMAC | L500-N | Y | HOMAC , L500-N |  |  | 7.09 | 2002-05-17 09:01 | Anjanece | 6 | 0 | N | N
HOMAC | L500-N | Y | HOMAC , L500-N |  |  | 7.31 | 2002-05-17 09:01 | Anjanece | 6 | 0 | N | N
HUBBELL | VHCL50012BN | Y | HUBBELL , VHCL50012BN | JEA UNDERGROUND DISTRIBUTION | CSC Stores | 3.38 | 2002-05-17 09:01 | Anjanece | 6 | 0 | N | N
HUBBELL | VHCL50012BN | Y | HUBBELL , VHCL50012BN |  |  | 5.64 | 2002-05-17 09:01 | Anjanece | 6 | 0 | N | N
HUBBELL | VHCL50012BN | Y | HUBBELL , VHCL50012BN |  |  | 5.89 | 2002-05-17 09:01 | Anjanece | 6 | 0 | N | N
HUBBELL | VHCL50012BN | Y | HUBBELL , VHCL50012BN |  |  | 6.24 | 2002-05-17 09:01 | Anjanece | 6 | 0 | N | N
HUBBELL | VHCL50012BN | Y | HUBBELL , VHCL50012BN |  |  | 6.29 | 2002-05-17 09:01 | Anjanece | 6 | 0 | N | N
HUBBELL | VHCL50012BN | Y | HUBBELL , VHCL50012BN |  |  | 6.41 | 2002-05-17 09:01 | Anjanece | 6 | 0 | N | N
HUBBELL | VHCL50012BN | Y | HUBBELL , VHCL50012BN |  |  | 6.63 | 2002-05-17 09:01 | Anjanece | 6 | 0 | N | N
HUBBELL | VHCL50012BN | Y | HUBBELL , VHCL50012BN |  |  | 6.82 | 2002-05-17 09:01 | Anjanece | 6 | 0 | N | N
HUBBELL | VHCL50012BN | Y | HUBBELL , VHCL50012BN |  |  | 7.09 | 2002-05-17 09:01 | Anjanece | 6 | 0 | N | N
HUBBELL | VHCL50012BN | Y | HUBBELL , VHCL50012BN |  |  | 7.31 | 2002-05-17 09:01 | Anjanece | 6 | 0 | N | N
KEARNEY | 136712-500 | Y | KEARNEY , 136712-500 | JEA UNDERGROUND DISTRIBUTION | CSC Stores | 3.38 | 2002-05-17 09:01 | Anjanece | 6 | 0 | N | N
KEARNEY | 136712-500 | Y | KEARNEY , 136712-500 |  |  | 5.64 | 2002-05-17 09:01 | Anjanece | 6 | 0 | N | N
KEARNEY | 136712-500 | Y | KEARNEY , 136712-500 |  |  | 5.89 | 2002-05-17 09:01 | Anjanece | 6 | 0 | N | N
KEARNEY | 136712-500 | Y | KEARNEY , 136712-500 |  |  | 6.24 | 2002-05-17 09:01 | Anjanece | 6 | 0 | N | N
KEARNEY | 136712-500 | Y | KEARNEY , 136712-500 |  |  | 6.29 | 2002-05-17 09:01 | Anjanece | 6 | 0 | N | N
KEARNEY | 136712-500 | Y | KEARNEY , 136712-500 |  |  | 6.41 | 2002-05-17 09:01 | Anjanece | 6 | 0 | N | N
KEARNEY | 136712-500 | Y | KEARNEY , 136712-500 |  |  | 6.63 | 2002-05-17 09:01 | Anjanece | 6 | 0 | N | N
KEARNEY | 136712-500 | Y | KEARNEY , 136712-500 |  |  | 6.82 | 2002-05-17 09:01 | Anjanece | 6 | 0 | N | N
KEARNEY | 136712-500 | Y | KEARNEY , 136712-500 |  |  | 7.09 | 2002-05-17 09:01 | Anjanece | 6 | 0 | N | N
KEARNEY | 136712-500 | Y | KEARNEY , 136712-500 |  |  | 7.31 | 2002-05-17 09:01 | Anjanece | 6 | 0 | N | N
MAC PRODUCTS INC. | MRB 500-8N | Y | MAC PRODUCTS INC. , MRB 500-8N | JEA UNDERGROUND DISTRIBUTION | CSC Stores | 3.38 | 2002-05-17 09:01 | Anjanece | 6 | 0 | N | N
MAC PRODUCTS INC. | MRB 500-8N | Y | MAC PRODUCTS INC. , MRB 500-8N |  |  | 5.64 | 2002-05-17 09:01 | Anjanece | 6 | 0 | N | N
MAC PRODUCTS INC. | MRB 500-8N | Y | MAC PRODUCTS INC. , MRB 500-8N |  |  | 5.89 | 2002-05-17 09:01 | Anjanece | 6 | 0 | N | N
MAC PRODUCTS INC. | MRB 500-8N | Y | MAC PRODUCTS INC. , MRB 500-8N |  |  | 6.24 | 2002-05-17 09:01 | Anjanece | 6 | 0 | N | N
MAC PRODUCTS INC. | MRB 500-8N | Y | MAC PRODUCTS INC. , MRB 500-8N |  |  | 6.29 | 2002-05-17 09:01 | Anjanece | 6 | 0 | N | N
MAC PRODUCTS INC. | MRB 500-8N | Y | MAC PRODUCTS INC. , MRB 500-8N |  |  | 6.41 | 2002-05-17 09:01 | Anjanece | 6 | 0 | N | N
MAC PRODUCTS INC. | MRB 500-8N | Y | MAC PRODUCTS INC. , MRB 500-8N |  |  | 6.63 | 2002-05-17 09:01 | Anjanece | 6 | 0 | N | N
MAC PRODUCTS INC. | MRB 500-8N | Y | MAC PRODUCTS INC. , MRB 500-8N |  |  | 6.82 | 2002-05-17 09:01 | Anjanece | 6 | 0 | N | N
MAC PRODUCTS INC. | MRB 500-8N | Y | MAC PRODUCTS INC. , MRB 500-8N |  |  | 7.09 | 2002-05-17 09:01 | Anjanece | 6 | 0 | N | N
MAC PRODUCTS INC. | MRB 500-8N | Y | MAC PRODUCTS INC. , MRB 500-8N |  |  | 7.31 | 2002-05-17 09:01 | Anjanece | 6 | 0 | N | N
PENN-UNION | BBLU-050D | Y | PENN-UNION , BBLU-050D | JEA UNDERGROUND DISTRIBUTION | CSC Stores | 3.38 | 2002-05-17 09:01 | Anjanece | 6 | 0 | N | N
PENN-UNION | BBLU-050D | Y | PENN-UNION , BBLU-050D |  |  | 5.64 | 2002-05-17 09:01 | Anjanece | 6 | 0 | N | N
PENN-UNION | BBLU-050D | Y | PENN-UNION , BBLU-050D |  |  | 5.89 | 2002-05-17 09:01 | Anjanece | 6 | 0 | N | N
PENN-UNION | BBLU-050D | Y | PENN-UNION , BBLU-050D |  |  | 6.24 | 2002-05-17 09:01 | Anjanece | 6 | 0 | N | N
PENN-UNION | BBLU-050D | Y | PENN-UNION , BBLU-050D |  |  | 6.29 | 2002-05-17 09:01 | Anjanece | 6 | 0 | N | N
PENN-UNION | BBLU-050D | Y | PENN-UNION , BBLU-050D |  |  | 6.41 | 2002-05-17 09:01 | Anjanece | 6 | 0 | N | N
PENN-UNION | BBLU-050D | Y | PENN-UNION , BBLU-050D |  |  | 6.63 | 2002-05-17 09:01 | Anjanece | 6 | 0 | N | N
PENN-UNION | BBLU-050D | Y | PENN-UNION , BBLU-050D |  |  | 6.82 | 2002-05-17 09:01 | Anjanece | 6 | 0 | N | N
PENN-UNION | BBLU-050D | Y | PENN-UNION , BBLU-050D |  |  | 7.09 | 2002-05-17 09:01 | Anjanece | 6 | 0 | N | N
PENN-UNION | BBLU-050D | Y | PENN-UNION , BBLU-050D |  |  | 7.31 | 2002-05-17 09:01 | Anjanece | 6 | 0 | N | N
RICHARDS MFG. CO. | CL18-2N | Y | RICHARDS MFG. CO. , CL18-2N | JEA UNDERGROUND DISTRIBUTION | CSC Stores | 3.38 | 2002-05-17 09:01 | Anjanece | 6 | 0 | N | N
RICHARDS MFG. CO. | CL18-2N | Y | RICHARDS MFG. CO. , CL18-2N |  |  | 5.64 | 2002-05-17 09:01 | Anjanece | 6 | 0 | N | N
RICHARDS MFG. CO. | CL18-2N | Y | RICHARDS MFG. CO. , CL18-2N |  |  | 5.89 | 2002-05-17 09:01 | Anjanece | 6 | 0 | N | N
RICHARDS MFG. CO. | CL18-2N | Y | RICHARDS MFG. CO. , CL18-2N |  |  | 6.24 | 2002-05-17 09:01 | Anjanece | 6 | 0 | N | N
RICHARDS MFG. CO. | CL18-2N | Y | RICHARDS MFG. CO. , CL18-2N |  |  | 6.29 | 2002-05-17 09:01 | Anjanece | 6 | 0 | N | N
RICHARDS MFG. CO. | CL18-2N | Y | RICHARDS MFG. CO. , CL18-2N |  |  | 6.41 | 2002-05-17 09:01 | Anjanece | 6 | 0 | N | N
RICHARDS MFG. CO. | CL18-2N | Y | RICHARDS MFG. CO. , CL18-2N |  |  | 6.63 | 2002-05-17 09:01 | Anjanece | 6 | 0 | N | N
RICHARDS MFG. CO. | CL18-2N | Y | RICHARDS MFG. CO. , CL18-2N |  |  | 6.82 | 2002-05-17 09:01 | Anjanece | 6 | 0 | N | N
RICHARDS MFG. CO. | CL18-2N | Y | RICHARDS MFG. CO. , CL18-2N |  |  | 7.09 | 2002-05-17 09:01 | Anjanece | 6 | 0 | N | N
RICHARDS MFG. CO. | CL18-2N | Y | RICHARDS MFG. CO. , CL18-2N |  |  | 7.31 | 2002-05-17 09:01 | Anjanece | 6 | 0 | N | N
SEFCOR | CL-20-2B | Y | SEFCOR , CL-20-2B | JEA UNDERGROUND DISTRIBUTION | CSC Stores | 3.38 | 2002-05-17 09:01 | Anjanece | 6 | 0 | N | N
SEFCOR | CL-20-2B | Y | SEFCOR , CL-20-2B |  |  | 5.64 | 2002-05-17 09:01 | Anjanece | 6 | 0 | N | N
SEFCOR | CL-20-2B | Y | SEFCOR , CL-20-2B |  |  | 5.89 | 2002-05-17 09:01 | Anjanece | 6 | 0 | N | N
SEFCOR | CL-20-2B | Y | SEFCOR , CL-20-2B |  |  | 6.24 | 2002-05-17 09:01 | Anjanece | 6 | 0 | N | N
SEFCOR | CL-20-2B | Y | SEFCOR , CL-20-2B |  |  | 6.29 | 2002-05-17 09:01 | Anjanece | 6 | 0 | N | N
SEFCOR | CL-20-2B | Y | SEFCOR , CL-20-2B |  |  | 6.41 | 2002-05-17 09:01 | Anjanece | 6 | 0 | N | N
SEFCOR | CL-20-2B | Y | SEFCOR , CL-20-2B |  |  | 6.63 | 2002-05-17 09:01 | Anjanece | 6 | 0 | N | N
SEFCOR | CL-20-2B | Y | SEFCOR , CL-20-2B |  |  | 6.82 | 2002-05-17 09:01 | Anjanece | 6 | 0 | N | N
SEFCOR | CL-20-2B | Y | SEFCOR , CL-20-2B |  |  | 7.09 | 2002-05-17 09:01 | Anjanece | 6 | 0 | N | N
SEFCOR | CL-20-2B | Y | SEFCOR , CL-20-2B |  |  | 7.31 | 2002-05-17 09:01 | Anjanece | 6 | 0 | N | N
UTILCO | CLND-500-12-134 | Y | UTILCO , CLND-500-12-134 | JEA UNDERGROUND DISTRIBUTION | CSC Stores | 3.38 | 2002-05-17 09:01 | Anjanece | 6 | 0 | N | N
UTILCO | CLND-500-12-134 | Y | UTILCO , CLND-500-12-134 |  |  | 5.64 | 2002-05-17 09:01 | Anjanece | 6 | 0 | N | N
UTILCO | CLND-500-12-134 | Y | UTILCO , CLND-500-12-134 |  |  | 5.89 | 2002-05-17 09:01 | Anjanece | 6 | 0 | N | N
UTILCO | CLND-500-12-134 | Y | UTILCO , CLND-500-12-134 |  |  | 6.24 | 2002-05-17 09:01 | Anjanece | 6 | 0 | N | N
UTILCO | CLND-500-12-134 | Y | UTILCO , CLND-500-12-134 |  |  | 6.29 | 2002-05-17 09:01 | Anjanece | 6 | 0 | N | N
UTILCO | CLND-500-12-134 | Y | UTILCO , CLND-500-12-134 |  |  | 6.41 | 2002-05-17 09:01 | Anjanece | 6 | 0 | N | N
UTILCO | CLND-500-12-134 | Y | UTILCO , CLND-500-12-134 |  |  | 6.63 | 2002-05-17 09:01 | Anjanece | 6 | 0 | N | N
UTILCO | CLND-500-12-134 | Y | UTILCO , CLND-500-12-134 |  |  | 6.82 | 2002-05-17 09:01 | Anjanece | 6 | 0 | N | N
UTILCO | CLND-500-12-134 | Y | UTILCO , CLND-500-12-134 |  |  | 7.09 | 2002-05-17 09:01 | Anjanece | 6 | 0 | N | N
UTILCO | CLND-500-12-134 | Y | UTILCO , CLND-500-12-134 |  |  | 7.31 | 2002-05-17 09:01 | Anjanece | 6 | 0 | N | N
AFL | DPL50-2N | Y | AFL , DPL50-2N | JEA SUBSTATION | CSC Stores | 21.68 | 2019-05-09 09:01 | John | 12 | 0 | N | N
AFL | DPL50-2N | Y | AFL , DPL50-2N |  |  | 22.13 | 2019-05-09 09:01 | John | 12 | 0 | N | N
AFL | DPL50-2N | Y | AFL , DPL50-2N |  |  | 27.5 | 2019-05-09 09:01 | John | 12 | 0 | N | N
AFL | DPL50-2N | Y | AFL , DPL50-2N |  |  | 36.48 | 2019-05-09 09:01 | John | 12 | 0 | N | N
PLP | XZ500-2N | Y | PLP , XZ500-2N | JEA SUBSTATION | CSC Stores | 21.68 | 2019-05-09 09:01 | John | 12 | 0 | N | N
PLP | XZ500-2N | Y | PLP , XZ500-2N |  |  | 22.13 | 2019-05-09 09:01 | John | 12 | 0 | N | N
PLP | XZ500-2N | Y | PLP , XZ500-2N |  |  | 27.5 | 2019-05-09 09:01 | John | 12 | 0 | N | N
PLP | XZ500-2N | Y | PLP , XZ500-2N |  |  | 36.48 | 2019-05-09 09:01 | John | 12 | 0 | N | N
SEFCOR | CL-20-2B | Y | SEFCOR , CL-20-2B | JEA SUBSTATION | CSC Stores | 21.68 | 2019-05-09 09:01 | John | 12 | 0 | N | N
SEFCOR | CL-20-2B | Y | SEFCOR , CL-20-2B |  |  | 22.13 | 2019-05-09 09:01 | John | 12 | 0 | N | N
SEFCOR | CL-20-2B | Y | SEFCOR , CL-20-2B |  |  | 27.5 | 2019-05-09 09:01 | John | 12 | 0 | N | N
SEFCOR | CL-20-2B | Y | SEFCOR , CL-20-2B |  |  | 36.48 | 2019-05-09 09:01 | John | 12 | 0 | N | N
THOMAS & BETTS | 54876BE | Y | THOMAS & BETTS , 54876BE | JEA SUBSTATION | CSC Stores | 21.68 | 2019-05-09 09:01 | John | 12 | 0 | N | N
THOMAS & BETTS | 54876BE | Y | THOMAS & BETTS , 54876BE |  |  | 22.13 | 2019-05-09 09:01 | John | 12 | 0 | N | N
THOMAS & BETTS | 54876BE | Y | THOMAS & BETTS , 54876BE |  |  | 27.5 | 2019-05-09 09:01 | John | 12 | 0 | N | N
THOMAS & BETTS | 54876BE | Y | THOMAS & BETTS , 54876BE |  |  | 36.48 | 2019-05-09 09:01 | John | 12 | 0 | N | N
AFL | DPL75-2N | Y | AFL , DPL75-2N | JEA UNDERGROUND DISTRIBUTION | CSC Stores | 10.25 | 2002-05-17 09:05 | Anjanece | 6 | 0 | N | N
AFL | DPL75-2N | Y | AFL , DPL75-2N |  |  | 15.85 | 2002-05-17 09:05 | Anjanece | 6 | 0 | N | N
AFL | DPL75-2N | Y | AFL , DPL75-2N |  |  | 23.57 | 2002-05-17 09:05 | Anjanece | 6 | 0 | N | N
AFL | DPL75-2N | Y | AFL , DPL75-2N |  |  | 27.88 | 2002-05-17 09:05 | Anjanece | 6 | 0 | N | N
BURNDY ELECTRICAL | YA392N | Y | BURNDY ELECTRICAL , YA392N | JEA UNDERGROUND DISTRIBUTION | CSC Stores | 10.25 | 2002-05-17 09:05 | Anjanece | 6 | 0 | N | N
BURNDY ELECTRICAL | YA392N | Y | BURNDY ELECTRICAL , YA392N |  |  | 15.85 | 2002-05-17 09:05 | Anjanece | 6 | 0 | N | N
BURNDY ELECTRICAL | YA392N | Y | BURNDY ELECTRICAL , YA392N |  |  | 23.57 | 2002-05-17 09:05 | Anjanece | 6 | 0 | N | N
BURNDY ELECTRICAL | YA392N | Y | BURNDY ELECTRICAL , YA392N |  |  | 27.88 | 2002-05-17 09:05 | Anjanece | 6 | 0 | N | N
RICHARDS MFG. CO. | HDCL23-2N | Y | RICHARDS MFG. CO. , HDCL23-2N | JEA UNDERGROUND DISTRIBUTION | CSC Stores | 10.25 | 2002-05-17 09:05 | Anjanece | 6 | 0 | N | N
RICHARDS MFG. CO. | HDCL23-2N | Y | RICHARDS MFG. CO. , HDCL23-2N |  |  | 15.85 | 2002-05-17 09:05 | Anjanece | 6 | 0 | N | N
RICHARDS MFG. CO. | HDCL23-2N | Y | RICHARDS MFG. CO. , HDCL23-2N |  |  | 23.57 | 2002-05-17 09:05 | Anjanece | 6 | 0 | N | N
RICHARDS MFG. CO. | HDCL23-2N | Y | RICHARDS MFG. CO. , HDCL23-2N |  |  | 27.88 | 2002-05-17 09:05 | Anjanece | 6 | 0 | N | N
SEFCOR | CL-27-2B | Y | SEFCOR , CL-27-2B | JEA UNDERGROUND DISTRIBUTION | CSC Stores | 10.25 | 2002-05-17 09:05 | Anjanece | 6 | 0 | N | N
SEFCOR | CL-27-2B | Y | SEFCOR , CL-27-2B |  |  | 15.85 | 2002-05-17 09:05 | Anjanece | 6 | 0 | N | N
SEFCOR | CL-27-2B | Y | SEFCOR , CL-27-2B |  |  | 23.57 | 2002-05-17 09:05 | Anjanece | 6 | 0 | N | N
SEFCOR | CL-27-2B | Y | SEFCOR , CL-27-2B |  |  | 27.88 | 2002-05-17 09:05 | Anjanece | 6 | 0 | N | N
THOMAS & BETTS | 54880BE | Y | THOMAS & BETTS , 54880BE | JEA UNDERGROUND DISTRIBUTION | CSC Stores | 10.25 | 2002-05-17 09:05 | Anjanece | 6 | 0 | N | N
THOMAS & BETTS | 54880BE | Y | THOMAS & BETTS , 54880BE |  |  | 15.85 | 2002-05-17 09:05 | Anjanece | 6 | 0 | N | N
THOMAS & BETTS | 54880BE | Y | THOMAS & BETTS , 54880BE |  |  | 23.57 | 2002-05-17 09:05 | Anjanece | 6 | 0 | N | N
THOMAS & BETTS | 54880BE | Y | THOMAS & BETTS , 54880BE |  |  | 27.88 | 2002-05-17 09:05 | Anjanece | 6 | 0 | N | N
TRAVIS FOUNDRY - PDU | 16-115B | Y | TRAVIS FOUNDRY - PDU , 16-115B | JEA UNDERGROUND DISTRIBUTION | CSC Stores | 10.25 | 2002-05-17 09:05 | Anjanece | 6 | 0 | N | N
TRAVIS FOUNDRY - PDU | 16-115B | Y | TRAVIS FOUNDRY - PDU , 16-115B |  |  | 15.85 | 2002-05-17 09:05 | Anjanece | 6 | 0 | N | N
TRAVIS FOUNDRY - PDU | 16-115B | Y | TRAVIS FOUNDRY - PDU , 16-115B |  |  | 23.57 | 2002-05-17 09:05 | Anjanece | 6 | 0 | N | N
TRAVIS FOUNDRY - PDU | 16-115B | Y | TRAVIS FOUNDRY - PDU , 16-115B |  |  | 27.88 | 2002-05-17 09:05 | Anjanece | 6 | 0 | N | N
AFL | QL13-50E-SN | Y | AFL , QL13-50E-SN | JEA UNDERGROUND DISTRIBUTION | CSC Stores | 5.24 | 1992-04-21 | Anjanece | 1 | 0 | N | N
AFL | QL13-50E-SN | Y | AFL , QL13-50E-SN |  |  | 6.55 | 1992-04-21 | Anjanece | 1 | 0 | N | N
AFL | QL13-50E-SN | Y | AFL , QL13-50E-SN |  |  | 6.72 | 1992-04-21 | Anjanece | 1 | 0 | N | N
AFL | QL13-50E-SN | Y | AFL , QL13-50E-SN |  |  | 20.73 | 1992-04-21 | Anjanece | 1 | 0 | N | N
ANDERSON | TLS-32-TP | Y | ANDERSON , TLS-32-TP | JEA UNDERGROUND DISTRIBUTION | CSC Stores | 5.24 | 1992-04-21 | Anjanece | 1 | 0 | N | N
ANDERSON | TLS-32-TP | Y | ANDERSON , TLS-32-TP |  |  | 6.55 | 1992-04-21 | Anjanece | 1 | 0 | N | N
ANDERSON | TLS-32-TP | Y | ANDERSON , TLS-32-TP |  |  | 6.72 | 1992-04-21 | Anjanece | 1 | 0 | N | N
ANDERSON | TLS-32-TP | Y | ANDERSON , TLS-32-TP |  |  | 20.73 | 1992-04-21 | Anjanece | 1 | 0 | N | N
BURNDY CORP. | QGFL26B2T6W | Y | BURNDY CORP. , QGFL26B2T6W | JEA UNDERGROUND DISTRIBUTION | CSC Stores | 5.24 | 1992-04-21 | Anjanece | 1 | 0 | N | N
BURNDY CORP. | QGFL26B2T6W | Y | BURNDY CORP. , QGFL26B2T6W |  |  | 6.55 | 1992-04-21 | Anjanece | 1 | 0 | N | N
BURNDY CORP. | QGFL26B2T6W | Y | BURNDY CORP. , QGFL26B2T6W |  |  | 6.72 | 1992-04-21 | Anjanece | 1 | 0 | N | N
BURNDY CORP. | QGFL26B2T6W | Y | BURNDY CORP. , QGFL26B2T6W |  |  | 20.73 | 1992-04-21 | Anjanece | 1 | 0 | N | N
SEFCOR | UN-4048T-SND | Y | SEFCOR , UN-4048T-SND | JEA UNDERGROUND DISTRIBUTION | CSC Stores | 5.24 | 1992-04-21 | Anjanece | 1 | 0 | N | N
SEFCOR | UN-4048T-SND | Y | SEFCOR , UN-4048T-SND |  |  | 6.55 | 1992-04-21 | Anjanece | 1 | 0 | N | N
SEFCOR | UN-4048T-SND | Y | SEFCOR , UN-4048T-SND |  |  | 6.72 | 1992-04-21 | Anjanece | 1 | 0 | N | N
SEFCOR | UN-4048T-SND | Y | SEFCOR , UN-4048T-SND |  |  | 20.73 | 1992-04-21 | Anjanece | 1 | 0 | N | N
AFL | QL35E | Y | AFL , QL35E | JEA UNDERGROUND DISTRIBUTION | CSC Stores | 5.35 | 1992-05-26 | Anjanece | 1 | 0 | N | N
AFL | QL35E | Y | AFL , QL35E |  |  | 5.39 | 1992-05-26 | Anjanece | 1 | 0 | N | N
AFL | QL35E | Y | AFL , QL35E |  |  | 5.41 | 1992-05-26 | Anjanece | 1 | 0 | N | N
AFL | QL35E | Y | AFL , QL35E |  |  | 5.48 | 1992-05-26 | Anjanece | 1 | 0 | N | N
AFL | QL35E | Y | AFL , QL35E |  |  | 6.45 | 1992-05-26 | Anjanece | 1 | 0 | N | N
AFL | QL35E | Y | AFL , QL35E |  |  | 6.49 | 1992-05-26 | Anjanece | 1 | 0 | N | N
AFL | QL35E | Y | AFL , QL35E |  |  | 6.58 | 1992-05-26 | Anjanece | 1 | 0 | N | N
AFL | QL35E | Y | AFL , QL35E |  |  | 6.76 | 1992-05-26 | Anjanece | 1 | 0 | N | N
AFL | QL35E | Y | AFL , QL35E |  |  | 6.81 | 1992-05-26 | Anjanece | 1 | 0 | N | N
AFL | QL35E | Y | AFL , QL35E |  |  | 6.87 | 1992-05-26 | Anjanece | 1 | 0 | N | N
AFL | QL35E | Y | AFL , QL35E |  |  | 7 | 1992-05-26 | Anjanece | 1 | 0 | N | N
AFL | QL35E | Y | AFL , QL35E |  |  | 8.08 | 1992-05-26 | Anjanece | 1 | 0 | N | N
AFL | QL35E | Y | AFL , QL35E |  |  | 8.93 | 1992-05-26 | Anjanece | 1 | 0 | N | N
ANDERSON | TLS-52-L | Y | ANDERSON , TLS-52-L | JEA UNDERGROUND DISTRIBUTION | CSC Stores | 5.35 | 1992-05-26 | Anjanece | 1 | 0 | N | N
ANDERSON | TLS-52-L | Y | ANDERSON , TLS-52-L |  |  | 5.39 | 1992-05-26 | Anjanece | 1 | 0 | N | N
ANDERSON | TLS-52-L | Y | ANDERSON , TLS-52-L |  |  | 5.41 | 1992-05-26 | Anjanece | 1 | 0 | N | N
ANDERSON | TLS-52-L | Y | ANDERSON , TLS-52-L |  |  | 5.48 | 1992-05-26 | Anjanece | 1 | 0 | N | N
ANDERSON | TLS-52-L | Y | ANDERSON , TLS-52-L |  |  | 6.45 | 1992-05-26 | Anjanece | 1 | 0 | N | N
ANDERSON | TLS-52-L | Y | ANDERSON , TLS-52-L |  |  | 6.49 | 1992-05-26 | Anjanece | 1 | 0 | N | N
ANDERSON | TLS-52-L | Y | ANDERSON , TLS-52-L |  |  | 6.58 | 1992-05-26 | Anjanece | 1 | 0 | N | N
ANDERSON | TLS-52-L | Y | ANDERSON , TLS-52-L |  |  | 6.76 | 1992-05-26 | Anjanece | 1 | 0 | N | N
ANDERSON | TLS-52-L | Y | ANDERSON , TLS-52-L |  |  | 6.81 | 1992-05-26 | Anjanece | 1 | 0 | N | N
ANDERSON | TLS-52-L | Y | ANDERSON , TLS-52-L |  |  | 6.87 | 1992-05-26 | Anjanece | 1 | 0 | N | N
ANDERSON | TLS-52-L | Y | ANDERSON , TLS-52-L |  |  | 7 | 1992-05-26 | Anjanece | 1 | 0 | N | N
ANDERSON | TLS-52-L | Y | ANDERSON , TLS-52-L |  |  | 8.08 | 1992-05-26 | Anjanece | 1 | 0 | N | N
ANDERSON | TLS-52-L | Y | ANDERSON , TLS-52-L |  |  | 8.93 | 1992-05-26 | Anjanece | 1 | 0 | N | N
BURNDY CORP. | QGFL31B1T6 | Y | BURNDY CORP. , QGFL31B1T6 | JEA UNDERGROUND DISTRIBUTION | CSC Stores | 5.35 | 1992-05-26 | Anjanece | 1 | 0 | N | N
BURNDY CORP. | QGFL31B1T6 | Y | BURNDY CORP. , QGFL31B1T6 |  |  | 5.39 | 1992-05-26 | Anjanece | 1 | 0 | N | N
BURNDY CORP. | QGFL31B1T6 | Y | BURNDY CORP. , QGFL31B1T6 |  |  | 5.41 | 1992-05-26 | Anjanece | 1 | 0 | N | N
BURNDY CORP. | QGFL31B1T6 | Y | BURNDY CORP. , QGFL31B1T6 |  |  | 5.48 | 1992-05-26 | Anjanece | 1 | 0 | N | N
BURNDY CORP. | QGFL31B1T6 | Y | BURNDY CORP. , QGFL31B1T6 |  |  | 6.45 | 1992-05-26 | Anjanece | 1 | 0 | N | N
BURNDY CORP. | QGFL31B1T6 | Y | BURNDY CORP. , QGFL31B1T6 |  |  | 6.49 | 1992-05-26 | Anjanece | 1 | 0 | N | N
BURNDY CORP. | QGFL31B1T6 | Y | BURNDY CORP. , QGFL31B1T6 |  |  | 6.58 | 1992-05-26 | Anjanece | 1 | 0 | N | N
BURNDY CORP. | QGFL31B1T6 | Y | BURNDY CORP. , QGFL31B1T6 |  |  | 6.76 | 1992-05-26 | Anjanece | 1 | 0 | N | N
BURNDY CORP. | QGFL31B1T6 | Y | BURNDY CORP. , QGFL31B1T6 |  |  | 6.81 | 1992-05-26 | Anjanece | 1 | 0 | N | N
BURNDY CORP. | QGFL31B1T6 | Y | BURNDY CORP. , QGFL31B1T6 |  |  | 6.87 | 1992-05-26 | Anjanece | 1 | 0 | N | N
BURNDY CORP. | QGFL31B1T6 | Y | BURNDY CORP. , QGFL31B1T6 |  |  | 7 | 1992-05-26 | Anjanece | 1 | 0 | N | N
BURNDY CORP. | QGFL31B1T6 | Y | BURNDY CORP. , QGFL31B1T6 |  |  | 8.08 | 1992-05-26 | Anjanece | 1 | 0 | N | N
BURNDY CORP. | QGFL31B1T6 | Y | BURNDY CORP. , QGFL31B1T6 |  |  | 8.93 | 1992-05-26 | Anjanece | 1 | 0 | N | N
DOSSERT | QL-35E | Y | DOSSERT , QL-35E | JEA UNDERGROUND DISTRIBUTION | CSC Stores | 5.35 | 1992-05-26 | Anjanece | 1 | 0 | N | N
DOSSERT | QL-35E | Y | DOSSERT , QL-35E |  |  | 5.39 | 1992-05-26 | Anjanece | 1 | 0 | N | N
DOSSERT | QL-35E | Y | DOSSERT , QL-35E |  |  | 5.41 | 1992-05-26 | Anjanece | 1 | 0 | N | N
DOSSERT | QL-35E | Y | DOSSERT , QL-35E |  |  | 5.48 | 1992-05-26 | Anjanece | 1 | 0 | N | N
DOSSERT | QL-35E | Y | DOSSERT , QL-35E |  |  | 6.45 | 1992-05-26 | Anjanece | 1 | 0 | N | N
DOSSERT | QL-35E | Y | DOSSERT , QL-35E |  |  | 6.49 | 1992-05-26 | Anjanece | 1 | 0 | N | N
DOSSERT | QL-35E | Y | DOSSERT , QL-35E |  |  | 6.58 | 1992-05-26 | Anjanece | 1 | 0 | N | N
DOSSERT | QL-35E | Y | DOSSERT , QL-35E |  |  | 6.76 | 1992-05-26 | Anjanece | 1 | 0 | N | N
DOSSERT | QL-35E | Y | DOSSERT , QL-35E |  |  | 6.81 | 1992-05-26 | Anjanece | 1 | 0 | N | N
DOSSERT | QL-35E | Y | DOSSERT , QL-35E |  |  | 6.87 | 1992-05-26 | Anjanece | 1 | 0 | N | N
DOSSERT | QL-35E | Y | DOSSERT , QL-35E |  |  | 7 | 1992-05-26 | Anjanece | 1 | 0 | N | N
DOSSERT | QL-35E | Y | DOSSERT , QL-35E |  |  | 8.08 | 1992-05-26 | Anjanece | 1 | 0 | N | N
DOSSERT | QL-35E | Y | DOSSERT , QL-35E |  |  | 8.93 | 1992-05-26 | Anjanece | 1 | 0 | N | N
PENN-UNION | LSN-035NE | Y | PENN-UNION , LSN-035NE | JEA UNDERGROUND DISTRIBUTION | CSC Stores | 5.35 | 1992-05-26 | Anjanece | 1 | 0 | N | N
PENN-UNION | LSN-035NE | Y | PENN-UNION , LSN-035NE |  |  | 5.39 | 1992-05-26 | Anjanece | 1 | 0 | N | N
PENN-UNION | LSN-035NE | Y | PENN-UNION , LSN-035NE |  |  | 5.41 | 1992-05-26 | Anjanece | 1 | 0 | N | N
PENN-UNION | LSN-035NE | Y | PENN-UNION , LSN-035NE |  |  | 5.48 | 1992-05-26 | Anjanece | 1 | 0 | N | N
PENN-UNION | LSN-035NE | Y | PENN-UNION , LSN-035NE |  |  | 6.45 | 1992-05-26 | Anjanece | 1 | 0 | N | N
PENN-UNION | LSN-035NE | Y | PENN-UNION , LSN-035NE |  |  | 6.49 | 1992-05-26 | Anjanece | 1 | 0 | N | N
PENN-UNION | LSN-035NE | Y | PENN-UNION , LSN-035NE |  |  | 6.58 | 1992-05-26 | Anjanece | 1 | 0 | N | N
PENN-UNION | LSN-035NE | Y | PENN-UNION , LSN-035NE |  |  | 6.76 | 1992-05-26 | Anjanece | 1 | 0 | N | N
PENN-UNION | LSN-035NE | Y | PENN-UNION , LSN-035NE |  |  | 6.81 | 1992-05-26 | Anjanece | 1 | 0 | N | N
PENN-UNION | LSN-035NE | Y | PENN-UNION , LSN-035NE |  |  | 6.87 | 1992-05-26 | Anjanece | 1 | 0 | N | N
PENN-UNION | LSN-035NE | Y | PENN-UNION , LSN-035NE |  |  | 7 | 1992-05-26 | Anjanece | 1 | 0 | N | N
PENN-UNION | LSN-035NE | Y | PENN-UNION , LSN-035NE |  |  | 8.08 | 1992-05-26 | Anjanece | 1 | 0 | N | N
PENN-UNION | LSN-035NE | Y | PENN-UNION , LSN-035NE |  |  | 8.93 | 1992-05-26 | Anjanece | 1 | 0 | N | N
SEFCOR | UN-4553-T | Y | SEFCOR , UN-4553-T | JEA UNDERGROUND DISTRIBUTION | CSC Stores | 5.35 | 1992-05-26 | Anjanece | 1 | 0 | N | N
SEFCOR | UN-4553-T | Y | SEFCOR , UN-4553-T |  |  | 5.39 | 1992-05-26 | Anjanece | 1 | 0 | N | N
SEFCOR | UN-4553-T | Y | SEFCOR , UN-4553-T |  |  | 5.41 | 1992-05-26 | Anjanece | 1 | 0 | N | N
SEFCOR | UN-4553-T | Y | SEFCOR , UN-4553-T |  |  | 5.48 | 1992-05-26 | Anjanece | 1 | 0 | N | N
SEFCOR | UN-4553-T | Y | SEFCOR , UN-4553-T |  |  | 6.45 | 1992-05-26 | Anjanece | 1 | 0 | N | N
SEFCOR | UN-4553-T | Y | SEFCOR , UN-4553-T |  |  | 6.49 | 1992-05-26 | Anjanece | 1 | 0 | N | N
SEFCOR | UN-4553-T | Y | SEFCOR , UN-4553-T |  |  | 6.58 | 1992-05-26 | Anjanece | 1 | 0 | N | N
SEFCOR | UN-4553-T | Y | SEFCOR , UN-4553-T |  |  | 6.76 | 1992-05-26 | Anjanece | 1 | 0 | N | N
SEFCOR | UN-4553-T | Y | SEFCOR , UN-4553-T |  |  | 6.81 | 1992-05-26 | Anjanece | 1 | 0 | N | N
SEFCOR | UN-4553-T | Y | SEFCOR , UN-4553-T |  |  | 6.87 | 1992-05-26 | Anjanece | 1 | 0 | N | N
SEFCOR | UN-4553-T | Y | SEFCOR , UN-4553-T |  |  | 7 | 1992-05-26 | Anjanece | 1 | 0 | N | N
SEFCOR | UN-4553-T | Y | SEFCOR , UN-4553-T |  |  | 8.08 | 1992-05-26 | Anjanece | 1 | 0 | N | N
SEFCOR | UN-4553-T | Y | SEFCOR , UN-4553-T |  |  | 8.93 | 1992-05-26 | Anjanece | 1 | 0 | N | N
AFL | QL50E | Y | AFL , QL50E | JEA UNDERGROUND DISTRIBUTION | CSC Stores | 5.3 | 1992-05-19 | Anjanece | 1 | 0 | N | N
AFL | QL50E | Y | AFL , QL50E |  |  | 6.05 | 1992-05-19 | Anjanece | 1 | 0 | N | N
AFL | QL50E | Y | AFL , QL50E |  |  | 6.08 | 1992-05-19 | Anjanece | 1 | 0 | N | N
AFL | QL50E | Y | AFL , QL50E |  |  | 6.13 | 1992-05-19 | Anjanece | 1 | 0 | N | N
AFL | QL50E | Y | AFL , QL50E |  |  | 6.19 | 1992-05-19 | Anjanece | 1 | 0 | N | N
AFL | QL50E | Y | AFL , QL50E |  |  | 6.23 | 1992-05-19 | Anjanece | 1 | 0 | N | N
AFL | QL50E | Y | AFL , QL50E |  |  | 6.28 | 1992-05-19 | Anjanece | 1 | 0 | N | N
AFL | QL50E | Y | AFL , QL50E |  |  | 6.35 | 1992-05-19 | Anjanece | 1 | 0 | N | N
AFL | QL50E | Y | AFL , QL50E |  |  | 6.46 | 1992-05-19 | Anjanece | 1 | 0 | N | N
AFL | QL50E | Y | AFL , QL50E |  |  | 6.49 | 1992-05-19 | Anjanece | 1 | 0 | N | N
AFL | QL50E | Y | AFL , QL50E |  |  | 6.6 | 1992-05-19 | Anjanece | 1 | 0 | N | N
AFL | QL50E | Y | AFL , QL50E |  |  | 6.72 | 1992-05-19 | Anjanece | 1 | 0 | N | N
AFL | QL50E | Y | AFL , QL50E |  |  | 6.77 | 1992-05-19 | Anjanece | 1 | 0 | N | N
AFL | QL50E | Y | AFL , QL50E |  |  | 6.89 | 1992-05-19 | Anjanece | 1 | 0 | N | N
AFL | QL50E | Y | AFL , QL50E |  |  | 7.08 | 1992-05-19 | Anjanece | 1 | 0 | N | N
AFL | QL50E | Y | AFL , QL50E |  |  | 8.01 | 1992-05-19 | Anjanece | 1 | 0 | N | N
AFL | QL50E | Y | AFL , QL50E |  |  | 8.19 | 1992-05-19 | Anjanece | 1 | 0 | N | N
AFL | QL50E | Y | AFL , QL50E |  |  | 8.37 | 1992-05-19 | Anjanece | 1 | 0 | N | N
AFL | QL50E | Y | AFL , QL50E |  |  | 8.69 | 1992-05-19 | Anjanece | 1 | 0 | N | N
AFL | QL50E | Y | AFL , QL50E |  |  | 8.71 | 1992-05-19 | Anjanece | 1 | 0 | N | N
AFL | QL50E | Y | AFL , QL50E |  |  | 8.8 | 1992-05-19 | Anjanece | 1 | 0 | N | N
AFL | QL50E | Y | AFL , QL50E |  |  | 8.82 | 1992-05-19 | Anjanece | 1 | 0 | N | N
AFL | QL50E | Y | AFL , QL50E |  |  | 8.83 | 1992-05-19 | Anjanece | 1 | 0 | N | N
ANDERSON | TLS-62-L | Y | ANDERSON , TLS-62-L | JEA UNDERGROUND DISTRIBUTION | CSC Stores | 5.3 | 1992-05-19 | Anjanece | 1 | 0 | N | N
ANDERSON | TLS-62-L | Y | ANDERSON , TLS-62-L |  |  | 6.05 | 1992-05-19 | Anjanece | 1 | 0 | N | N
ANDERSON | TLS-62-L | Y | ANDERSON , TLS-62-L |  |  | 6.08 | 1992-05-19 | Anjanece | 1 | 0 | N | N
ANDERSON | TLS-62-L | Y | ANDERSON , TLS-62-L |  |  | 6.13 | 1992-05-19 | Anjanece | 1 | 0 | N | N
ANDERSON | TLS-62-L | Y | ANDERSON , TLS-62-L |  |  | 6.19 | 1992-05-19 | Anjanece | 1 | 0 | N | N
ANDERSON | TLS-62-L | Y | ANDERSON , TLS-62-L |  |  | 6.23 | 1992-05-19 | Anjanece | 1 | 0 | N | N
ANDERSON | TLS-62-L | Y | ANDERSON , TLS-62-L |  |  | 6.28 | 1992-05-19 | Anjanece | 1 | 0 | N | N
ANDERSON | TLS-62-L | Y | ANDERSON , TLS-62-L |  |  | 6.35 | 1992-05-19 | Anjanece | 1 | 0 | N | N
ANDERSON | TLS-62-L | Y | ANDERSON , TLS-62-L |  |  | 6.46 | 1992-05-19 | Anjanece | 1 | 0 | N | N
ANDERSON | TLS-62-L | Y | ANDERSON , TLS-62-L |  |  | 6.49 | 1992-05-19 | Anjanece | 1 | 0 | N | N
ANDERSON | TLS-62-L | Y | ANDERSON , TLS-62-L |  |  | 6.6 | 1992-05-19 | Anjanece | 1 | 0 | N | N
ANDERSON | TLS-62-L | Y | ANDERSON , TLS-62-L |  |  | 6.72 | 1992-05-19 | Anjanece | 1 | 0 | N | N
ANDERSON | TLS-62-L | Y | ANDERSON , TLS-62-L |  |  | 6.77 | 1992-05-19 | Anjanece | 1 | 0 | N | N
ANDERSON | TLS-62-L | Y | ANDERSON , TLS-62-L |  |  | 6.89 | 1992-05-19 | Anjanece | 1 | 0 | N | N
ANDERSON | TLS-62-L | Y | ANDERSON , TLS-62-L |  |  | 7.08 | 1992-05-19 | Anjanece | 1 | 0 | N | N
ANDERSON | TLS-62-L | Y | ANDERSON , TLS-62-L |  |  | 8.01 | 1992-05-19 | Anjanece | 1 | 0 | N | N
ANDERSON | TLS-62-L | Y | ANDERSON , TLS-62-L |  |  | 8.19 | 1992-05-19 | Anjanece | 1 | 0 | N | N
ANDERSON | TLS-62-L | Y | ANDERSON , TLS-62-L |  |  | 8.37 | 1992-05-19 | Anjanece | 1 | 0 | N | N
ANDERSON | TLS-62-L | Y | ANDERSON , TLS-62-L |  |  | 8.69 | 1992-05-19 | Anjanece | 1 | 0 | N | N
ANDERSON | TLS-62-L | Y | ANDERSON , TLS-62-L |  |  | 8.71 | 1992-05-19 | Anjanece | 1 | 0 | N | N
ANDERSON | TLS-62-L | Y | ANDERSON , TLS-62-L |  |  | 8.8 | 1992-05-19 | Anjanece | 1 | 0 | N | N
ANDERSON | TLS-62-L | Y | ANDERSON , TLS-62-L |  |  | 8.82 | 1992-05-19 | Anjanece | 1 | 0 | N | N
ANDERSON | TLS-62-L | Y | ANDERSON , TLS-62-L |  |  | 8.83 | 1992-05-19 | Anjanece | 1 | 0 | N | N
DOSSERT | QL-50E | Y | DOSSERT , QL-50E | JEA UNDERGROUND DISTRIBUTION | CSC Stores | 5.3 | 1992-05-19 | Anjanece | 1 | 0 | N | N
DOSSERT | QL-50E | Y | DOSSERT , QL-50E |  |  | 6.05 | 1992-05-19 | Anjanece | 1 | 0 | N | N
DOSSERT | QL-50E | Y | DOSSERT , QL-50E |  |  | 6.08 | 1992-05-19 | Anjanece | 1 | 0 | N | N
DOSSERT | QL-50E | Y | DOSSERT , QL-50E |  |  | 6.13 | 1992-05-19 | Anjanece | 1 | 0 | N | N
DOSSERT | QL-50E | Y | DOSSERT , QL-50E |  |  | 6.19 | 1992-05-19 | Anjanece | 1 | 0 | N | N
DOSSERT | QL-50E | Y | DOSSERT , QL-50E |  |  | 6.23 | 1992-05-19 | Anjanece | 1 | 0 | N | N
DOSSERT | QL-50E | Y | DOSSERT , QL-50E |  |  | 6.28 | 1992-05-19 | Anjanece | 1 | 0 | N | N
DOSSERT | QL-50E | Y | DOSSERT , QL-50E |  |  | 6.35 | 1992-05-19 | Anjanece | 1 | 0 | N | N
DOSSERT | QL-50E | Y | DOSSERT , QL-50E |  |  | 6.46 | 1992-05-19 | Anjanece | 1 | 0 | N | N
DOSSERT | QL-50E | Y | DOSSERT , QL-50E |  |  | 6.49 | 1992-05-19 | Anjanece | 1 | 0 | N | N
DOSSERT | QL-50E | Y | DOSSERT , QL-50E |  |  | 6.6 | 1992-05-19 | Anjanece | 1 | 0 | N | N
DOSSERT | QL-50E | Y | DOSSERT , QL-50E |  |  | 6.72 | 1992-05-19 | Anjanece | 1 | 0 | N | N
DOSSERT | QL-50E | Y | DOSSERT , QL-50E |  |  | 6.77 | 1992-05-19 | Anjanece | 1 | 0 | N | N
DOSSERT | QL-50E | Y | DOSSERT , QL-50E |  |  | 6.89 | 1992-05-19 | Anjanece | 1 | 0 | N | N
DOSSERT | QL-50E | Y | DOSSERT , QL-50E |  |  | 7.08 | 1992-05-19 | Anjanece | 1 | 0 | N | N
DOSSERT | QL-50E | Y | DOSSERT , QL-50E |  |  | 8.01 | 1992-05-19 | Anjanece | 1 | 0 | N | N
DOSSERT | QL-50E | Y | DOSSERT , QL-50E |  |  | 8.19 | 1992-05-19 | Anjanece | 1 | 0 | N | N
DOSSERT | QL-50E | Y | DOSSERT , QL-50E |  |  | 8.37 | 1992-05-19 | Anjanece | 1 | 0 | N | N
DOSSERT | QL-50E | Y | DOSSERT , QL-50E |  |  | 8.69 | 1992-05-19 | Anjanece | 1 | 0 | N | N
DOSSERT | QL-50E | Y | DOSSERT , QL-50E |  |  | 8.71 | 1992-05-19 | Anjanece | 1 | 0 | N | N
DOSSERT | QL-50E | Y | DOSSERT , QL-50E |  |  | 8.8 | 1992-05-19 | Anjanece | 1 | 0 | N | N
DOSSERT | QL-50E | Y | DOSSERT , QL-50E |  |  | 8.82 | 1992-05-19 | Anjanece | 1 | 0 | N | N
DOSSERT | QL-50E | Y | DOSSERT , QL-50E |  |  | 8.83 | 1992-05-19 | Anjanece | 1 | 0 | N | N
PENN-UNION | LSN-050NE | Y | PENN-UNION , LSN-050NE | JEA UNDERGROUND DISTRIBUTION | CSC Stores | 5.3 | 1992-05-19 | Anjanece | 1 | 0 | N | N
PENN-UNION | LSN-050NE | Y | PENN-UNION , LSN-050NE |  |  | 6.05 | 1992-05-19 | Anjanece | 1 | 0 | N | N
PENN-UNION | LSN-050NE | Y | PENN-UNION , LSN-050NE |  |  | 6.08 | 1992-05-19 | Anjanece | 1 | 0 | N | N
PENN-UNION | LSN-050NE | Y | PENN-UNION , LSN-050NE |  |  | 6.13 | 1992-05-19 | Anjanece | 1 | 0 | N | N
PENN-UNION | LSN-050NE | Y | PENN-UNION , LSN-050NE |  |  | 6.19 | 1992-05-19 | Anjanece | 1 | 0 | N | N
PENN-UNION | LSN-050NE | Y | PENN-UNION , LSN-050NE |  |  | 6.23 | 1992-05-19 | Anjanece | 1 | 0 | N | N
PENN-UNION | LSN-050NE | Y | PENN-UNION , LSN-050NE |  |  | 6.28 | 1992-05-19 | Anjanece | 1 | 0 | N | N
PENN-UNION | LSN-050NE | Y | PENN-UNION , LSN-050NE |  |  | 6.35 | 1992-05-19 | Anjanece | 1 | 0 | N | N
PENN-UNION | LSN-050NE | Y | PENN-UNION , LSN-050NE |  |  | 6.46 | 1992-05-19 | Anjanece | 1 | 0 | N | N
PENN-UNION | LSN-050NE | Y | PENN-UNION , LSN-050NE |  |  | 6.49 | 1992-05-19 | Anjanece | 1 | 0 | N | N
PENN-UNION | LSN-050NE | Y | PENN-UNION , LSN-050NE |  |  | 6.6 | 1992-05-19 | Anjanece | 1 | 0 | N | N
PENN-UNION | LSN-050NE | Y | PENN-UNION , LSN-050NE |  |  | 6.72 | 1992-05-19 | Anjanece | 1 | 0 | N | N
PENN-UNION | LSN-050NE | Y | PENN-UNION , LSN-050NE |  |  | 6.77 | 1992-05-19 | Anjanece | 1 | 0 | N | N
PENN-UNION | LSN-050NE | Y | PENN-UNION , LSN-050NE |  |  | 6.89 | 1992-05-19 | Anjanece | 1 | 0 | N | N
PENN-UNION | LSN-050NE | Y | PENN-UNION , LSN-050NE |  |  | 7.08 | 1992-05-19 | Anjanece | 1 | 0 | N | N
PENN-UNION | LSN-050NE | Y | PENN-UNION , LSN-050NE |  |  | 8.01 | 1992-05-19 | Anjanece | 1 | 0 | N | N
PENN-UNION | LSN-050NE | Y | PENN-UNION , LSN-050NE |  |  | 8.19 | 1992-05-19 | Anjanece | 1 | 0 | N | N
PENN-UNION | LSN-050NE | Y | PENN-UNION , LSN-050NE |  |  | 8.37 | 1992-05-19 | Anjanece | 1 | 0 | N | N
PENN-UNION | LSN-050NE | Y | PENN-UNION , LSN-050NE |  |  | 8.69 | 1992-05-19 | Anjanece | 1 | 0 | N | N
PENN-UNION | LSN-050NE | Y | PENN-UNION , LSN-050NE |  |  | 8.71 | 1992-05-19 | Anjanece | 1 | 0 | N | N
PENN-UNION | LSN-050NE | Y | PENN-UNION , LSN-050NE |  |  | 8.8 | 1992-05-19 | Anjanece | 1 | 0 | N | N
PENN-UNION | LSN-050NE | Y | PENN-UNION , LSN-050NE |  |  | 8.82 | 1992-05-19 | Anjanece | 1 | 0 | N | N
PENN-UNION | LSN-050NE | Y | PENN-UNION , LSN-050NE |  |  | 8.83 | 1992-05-19 | Anjanece | 1 | 0 | N | N
SEFCOR | UN-4656-T | Y | SEFCOR , UN-4656-T | JEA UNDERGROUND DISTRIBUTION | CSC Stores | 5.3 | 1992-05-19 | Anjanece | 1 | 0 | N | N
SEFCOR | UN-4656-T | Y | SEFCOR , UN-4656-T |  |  | 6.05 | 1992-05-19 | Anjanece | 1 | 0 | N | N
SEFCOR | UN-4656-T | Y | SEFCOR , UN-4656-T |  |  | 6.08 | 1992-05-19 | Anjanece | 1 | 0 | N | N
SEFCOR | UN-4656-T | Y | SEFCOR , UN-4656-T |  |  | 6.13 | 1992-05-19 | Anjanece | 1 | 0 | N | N
SEFCOR | UN-4656-T | Y | SEFCOR , UN-4656-T |  |  | 6.19 | 1992-05-19 | Anjanece | 1 | 0 | N | N
SEFCOR | UN-4656-T | Y | SEFCOR , UN-4656-T |  |  | 6.23 | 1992-05-19 | Anjanece | 1 | 0 | N | N
SEFCOR | UN-4656-T | Y | SEFCOR , UN-4656-T |  |  | 6.28 | 1992-05-19 | Anjanece | 1 | 0 | N | N
SEFCOR | UN-4656-T | Y | SEFCOR , UN-4656-T |  |  | 6.35 | 1992-05-19 | Anjanece | 1 | 0 | N | N
SEFCOR | UN-4656-T | Y | SEFCOR , UN-4656-T |  |  | 6.46 | 1992-05-19 | Anjanece | 1 | 0 | N | N
SEFCOR | UN-4656-T | Y | SEFCOR , UN-4656-T |  |  | 6.49 | 1992-05-19 | Anjanece | 1 | 0 | N | N
SEFCOR | UN-4656-T | Y | SEFCOR , UN-4656-T |  |  | 6.6 | 1992-05-19 | Anjanece | 1 | 0 | N | N
SEFCOR | UN-4656-T | Y | SEFCOR , UN-4656-T |  |  | 6.72 | 1992-05-19 | Anjanece | 1 | 0 | N | N
SEFCOR | UN-4656-T | Y | SEFCOR , UN-4656-T |  |  | 6.77 | 1992-05-19 | Anjanece | 1 | 0 | N | N
SEFCOR | UN-4656-T | Y | SEFCOR , UN-4656-T |  |  | 6.89 | 1992-05-19 | Anjanece | 1 | 0 | N | N
SEFCOR | UN-4656-T | Y | SEFCOR , UN-4656-T |  |  | 7.08 | 1992-05-19 | Anjanece | 1 | 0 | N | N
SEFCOR | UN-4656-T | Y | SEFCOR , UN-4656-T |  |  | 8.01 | 1992-05-19 | Anjanece | 1 | 0 | N | N
SEFCOR | UN-4656-T | Y | SEFCOR , UN-4656-T |  |  | 8.19 | 1992-05-19 | Anjanece | 1 | 0 | N | N
SEFCOR | UN-4656-T | Y | SEFCOR , UN-4656-T |  |  | 8.37 | 1992-05-19 | Anjanece | 1 | 0 | N | N
SEFCOR | UN-4656-T | Y | SEFCOR , UN-4656-T |  |  | 8.69 | 1992-05-19 | Anjanece | 1 | 0 | N | N
SEFCOR | UN-4656-T | Y | SEFCOR , UN-4656-T |  |  | 8.71 | 1992-05-19 | Anjanece | 1 | 0 | N | N
SEFCOR | UN-4656-T | Y | SEFCOR , UN-4656-T |  |  | 8.8 | 1992-05-19 | Anjanece | 1 | 0 | N | N
SEFCOR | UN-4656-T | Y | SEFCOR , UN-4656-T |  |  | 8.82 | 1992-05-19 | Anjanece | 1 | 0 | N | N
SEFCOR | UN-4656-T | Y | SEFCOR , UN-4656-T |  |  | 8.83 | 1992-05-19 | Anjanece | 1 | 0 | N | N
AFL | QL100E | Y | AFL , QL100E | JEA UNDERGROUND DISTRIBUTION | CSC Stores | 8.28 | 2001-08-17 06:51 | Anjanece | 1 | 0 | N | N
AFL | QL100E | Y | AFL , QL100E |  |  | 9.02 | 2001-08-17 06:51 | Anjanece | 1 | 0 | N | N
AFL | QL100E | Y | AFL , QL100E |  |  | 9.99 | 2001-08-17 06:51 | Anjanece | 1 | 0 | N | N
AFL | QL100E | Y | AFL , QL100E |  |  | 10.44 | 2001-08-17 06:51 | Anjanece | 1 | 0 | N | N
AFL | QL100E | Y | AFL , QL100E |  |  | 11.44 | 2001-08-17 06:51 | Anjanece | 1 | 0 | N | N
AFL | QL100E | Y | AFL , QL100E |  |  | 11.64 | 2001-08-17 06:51 | Anjanece | 1 | 0 | N | N
AFL | QL100E | Y | AFL , QL100E |  |  | 11.74 | 2001-08-17 06:51 | Anjanece | 1 | 0 | N | N
AFL | QL100E | Y | AFL , QL100E |  |  | 11.75 | 2001-08-17 06:51 | Anjanece | 1 | 0 | N | N
AFL | QL100E | Y | AFL , QL100E |  |  | 11.78 | 2001-08-17 06:51 | Anjanece | 1 | 0 | N | N
ANDERSON | TLS-89L | Y | ANDERSON , TLS-89L | JEA UNDERGROUND DISTRIBUTION | CSC Stores | 8.28 | 2001-08-17 06:51 | Anjanece | 1 | 0 | N | N
ANDERSON | TLS-89L | Y | ANDERSON , TLS-89L |  |  | 9.02 | 2001-08-17 06:51 | Anjanece | 1 | 0 | N | N
ANDERSON | TLS-89L | Y | ANDERSON , TLS-89L |  |  | 9.99 | 2001-08-17 06:51 | Anjanece | 1 | 0 | N | N
ANDERSON | TLS-89L | Y | ANDERSON , TLS-89L |  |  | 10.44 | 2001-08-17 06:51 | Anjanece | 1 | 0 | N | N
ANDERSON | TLS-89L | Y | ANDERSON , TLS-89L |  |  | 11.44 | 2001-08-17 06:51 | Anjanece | 1 | 0 | N | N
ANDERSON | TLS-89L | Y | ANDERSON , TLS-89L |  |  | 11.64 | 2001-08-17 06:51 | Anjanece | 1 | 0 | N | N
ANDERSON | TLS-89L | Y | ANDERSON , TLS-89L |  |  | 11.74 | 2001-08-17 06:51 | Anjanece | 1 | 0 | N | N
ANDERSON | TLS-89L | Y | ANDERSON , TLS-89L |  |  | 11.75 | 2001-08-17 06:51 | Anjanece | 1 | 0 | N | N
ANDERSON | TLS-89L | Y | ANDERSON , TLS-89L |  |  | 11.78 | 2001-08-17 06:51 | Anjanece | 1 | 0 | N | N
BURNDY CORP. | QGFL39B1T6 | Y | BURNDY CORP. , QGFL39B1T6 | JEA UNDERGROUND DISTRIBUTION | CSC Stores | 8.28 | 2001-08-17 06:51 | Anjanece | 1 | 0 | N | N
BURNDY CORP. | QGFL39B1T6 | Y | BURNDY CORP. , QGFL39B1T6 |  |  | 9.02 | 2001-08-17 06:51 | Anjanece | 1 | 0 | N | N
BURNDY CORP. | QGFL39B1T6 | Y | BURNDY CORP. , QGFL39B1T6 |  |  | 9.99 | 2001-08-17 06:51 | Anjanece | 1 | 0 | N | N
BURNDY CORP. | QGFL39B1T6 | Y | BURNDY CORP. , QGFL39B1T6 |  |  | 10.44 | 2001-08-17 06:51 | Anjanece | 1 | 0 | N | N
BURNDY CORP. | QGFL39B1T6 | Y | BURNDY CORP. , QGFL39B1T6 |  |  | 11.44 | 2001-08-17 06:51 | Anjanece | 1 | 0 | N | N
BURNDY CORP. | QGFL39B1T6 | Y | BURNDY CORP. , QGFL39B1T6 |  |  | 11.64 | 2001-08-17 06:51 | Anjanece | 1 | 0 | N | N
BURNDY CORP. | QGFL39B1T6 | Y | BURNDY CORP. , QGFL39B1T6 |  |  | 11.74 | 2001-08-17 06:51 | Anjanece | 1 | 0 | N | N
BURNDY CORP. | QGFL39B1T6 | Y | BURNDY CORP. , QGFL39B1T6 |  |  | 11.75 | 2001-08-17 06:51 | Anjanece | 1 | 0 | N | N
BURNDY CORP. | QGFL39B1T6 | Y | BURNDY CORP. , QGFL39B1T6 |  |  | 11.78 | 2001-08-17 06:51 | Anjanece | 1 | 0 | N | N
DOSSERT | QL-75E | Y | DOSSERT , QL-75E | JEA UNDERGROUND DISTRIBUTION | CSC Stores | 8.28 | 2001-08-17 06:51 | Anjanece | 1 | 0 | N | N
DOSSERT | QL-75E | Y | DOSSERT , QL-75E |  |  | 9.02 | 2001-08-17 06:51 | Anjanece | 1 | 0 | N | N
DOSSERT | QL-75E | Y | DOSSERT , QL-75E |  |  | 9.99 | 2001-08-17 06:51 | Anjanece | 1 | 0 | N | N
DOSSERT | QL-75E | Y | DOSSERT , QL-75E |  |  | 10.44 | 2001-08-17 06:51 | Anjanece | 1 | 0 | N | N
DOSSERT | QL-75E | Y | DOSSERT , QL-75E |  |  | 11.44 | 2001-08-17 06:51 | Anjanece | 1 | 0 | N | N
DOSSERT | QL-75E | Y | DOSSERT , QL-75E |  |  | 11.64 | 2001-08-17 06:51 | Anjanece | 1 | 0 | N | N
DOSSERT | QL-75E | Y | DOSSERT , QL-75E |  |  | 11.74 | 2001-08-17 06:51 | Anjanece | 1 | 0 | N | N
DOSSERT | QL-75E | Y | DOSSERT , QL-75E |  |  | 11.75 | 2001-08-17 06:51 | Anjanece | 1 | 0 | N | N
DOSSERT | QL-75E | Y | DOSSERT , QL-75E |  |  | 11.78 | 2001-08-17 06:51 | Anjanece | 1 | 0 | N | N
PENN-UNION | LSN-075E | Y | PENN-UNION , LSN-075E | JEA UNDERGROUND DISTRIBUTION | CSC Stores | 8.28 | 2001-08-17 06:51 | Anjanece | 1 | 0 | N | N
PENN-UNION | LSN-075E | Y | PENN-UNION , LSN-075E |  |  | 9.02 | 2001-08-17 06:51 | Anjanece | 1 | 0 | N | N
PENN-UNION | LSN-075E | Y | PENN-UNION , LSN-075E |  |  | 9.99 | 2001-08-17 06:51 | Anjanece | 1 | 0 | N | N
PENN-UNION | LSN-075E | Y | PENN-UNION , LSN-075E |  |  | 10.44 | 2001-08-17 06:51 | Anjanece | 1 | 0 | N | N
PENN-UNION | LSN-075E | Y | PENN-UNION , LSN-075E |  |  | 11.44 | 2001-08-17 06:51 | Anjanece | 1 | 0 | N | N
PENN-UNION | LSN-075E | Y | PENN-UNION , LSN-075E |  |  | 11.64 | 2001-08-17 06:51 | Anjanece | 1 | 0 | N | N
PENN-UNION | LSN-075E | Y | PENN-UNION , LSN-075E |  |  | 11.74 | 2001-08-17 06:51 | Anjanece | 1 | 0 | N | N
PENN-UNION | LSN-075E | Y | PENN-UNION , LSN-075E |  |  | 11.75 | 2001-08-17 06:51 | Anjanece | 1 | 0 | N | N
PENN-UNION | LSN-075E | Y | PENN-UNION , LSN-075E |  |  | 11.78 | 2001-08-17 06:51 | Anjanece | 1 | 0 | N | N
AFL | TCVH50-2N-SN | Y | AFL , TCVH50-2N-SN | JEA SUBSTATION | CSC Stores | 22 | 1992-04-21 | John | 1 | 0 | N | N
AFL | TCVH50-2N-SN | Y | AFL , TCVH50-2N-SN |  |  | 28.46 | 1992-04-21 | John | 1 | 0 | N | N
AFL | TCVH50-2N-SN | Y | AFL , TCVH50-2N-SN |  |  | 41.51 | 1992-04-21 | John | 1 | 0 | N | N
AFL | TCVH50-2N-SN | Y | AFL , TCVH50-2N-SN |  |  | 42.99 | 1992-04-21 | John | 1 | 0 | N | N
AFL | TCVH50-2N-SN | Y | AFL , TCVH50-2N-SN |  |  | 43.28 | 1992-04-21 | John | 1 | 0 | N | N
AFL | TCVH50-2N-SN | Y | AFL , TCVH50-2N-SN |  |  | 43.53 | 1992-04-21 | John | 1 | 0 | N | N
AFL | TCVH50-2N-SN | Y | AFL , TCVH50-2N-SN |  |  | 46.8 | 1992-04-21 | John | 1 | 0 | N | N
AFL | TCVH50-2N-SN | Y | AFL , TCVH50-2N-SN |  |  | 54.25 | 1992-04-21 | John | 1 | 0 | N | N
AFL | TCVH50-2N-SN | Y | AFL , TCVH50-2N-SN |  |  | 58.03 | 1992-04-21 | John | 1 | 0 | N | N
AFL | TCVH50-2N-SN | Y | AFL , TCVH50-2N-SN |  |  | 61.14 | 1992-04-21 | John | 1 | 0 | N | N
AFL | TCVH50-2N-SN | Y | AFL , TCVH50-2N-SN |  |  | 66.77 | 1992-04-21 | John | 1 | 0 | N | N
AFL | TCVH50-2N-SN | Y | AFL , TCVH50-2N-SN |  |  | 67.77 | 1992-04-21 | John | 1 | 0 | N | N
AFL | TCVH50-2N-SN | Y | AFL , TCVH50-2N-SN |  |  | 67.81 | 1992-04-21 | John | 1 | 0 | N | N
AFL | TCVH50-2N-SN | Y | AFL , TCVH50-2N-SN |  |  | 73.31 | 1992-04-21 | John | 1 | 0 | N | N
AFL | TCVH50-2N-SN | Y | AFL , TCVH50-2N-SN |  |  | 73.89 | 1992-04-21 | John | 1 | 0 | N | N
AFL | TCVH50-2N-SN | Y | AFL , TCVH50-2N-SN |  |  | 74.32 | 1992-04-21 | John | 1 | 0 | N | N
AFL | TCVH50-2N-SN | Y | AFL , TCVH50-2N-SN |  |  | 75.22 | 1992-04-21 | John | 1 | 0 | N | N
AFL | TCVH50-2N-SN | Y | AFL , TCVH50-2N-SN |  |  | 76.95 | 1992-04-21 | John | 1 | 0 | N | N
ANDERSON | SWH-050-B2-TP-ED | Y | ANDERSON , SWH-050-B2-TP-ED | JEA SUBSTATION | CSC Stores | 22 | 1992-04-21 | John | 1 | 0 | N | N
ANDERSON | SWH-050-B2-TP-ED | Y | ANDERSON , SWH-050-B2-TP-ED |  |  | 28.46 | 1992-04-21 | John | 1 | 0 | N | N
ANDERSON | SWH-050-B2-TP-ED | Y | ANDERSON , SWH-050-B2-TP-ED |  |  | 41.51 | 1992-04-21 | John | 1 | 0 | N | N
ANDERSON | SWH-050-B2-TP-ED | Y | ANDERSON , SWH-050-B2-TP-ED |  |  | 42.99 | 1992-04-21 | John | 1 | 0 | N | N
ANDERSON | SWH-050-B2-TP-ED | Y | ANDERSON , SWH-050-B2-TP-ED |  |  | 43.28 | 1992-04-21 | John | 1 | 0 | N | N
ANDERSON | SWH-050-B2-TP-ED | Y | ANDERSON , SWH-050-B2-TP-ED |  |  | 43.53 | 1992-04-21 | John | 1 | 0 | N | N
ANDERSON | SWH-050-B2-TP-ED | Y | ANDERSON , SWH-050-B2-TP-ED |  |  | 46.8 | 1992-04-21 | John | 1 | 0 | N | N
ANDERSON | SWH-050-B2-TP-ED | Y | ANDERSON , SWH-050-B2-TP-ED |  |  | 54.25 | 1992-04-21 | John | 1 | 0 | N | N
ANDERSON | SWH-050-B2-TP-ED | Y | ANDERSON , SWH-050-B2-TP-ED |  |  | 58.03 | 1992-04-21 | John | 1 | 0 | N | N
ANDERSON | SWH-050-B2-TP-ED | Y | ANDERSON , SWH-050-B2-TP-ED |  |  | 61.14 | 1992-04-21 | John | 1 | 0 | N | N
ANDERSON | SWH-050-B2-TP-ED | Y | ANDERSON , SWH-050-B2-TP-ED |  |  | 66.77 | 1992-04-21 | John | 1 | 0 | N | N
ANDERSON | SWH-050-B2-TP-ED | Y | ANDERSON , SWH-050-B2-TP-ED |  |  | 67.77 | 1992-04-21 | John | 1 | 0 | N | N
ANDERSON | SWH-050-B2-TP-ED | Y | ANDERSON , SWH-050-B2-TP-ED |  |  | 67.81 | 1992-04-21 | John | 1 | 0 | N | N
ANDERSON | SWH-050-B2-TP-ED | Y | ANDERSON , SWH-050-B2-TP-ED |  |  | 73.31 | 1992-04-21 | John | 1 | 0 | N | N
ANDERSON | SWH-050-B2-TP-ED | Y | ANDERSON , SWH-050-B2-TP-ED |  |  | 73.89 | 1992-04-21 | John | 1 | 0 | N | N
ANDERSON | SWH-050-B2-TP-ED | Y | ANDERSON , SWH-050-B2-TP-ED |  |  | 74.32 | 1992-04-21 | John | 1 | 0 | N | N
ANDERSON | SWH-050-B2-TP-ED | Y | ANDERSON , SWH-050-B2-TP-ED |  |  | 75.22 | 1992-04-21 | John | 1 | 0 | N | N
ANDERSON | SWH-050-B2-TP-ED | Y | ANDERSON , SWH-050-B2-TP-ED |  |  | 76.95 | 1992-04-21 | John | 1 | 0 | N | N
BURNDY CORP. | NAH34-2N-TN | Y | BURNDY CORP. , NAH34-2N-TN | JEA SUBSTATION | CSC Stores | 22 | 1992-04-21 | John | 1 | 0 | N | N
BURNDY CORP. | NAH34-2N-TN | Y | BURNDY CORP. , NAH34-2N-TN |  |  | 28.46 | 1992-04-21 | John | 1 | 0 | N | N
BURNDY CORP. | NAH34-2N-TN | Y | BURNDY CORP. , NAH34-2N-TN |  |  | 41.51 | 1992-04-21 | John | 1 | 0 | N | N
BURNDY CORP. | NAH34-2N-TN | Y | BURNDY CORP. , NAH34-2N-TN |  |  | 42.99 | 1992-04-21 | John | 1 | 0 | N | N
BURNDY CORP. | NAH34-2N-TN | Y | BURNDY CORP. , NAH34-2N-TN |  |  | 43.28 | 1992-04-21 | John | 1 | 0 | N | N
BURNDY CORP. | NAH34-2N-TN | Y | BURNDY CORP. , NAH34-2N-TN |  |  | 43.53 | 1992-04-21 | John | 1 | 0 | N | N
BURNDY CORP. | NAH34-2N-TN | Y | BURNDY CORP. , NAH34-2N-TN |  |  | 46.8 | 1992-04-21 | John | 1 | 0 | N | N
BURNDY CORP. | NAH34-2N-TN | Y | BURNDY CORP. , NAH34-2N-TN |  |  | 54.25 | 1992-04-21 | John | 1 | 0 | N | N
BURNDY CORP. | NAH34-2N-TN | Y | BURNDY CORP. , NAH34-2N-TN |  |  | 58.03 | 1992-04-21 | John | 1 | 0 | N | N
BURNDY CORP. | NAH34-2N-TN | Y | BURNDY CORP. , NAH34-2N-TN |  |  | 61.14 | 1992-04-21 | John | 1 | 0 | N | N
BURNDY CORP. | NAH34-2N-TN | Y | BURNDY CORP. , NAH34-2N-TN |  |  | 66.77 | 1992-04-21 | John | 1 | 0 | N | N
BURNDY CORP. | NAH34-2N-TN | Y | BURNDY CORP. , NAH34-2N-TN |  |  | 67.77 | 1992-04-21 | John | 1 | 0 | N | N
BURNDY CORP. | NAH34-2N-TN | Y | BURNDY CORP. , NAH34-2N-TN |  |  | 67.81 | 1992-04-21 | John | 1 | 0 | N | N
BURNDY CORP. | NAH34-2N-TN | Y | BURNDY CORP. , NAH34-2N-TN |  |  | 73.31 | 1992-04-21 | John | 1 | 0 | N | N
BURNDY CORP. | NAH34-2N-TN | Y | BURNDY CORP. , NAH34-2N-TN |  |  | 73.89 | 1992-04-21 | John | 1 | 0 | N | N
BURNDY CORP. | NAH34-2N-TN | Y | BURNDY CORP. , NAH34-2N-TN |  |  | 74.32 | 1992-04-21 | John | 1 | 0 | N | N
BURNDY CORP. | NAH34-2N-TN | Y | BURNDY CORP. , NAH34-2N-TN |  |  | 75.22 | 1992-04-21 | John | 1 | 0 | N | N
BURNDY CORP. | NAH34-2N-TN | Y | BURNDY CORP. , NAH34-2N-TN |  |  | 76.95 | 1992-04-21 | John | 1 | 0 | N | N
DOSSERT | TCVH50-2N-SN | Y | DOSSERT , TCVH50-2N-SN | JEA SUBSTATION | CSC Stores | 22 | 1992-04-21 | John | 1 | 0 | N | N
DOSSERT | TCVH50-2N-SN | Y | DOSSERT , TCVH50-2N-SN |  |  | 28.46 | 1992-04-21 | John | 1 | 0 | N | N
DOSSERT | TCVH50-2N-SN | Y | DOSSERT , TCVH50-2N-SN |  |  | 41.51 | 1992-04-21 | John | 1 | 0 | N | N
DOSSERT | TCVH50-2N-SN | Y | DOSSERT , TCVH50-2N-SN |  |  | 42.99 | 1992-04-21 | John | 1 | 0 | N | N
DOSSERT | TCVH50-2N-SN | Y | DOSSERT , TCVH50-2N-SN |  |  | 43.28 | 1992-04-21 | John | 1 | 0 | N | N
DOSSERT | TCVH50-2N-SN | Y | DOSSERT , TCVH50-2N-SN |  |  | 43.53 | 1992-04-21 | John | 1 | 0 | N | N
DOSSERT | TCVH50-2N-SN | Y | DOSSERT , TCVH50-2N-SN |  |  | 46.8 | 1992-04-21 | John | 1 | 0 | N | N
DOSSERT | TCVH50-2N-SN | Y | DOSSERT , TCVH50-2N-SN |  |  | 54.25 | 1992-04-21 | John | 1 | 0 | N | N
DOSSERT | TCVH50-2N-SN | Y | DOSSERT , TCVH50-2N-SN |  |  | 58.03 | 1992-04-21 | John | 1 | 0 | N | N
DOSSERT | TCVH50-2N-SN | Y | DOSSERT , TCVH50-2N-SN |  |  | 61.14 | 1992-04-21 | John | 1 | 0 | N | N
DOSSERT | TCVH50-2N-SN | Y | DOSSERT , TCVH50-2N-SN |  |  | 66.77 | 1992-04-21 | John | 1 | 0 | N | N
DOSSERT | TCVH50-2N-SN | Y | DOSSERT , TCVH50-2N-SN |  |  | 67.77 | 1992-04-21 | John | 1 | 0 | N | N
DOSSERT | TCVH50-2N-SN | Y | DOSSERT , TCVH50-2N-SN |  |  | 67.81 | 1992-04-21 | John | 1 | 0 | N | N
DOSSERT | TCVH50-2N-SN | Y | DOSSERT , TCVH50-2N-SN |  |  | 73.31 | 1992-04-21 | John | 1 | 0 | N | N
DOSSERT | TCVH50-2N-SN | Y | DOSSERT , TCVH50-2N-SN |  |  | 73.89 | 1992-04-21 | John | 1 | 0 | N | N
DOSSERT | TCVH50-2N-SN | Y | DOSSERT , TCVH50-2N-SN |  |  | 74.32 | 1992-04-21 | John | 1 | 0 | N | N
DOSSERT | TCVH50-2N-SN | Y | DOSSERT , TCVH50-2N-SN |  |  | 75.22 | 1992-04-21 | John | 1 | 0 | N | N
DOSSERT | TCVH50-2N-SN | Y | DOSSERT , TCVH50-2N-SN |  |  | 76.95 | 1992-04-21 | John | 1 | 0 | N | N
HOMAC | 7M-60-2NR | Y | HOMAC , 7M-60-2NR | JEA SUBSTATION | CSC Stores | 22 | 1992-04-21 | John | 1 | 0 | N | N
HOMAC | 7M-60-2NR | Y | HOMAC , 7M-60-2NR |  |  | 28.46 | 1992-04-21 | John | 1 | 0 | N | N
HOMAC | 7M-60-2NR | Y | HOMAC , 7M-60-2NR |  |  | 41.51 | 1992-04-21 | John | 1 | 0 | N | N
HOMAC | 7M-60-2NR | Y | HOMAC , 7M-60-2NR |  |  | 42.99 | 1992-04-21 | John | 1 | 0 | N | N
HOMAC | 7M-60-2NR | Y | HOMAC , 7M-60-2NR |  |  | 43.28 | 1992-04-21 | John | 1 | 0 | N | N
HOMAC | 7M-60-2NR | Y | HOMAC , 7M-60-2NR |  |  | 43.53 | 1992-04-21 | John | 1 | 0 | N | N
HOMAC | 7M-60-2NR | Y | HOMAC , 7M-60-2NR |  |  | 46.8 | 1992-04-21 | John | 1 | 0 | N | N
HOMAC | 7M-60-2NR | Y | HOMAC , 7M-60-2NR |  |  | 54.25 | 1992-04-21 | John | 1 | 0 | N | N
HOMAC | 7M-60-2NR | Y | HOMAC , 7M-60-2NR |  |  | 58.03 | 1992-04-21 | John | 1 | 0 | N | N
HOMAC | 7M-60-2NR | Y | HOMAC , 7M-60-2NR |  |  | 61.14 | 1992-04-21 | John | 1 | 0 | N | N
HOMAC | 7M-60-2NR | Y | HOMAC , 7M-60-2NR |  |  | 66.77 | 1992-04-21 | John | 1 | 0 | N | N
HOMAC | 7M-60-2NR | Y | HOMAC , 7M-60-2NR |  |  | 67.77 | 1992-04-21 | John | 1 | 0 | N | N
HOMAC | 7M-60-2NR | Y | HOMAC , 7M-60-2NR |  |  | 67.81 | 1992-04-21 | John | 1 | 0 | N | N
HOMAC | 7M-60-2NR | Y | HOMAC , 7M-60-2NR |  |  | 73.31 | 1992-04-21 | John | 1 | 0 | N | N
HOMAC | 7M-60-2NR | Y | HOMAC , 7M-60-2NR |  |  | 73.89 | 1992-04-21 | John | 1 | 0 | N | N
HOMAC | 7M-60-2NR | Y | HOMAC , 7M-60-2NR |  |  | 74.32 | 1992-04-21 | John | 1 | 0 | N | N
HOMAC | 7M-60-2NR | Y | HOMAC , 7M-60-2NR |  |  | 75.22 | 1992-04-21 | John | 1 | 0 | N | N
HOMAC | 7M-60-2NR | Y | HOMAC , 7M-60-2NR |  |  | 76.95 | 1992-04-21 | John | 1 | 0 | N | N
PLP | HZRD19-2N-E | Y | PLP , HZRD19-2N-E | JEA SUBSTATION | CSC Stores | 22 | 1992-04-21 | John | 1 | 0 | N | N
PLP | HZRD19-2N-E | Y | PLP , HZRD19-2N-E |  |  | 28.46 | 1992-04-21 | John | 1 | 0 | N | N
PLP | HZRD19-2N-E | Y | PLP , HZRD19-2N-E |  |  | 41.51 | 1992-04-21 | John | 1 | 0 | N | N
PLP | HZRD19-2N-E | Y | PLP , HZRD19-2N-E |  |  | 42.99 | 1992-04-21 | John | 1 | 0 | N | N
PLP | HZRD19-2N-E | Y | PLP , HZRD19-2N-E |  |  | 43.28 | 1992-04-21 | John | 1 | 0 | N | N
PLP | HZRD19-2N-E | Y | PLP , HZRD19-2N-E |  |  | 43.53 | 1992-04-21 | John | 1 | 0 | N | N
PLP | HZRD19-2N-E | Y | PLP , HZRD19-2N-E |  |  | 46.8 | 1992-04-21 | John | 1 | 0 | N | N
PLP | HZRD19-2N-E | Y | PLP , HZRD19-2N-E |  |  | 54.25 | 1992-04-21 | John | 1 | 0 | N | N
PLP | HZRD19-2N-E | Y | PLP , HZRD19-2N-E |  |  | 58.03 | 1992-04-21 | John | 1 | 0 | N | N
PLP | HZRD19-2N-E | Y | PLP , HZRD19-2N-E |  |  | 61.14 | 1992-04-21 | John | 1 | 0 | N | N
PLP | HZRD19-2N-E | Y | PLP , HZRD19-2N-E |  |  | 66.77 | 1992-04-21 | John | 1 | 0 | N | N
PLP | HZRD19-2N-E | Y | PLP , HZRD19-2N-E |  |  | 67.77 | 1992-04-21 | John | 1 | 0 | N | N
PLP | HZRD19-2N-E | Y | PLP , HZRD19-2N-E |  |  | 67.81 | 1992-04-21 | John | 1 | 0 | N | N
PLP | HZRD19-2N-E | Y | PLP , HZRD19-2N-E |  |  | 73.31 | 1992-04-21 | John | 1 | 0 | N | N
PLP | HZRD19-2N-E | Y | PLP , HZRD19-2N-E |  |  | 73.89 | 1992-04-21 | John | 1 | 0 | N | N
PLP | HZRD19-2N-E | Y | PLP , HZRD19-2N-E |  |  | 74.32 | 1992-04-21 | John | 1 | 0 | N | N
PLP | HZRD19-2N-E | Y | PLP , HZRD19-2N-E |  |  | 75.22 | 1992-04-21 | John | 1 | 0 | N | N
PLP | HZRD19-2N-E | Y | PLP , HZRD19-2N-E |  |  | 76.95 | 1992-04-21 | John | 1 | 0 | N | N
SEFCOR | FNCT-20H-2B-SND | Y | SEFCOR , FNCT-20H-2B-SND | JEA SUBSTATION | CSC Stores | 22 | 1992-04-21 | John | 1 | 0 | N | N
SEFCOR | FNCT-20H-2B-SND | Y | SEFCOR , FNCT-20H-2B-SND |  |  | 28.46 | 1992-04-21 | John | 1 | 0 | N | N
SEFCOR | FNCT-20H-2B-SND | Y | SEFCOR , FNCT-20H-2B-SND |  |  | 41.51 | 1992-04-21 | John | 1 | 0 | N | N
SEFCOR | FNCT-20H-2B-SND | Y | SEFCOR , FNCT-20H-2B-SND |  |  | 42.99 | 1992-04-21 | John | 1 | 0 | N | N
SEFCOR | FNCT-20H-2B-SND | Y | SEFCOR , FNCT-20H-2B-SND |  |  | 43.28 | 1992-04-21 | John | 1 | 0 | N | N
SEFCOR | FNCT-20H-2B-SND | Y | SEFCOR , FNCT-20H-2B-SND |  |  | 43.53 | 1992-04-21 | John | 1 | 0 | N | N
SEFCOR | FNCT-20H-2B-SND | Y | SEFCOR , FNCT-20H-2B-SND |  |  | 46.8 | 1992-04-21 | John | 1 | 0 | N | N
SEFCOR | FNCT-20H-2B-SND | Y | SEFCOR , FNCT-20H-2B-SND |  |  | 54.25 | 1992-04-21 | John | 1 | 0 | N | N
SEFCOR | FNCT-20H-2B-SND | Y | SEFCOR , FNCT-20H-2B-SND |  |  | 58.03 | 1992-04-21 | John | 1 | 0 | N | N
SEFCOR | FNCT-20H-2B-SND | Y | SEFCOR , FNCT-20H-2B-SND |  |  | 61.14 | 1992-04-21 | John | 1 | 0 | N | N
SEFCOR | FNCT-20H-2B-SND | Y | SEFCOR , FNCT-20H-2B-SND |  |  | 66.77 | 1992-04-21 | John | 1 | 0 | N | N
SEFCOR | FNCT-20H-2B-SND | Y | SEFCOR , FNCT-20H-2B-SND |  |  | 67.77 | 1992-04-21 | John | 1 | 0 | N | N
SEFCOR | FNCT-20H-2B-SND | Y | SEFCOR , FNCT-20H-2B-SND |  |  | 67.81 | 1992-04-21 | John | 1 | 0 | N | N
SEFCOR | FNCT-20H-2B-SND | Y | SEFCOR , FNCT-20H-2B-SND |  |  | 73.31 | 1992-04-21 | John | 1 | 0 | N | N
SEFCOR | FNCT-20H-2B-SND | Y | SEFCOR , FNCT-20H-2B-SND |  |  | 73.89 | 1992-04-21 | John | 1 | 0 | N | N
SEFCOR | FNCT-20H-2B-SND | Y | SEFCOR , FNCT-20H-2B-SND |  |  | 74.32 | 1992-04-21 | John | 1 | 0 | N | N
SEFCOR | FNCT-20H-2B-SND | Y | SEFCOR , FNCT-20H-2B-SND |  |  | 75.22 | 1992-04-21 | John | 1 | 0 | N | N
SEFCOR | FNCT-20H-2B-SND | Y | SEFCOR , FNCT-20H-2B-SND |  |  | 76.95 | 1992-04-21 | John | 1 | 0 | N | N
TRAVIS FOUNDRY - PDU | 11-104H-TPA | Y | TRAVIS FOUNDRY - PDU , 11-104H-TPA | JEA SUBSTATION | CSC Stores | 22 | 1992-04-21 | John | 1 | 0 | N | N
TRAVIS FOUNDRY - PDU | 11-104H-TPA | Y | TRAVIS FOUNDRY - PDU , 11-104H-TPA |  |  | 28.46 | 1992-04-21 | John | 1 | 0 | N | N
TRAVIS FOUNDRY - PDU | 11-104H-TPA | Y | TRAVIS FOUNDRY - PDU , 11-104H-TPA |  |  | 41.51 | 1992-04-21 | John | 1 | 0 | N | N
TRAVIS FOUNDRY - PDU | 11-104H-TPA | Y | TRAVIS FOUNDRY - PDU , 11-104H-TPA |  |  | 42.99 | 1992-04-21 | John | 1 | 0 | N | N
TRAVIS FOUNDRY - PDU | 11-104H-TPA | Y | TRAVIS FOUNDRY - PDU , 11-104H-TPA |  |  | 43.28 | 1992-04-21 | John | 1 | 0 | N | N
TRAVIS FOUNDRY - PDU | 11-104H-TPA | Y | TRAVIS FOUNDRY - PDU , 11-104H-TPA |  |  | 43.53 | 1992-04-21 | John | 1 | 0 | N | N
TRAVIS FOUNDRY - PDU | 11-104H-TPA | Y | TRAVIS FOUNDRY - PDU , 11-104H-TPA |  |  | 46.8 | 1992-04-21 | John | 1 | 0 | N | N
TRAVIS FOUNDRY - PDU | 11-104H-TPA | Y | TRAVIS FOUNDRY - PDU , 11-104H-TPA |  |  | 54.25 | 1992-04-21 | John | 1 | 0 | N | N
TRAVIS FOUNDRY - PDU | 11-104H-TPA | Y | TRAVIS FOUNDRY - PDU , 11-104H-TPA |  |  | 58.03 | 1992-04-21 | John | 1 | 0 | N | N
TRAVIS FOUNDRY - PDU | 11-104H-TPA | Y | TRAVIS FOUNDRY - PDU , 11-104H-TPA |  |  | 61.14 | 1992-04-21 | John | 1 | 0 | N | N
TRAVIS FOUNDRY - PDU | 11-104H-TPA | Y | TRAVIS FOUNDRY - PDU , 11-104H-TPA |  |  | 66.77 | 1992-04-21 | John | 1 | 0 | N | N
TRAVIS FOUNDRY - PDU | 11-104H-TPA | Y | TRAVIS FOUNDRY - PDU , 11-104H-TPA |  |  | 67.77 | 1992-04-21 | John | 1 | 0 | N | N
TRAVIS FOUNDRY - PDU | 11-104H-TPA | Y | TRAVIS FOUNDRY - PDU , 11-104H-TPA |  |  | 67.81 | 1992-04-21 | John | 1 | 0 | N | N
TRAVIS FOUNDRY - PDU | 11-104H-TPA | Y | TRAVIS FOUNDRY - PDU , 11-104H-TPA |  |  | 73.31 | 1992-04-21 | John | 1 | 0 | N | N
TRAVIS FOUNDRY - PDU | 11-104H-TPA | Y | TRAVIS FOUNDRY - PDU , 11-104H-TPA |  |  | 73.89 | 1992-04-21 | John | 1 | 0 | N | N
TRAVIS FOUNDRY - PDU | 11-104H-TPA | Y | TRAVIS FOUNDRY - PDU , 11-104H-TPA |  |  | 74.32 | 1992-04-21 | John | 1 | 0 | N | N
TRAVIS FOUNDRY - PDU | 11-104H-TPA | Y | TRAVIS FOUNDRY - PDU , 11-104H-TPA |  |  | 75.22 | 1992-04-21 | John | 1 | 0 | N | N
TRAVIS FOUNDRY - PDU | 11-104H-TPA | Y | TRAVIS FOUNDRY - PDU , 11-104H-TPA |  |  | 76.95 | 1992-04-21 | John | 1 | 0 | N | N
AFL | TCVH100-2N-SN | Y | AFL , TCVH100-2N-SN | JEA SUBSTATION | CSC Stores | 39.32 | 1992-04-21 | John | 1 | 0 | N | N
AFL | TCVH100-2N-SN | Y | AFL , TCVH100-2N-SN |  |  | 40 | 1992-04-21 | John | 1 | 0 | N | N
AFL | TCVH100-2N-SN | Y | AFL , TCVH100-2N-SN |  |  | 40.68 | 1992-04-21 | John | 1 | 0 | N | N
AFL | TCVH100-2N-SN | Y | AFL , TCVH100-2N-SN |  |  | 41.71 | 1992-04-21 | John | 1 | 0 | N | N
AFL | TCVH100-2N-SN | Y | AFL , TCVH100-2N-SN |  |  | 42.66 | 1992-04-21 | John | 1 | 0 | N | N
AFL | TCVH100-2N-SN | Y | AFL , TCVH100-2N-SN |  |  | 46.48 | 1992-04-21 | John | 1 | 0 | N | N
AFL | TCVH100-2N-SN | Y | AFL , TCVH100-2N-SN |  |  | 47.91 | 1992-04-21 | John | 1 | 0 | N | N
AFL | TCVH100-2N-SN | Y | AFL , TCVH100-2N-SN |  |  | 52.85 | 1992-04-21 | John | 1 | 0 | N | N
AFL | TCVH100-2N-SN | Y | AFL , TCVH100-2N-SN |  |  | 53.5 | 1992-04-21 | John | 1 | 0 | N | N
AFL | TCVH100-2N-SN | Y | AFL , TCVH100-2N-SN |  |  | 62.02 | 1992-04-21 | John | 1 | 0 | N | N
AFL | TCVH100-2N-SN | Y | AFL , TCVH100-2N-SN |  |  | 63.07 | 1992-04-21 | John | 1 | 0 | N | N
AFL | TCVH100-2N-SN | Y | AFL , TCVH100-2N-SN |  |  | 63.62 | 1992-04-21 | John | 1 | 0 | N | N
AFL | TCVH100-2N-SN | Y | AFL , TCVH100-2N-SN |  |  | 63.99 | 1992-04-21 | John | 1 | 0 | N | N
AFL | TCVH100-2N-SN | Y | AFL , TCVH100-2N-SN |  |  | 64.49 | 1992-04-21 | John | 1 | 0 | N | N
AFL | TCVH100-2N-SN | Y | AFL , TCVH100-2N-SN |  |  | 64.61 | 1992-04-21 | John | 1 | 0 | N | N
AFL | TCVH100-2N-SN | Y | AFL , TCVH100-2N-SN |  |  | 64.81 | 1992-04-21 | John | 1 | 0 | N | N
AFL | TCVH100-2N-SN | Y | AFL , TCVH100-2N-SN |  |  | 64.9 | 1992-04-21 | John | 1 | 0 | N | N
AFL | TCVH100-2N-SN | Y | AFL , TCVH100-2N-SN |  |  | 65.02 | 1992-04-21 | John | 1 | 0 | N | N
AFL | TCVH100-2N-SN | Y | AFL , TCVH100-2N-SN |  |  | 65.67 | 1992-04-21 | John | 1 | 0 | N | N
AFL | TCVH100-2N-SN | Y | AFL , TCVH100-2N-SN |  |  | 66.29 | 1992-04-21 | John | 1 | 0 | N | N
AFL | TCVH100-2N-SN | Y | AFL , TCVH100-2N-SN |  |  | 67.19 | 1992-04-21 | John | 1 | 0 | N | N
AFL | TCVH100-2N-SN | Y | AFL , TCVH100-2N-SN |  |  | 67.51 | 1992-04-21 | John | 1 | 0 | N | N
AFL | TCVH100-2N-SN | Y | AFL , TCVH100-2N-SN |  |  | 68.12 | 1992-04-21 | John | 1 | 0 | N | N
AFL | TCVH100-2N-SN | Y | AFL , TCVH100-2N-SN |  |  | 68.97 | 1992-04-21 | John | 1 | 0 | N | N
AFL | TCVH100-2N-SN | Y | AFL , TCVH100-2N-SN |  |  | 72.34 | 1992-04-21 | John | 1 | 0 | N | N
AFL | TCVH100-2N-SN | Y | AFL , TCVH100-2N-SN |  |  | 73.5 | 1992-04-21 | John | 1 | 0 | N | N
ANDERSON | SWH-100-B2-TP-ED | Y | ANDERSON , SWH-100-B2-TP-ED | JEA SUBSTATION | CSC Stores | 39.32 | 1992-04-21 | John | 1 | 0 | N | N
ANDERSON | SWH-100-B2-TP-ED | Y | ANDERSON , SWH-100-B2-TP-ED |  |  | 40 | 1992-04-21 | John | 1 | 0 | N | N
ANDERSON | SWH-100-B2-TP-ED | Y | ANDERSON , SWH-100-B2-TP-ED |  |  | 40.68 | 1992-04-21 | John | 1 | 0 | N | N
ANDERSON | SWH-100-B2-TP-ED | Y | ANDERSON , SWH-100-B2-TP-ED |  |  | 41.71 | 1992-04-21 | John | 1 | 0 | N | N
ANDERSON | SWH-100-B2-TP-ED | Y | ANDERSON , SWH-100-B2-TP-ED |  |  | 42.66 | 1992-04-21 | John | 1 | 0 | N | N
ANDERSON | SWH-100-B2-TP-ED | Y | ANDERSON , SWH-100-B2-TP-ED |  |  | 46.48 | 1992-04-21 | John | 1 | 0 | N | N
ANDERSON | SWH-100-B2-TP-ED | Y | ANDERSON , SWH-100-B2-TP-ED |  |  | 47.91 | 1992-04-21 | John | 1 | 0 | N | N
ANDERSON | SWH-100-B2-TP-ED | Y | ANDERSON , SWH-100-B2-TP-ED |  |  | 52.85 | 1992-04-21 | John | 1 | 0 | N | N
ANDERSON | SWH-100-B2-TP-ED | Y | ANDERSON , SWH-100-B2-TP-ED |  |  | 53.5 | 1992-04-21 | John | 1 | 0 | N | N
ANDERSON | SWH-100-B2-TP-ED | Y | ANDERSON , SWH-100-B2-TP-ED |  |  | 62.02 | 1992-04-21 | John | 1 | 0 | N | N
ANDERSON | SWH-100-B2-TP-ED | Y | ANDERSON , SWH-100-B2-TP-ED |  |  | 63.07 | 1992-04-21 | John | 1 | 0 | N | N
ANDERSON | SWH-100-B2-TP-ED | Y | ANDERSON , SWH-100-B2-TP-ED |  |  | 63.62 | 1992-04-21 | John | 1 | 0 | N | N
ANDERSON | SWH-100-B2-TP-ED | Y | ANDERSON , SWH-100-B2-TP-ED |  |  | 63.99 | 1992-04-21 | John | 1 | 0 | N | N
ANDERSON | SWH-100-B2-TP-ED | Y | ANDERSON , SWH-100-B2-TP-ED |  |  | 64.49 | 1992-04-21 | John | 1 | 0 | N | N
ANDERSON | SWH-100-B2-TP-ED | Y | ANDERSON , SWH-100-B2-TP-ED |  |  | 64.61 | 1992-04-21 | John | 1 | 0 | N | N
ANDERSON | SWH-100-B2-TP-ED | Y | ANDERSON , SWH-100-B2-TP-ED |  |  | 64.81 | 1992-04-21 | John | 1 | 0 | N | N
ANDERSON | SWH-100-B2-TP-ED | Y | ANDERSON , SWH-100-B2-TP-ED |  |  | 64.9 | 1992-04-21 | John | 1 | 0 | N | N
ANDERSON | SWH-100-B2-TP-ED | Y | ANDERSON , SWH-100-B2-TP-ED |  |  | 65.02 | 1992-04-21 | John | 1 | 0 | N | N
ANDERSON | SWH-100-B2-TP-ED | Y | ANDERSON , SWH-100-B2-TP-ED |  |  | 65.67 | 1992-04-21 | John | 1 | 0 | N | N
ANDERSON | SWH-100-B2-TP-ED | Y | ANDERSON , SWH-100-B2-TP-ED |  |  | 66.29 | 1992-04-21 | John | 1 | 0 | N | N
ANDERSON | SWH-100-B2-TP-ED | Y | ANDERSON , SWH-100-B2-TP-ED |  |  | 67.19 | 1992-04-21 | John | 1 | 0 | N | N
ANDERSON | SWH-100-B2-TP-ED | Y | ANDERSON , SWH-100-B2-TP-ED |  |  | 67.51 | 1992-04-21 | John | 1 | 0 | N | N
ANDERSON | SWH-100-B2-TP-ED | Y | ANDERSON , SWH-100-B2-TP-ED |  |  | 68.12 | 1992-04-21 | John | 1 | 0 | N | N
ANDERSON | SWH-100-B2-TP-ED | Y | ANDERSON , SWH-100-B2-TP-ED |  |  | 68.97 | 1992-04-21 | John | 1 | 0 | N | N
ANDERSON | SWH-100-B2-TP-ED | Y | ANDERSON , SWH-100-B2-TP-ED |  |  | 72.34 | 1992-04-21 | John | 1 | 0 | N | N
ANDERSON | SWH-100-B2-TP-ED | Y | ANDERSON , SWH-100-B2-TP-ED |  |  | 73.5 | 1992-04-21 | John | 1 | 0 | N | N
DOSSERT | TCVH1002NSN | Y | DOSSERT , TCVH1002NSN | JEA SUBSTATION | CSC Stores | 39.32 | 1992-04-21 | John | 1 | 0 | N | N
DOSSERT | TCVH1002NSN | Y | DOSSERT , TCVH1002NSN |  |  | 40 | 1992-04-21 | John | 1 | 0 | N | N
DOSSERT | TCVH1002NSN | Y | DOSSERT , TCVH1002NSN |  |  | 40.68 | 1992-04-21 | John | 1 | 0 | N | N
DOSSERT | TCVH1002NSN | Y | DOSSERT , TCVH1002NSN |  |  | 41.71 | 1992-04-21 | John | 1 | 0 | N | N
DOSSERT | TCVH1002NSN | Y | DOSSERT , TCVH1002NSN |  |  | 42.66 | 1992-04-21 | John | 1 | 0 | N | N
DOSSERT | TCVH1002NSN | Y | DOSSERT , TCVH1002NSN |  |  | 46.48 | 1992-04-21 | John | 1 | 0 | N | N
DOSSERT | TCVH1002NSN | Y | DOSSERT , TCVH1002NSN |  |  | 47.91 | 1992-04-21 | John | 1 | 0 | N | N
DOSSERT | TCVH1002NSN | Y | DOSSERT , TCVH1002NSN |  |  | 52.85 | 1992-04-21 | John | 1 | 0 | N | N
DOSSERT | TCVH1002NSN | Y | DOSSERT , TCVH1002NSN |  |  | 53.5 | 1992-04-21 | John | 1 | 0 | N | N
DOSSERT | TCVH1002NSN | Y | DOSSERT , TCVH1002NSN |  |  | 62.02 | 1992-04-21 | John | 1 | 0 | N | N
DOSSERT | TCVH1002NSN | Y | DOSSERT , TCVH1002NSN |  |  | 63.07 | 1992-04-21 | John | 1 | 0 | N | N
DOSSERT | TCVH1002NSN | Y | DOSSERT , TCVH1002NSN |  |  | 63.62 | 1992-04-21 | John | 1 | 0 | N | N
DOSSERT | TCVH1002NSN | Y | DOSSERT , TCVH1002NSN |  |  | 63.99 | 1992-04-21 | John | 1 | 0 | N | N
DOSSERT | TCVH1002NSN | Y | DOSSERT , TCVH1002NSN |  |  | 64.49 | 1992-04-21 | John | 1 | 0 | N | N
DOSSERT | TCVH1002NSN | Y | DOSSERT , TCVH1002NSN |  |  | 64.61 | 1992-04-21 | John | 1 | 0 | N | N
DOSSERT | TCVH1002NSN | Y | DOSSERT , TCVH1002NSN |  |  | 64.81 | 1992-04-21 | John | 1 | 0 | N | N
DOSSERT | TCVH1002NSN | Y | DOSSERT , TCVH1002NSN |  |  | 64.9 | 1992-04-21 | John | 1 | 0 | N | N
DOSSERT | TCVH1002NSN | Y | DOSSERT , TCVH1002NSN |  |  | 65.02 | 1992-04-21 | John | 1 | 0 | N | N
DOSSERT | TCVH1002NSN | Y | DOSSERT , TCVH1002NSN |  |  | 65.67 | 1992-04-21 | John | 1 | 0 | N | N
DOSSERT | TCVH1002NSN | Y | DOSSERT , TCVH1002NSN |  |  | 66.29 | 1992-04-21 | John | 1 | 0 | N | N
DOSSERT | TCVH1002NSN | Y | DOSSERT , TCVH1002NSN |  |  | 67.19 | 1992-04-21 | John | 1 | 0 | N | N
DOSSERT | TCVH1002NSN | Y | DOSSERT , TCVH1002NSN |  |  | 67.51 | 1992-04-21 | John | 1 | 0 | N | N
DOSSERT | TCVH1002NSN | Y | DOSSERT , TCVH1002NSN |  |  | 68.12 | 1992-04-21 | John | 1 | 0 | N | N
DOSSERT | TCVH1002NSN | Y | DOSSERT , TCVH1002NSN |  |  | 68.97 | 1992-04-21 | John | 1 | 0 | N | N
DOSSERT | TCVH1002NSN | Y | DOSSERT , TCVH1002NSN |  |  | 72.34 | 1992-04-21 | John | 1 | 0 | N | N
DOSSERT | TCVH1002NSN | Y | DOSSERT , TCVH1002NSN |  |  | 73.5 | 1992-04-21 | John | 1 | 0 | N | N
HOMAC | 7M-125-2NR | Y | HOMAC , 7M-125-2NR | JEA SUBSTATION | CSC Stores | 39.32 | 1992-04-21 | John | 1 | 0 | N | N
HOMAC | 7M-125-2NR | Y | HOMAC , 7M-125-2NR |  |  | 40 | 1992-04-21 | John | 1 | 0 | N | N
HOMAC | 7M-125-2NR | Y | HOMAC , 7M-125-2NR |  |  | 40.68 | 1992-04-21 | John | 1 | 0 | N | N
HOMAC | 7M-125-2NR | Y | HOMAC , 7M-125-2NR |  |  | 41.71 | 1992-04-21 | John | 1 | 0 | N | N
HOMAC | 7M-125-2NR | Y | HOMAC , 7M-125-2NR |  |  | 42.66 | 1992-04-21 | John | 1 | 0 | N | N
HOMAC | 7M-125-2NR | Y | HOMAC , 7M-125-2NR |  |  | 46.48 | 1992-04-21 | John | 1 | 0 | N | N
HOMAC | 7M-125-2NR | Y | HOMAC , 7M-125-2NR |  |  | 47.91 | 1992-04-21 | John | 1 | 0 | N | N
HOMAC | 7M-125-2NR | Y | HOMAC , 7M-125-2NR |  |  | 52.85 | 1992-04-21 | John | 1 | 0 | N | N
HOMAC | 7M-125-2NR | Y | HOMAC , 7M-125-2NR |  |  | 53.5 | 1992-04-21 | John | 1 | 0 | N | N
HOMAC | 7M-125-2NR | Y | HOMAC , 7M-125-2NR |  |  | 62.02 | 1992-04-21 | John | 1 | 0 | N | N
HOMAC | 7M-125-2NR | Y | HOMAC , 7M-125-2NR |  |  | 63.07 | 1992-04-21 | John | 1 | 0 | N | N
HOMAC | 7M-125-2NR | Y | HOMAC , 7M-125-2NR |  |  | 63.62 | 1992-04-21 | John | 1 | 0 | N | N
HOMAC | 7M-125-2NR | Y | HOMAC , 7M-125-2NR |  |  | 63.99 | 1992-04-21 | John | 1 | 0 | N | N
HOMAC | 7M-125-2NR | Y | HOMAC , 7M-125-2NR |  |  | 64.49 | 1992-04-21 | John | 1 | 0 | N | N
HOMAC | 7M-125-2NR | Y | HOMAC , 7M-125-2NR |  |  | 64.61 | 1992-04-21 | John | 1 | 0 | N | N
HOMAC | 7M-125-2NR | Y | HOMAC , 7M-125-2NR |  |  | 64.81 | 1992-04-21 | John | 1 | 0 | N | N
HOMAC | 7M-125-2NR | Y | HOMAC , 7M-125-2NR |  |  | 64.9 | 1992-04-21 | John | 1 | 0 | N | N
HOMAC | 7M-125-2NR | Y | HOMAC , 7M-125-2NR |  |  | 65.02 | 1992-04-21 | John | 1 | 0 | N | N
HOMAC | 7M-125-2NR | Y | HOMAC , 7M-125-2NR |  |  | 65.67 | 1992-04-21 | John | 1 | 0 | N | N
HOMAC | 7M-125-2NR | Y | HOMAC , 7M-125-2NR |  |  | 66.29 | 1992-04-21 | John | 1 | 0 | N | N
HOMAC | 7M-125-2NR | Y | HOMAC , 7M-125-2NR |  |  | 67.19 | 1992-04-21 | John | 1 | 0 | N | N
HOMAC | 7M-125-2NR | Y | HOMAC , 7M-125-2NR |  |  | 67.51 | 1992-04-21 | John | 1 | 0 | N | N
HOMAC | 7M-125-2NR | Y | HOMAC , 7M-125-2NR |  |  | 68.12 | 1992-04-21 | John | 1 | 0 | N | N
HOMAC | 7M-125-2NR | Y | HOMAC , 7M-125-2NR |  |  | 68.97 | 1992-04-21 | John | 1 | 0 | N | N
HOMAC | 7M-125-2NR | Y | HOMAC , 7M-125-2NR |  |  | 72.34 | 1992-04-21 | John | 1 | 0 | N | N
HOMAC | 7M-125-2NR | Y | HOMAC , 7M-125-2NR |  |  | 73.5 | 1992-04-21 | John | 1 | 0 | N | N
PLP | HZRD28-2N-E | Y | PLP , HZRD28-2N-E | JEA SUBSTATION | CSC Stores | 39.32 | 1992-04-21 | John | 1 | 0 | N | N
PLP | HZRD28-2N-E | Y | PLP , HZRD28-2N-E |  |  | 40 | 1992-04-21 | John | 1 | 0 | N | N
PLP | HZRD28-2N-E | Y | PLP , HZRD28-2N-E |  |  | 40.68 | 1992-04-21 | John | 1 | 0 | N | N
PLP | HZRD28-2N-E | Y | PLP , HZRD28-2N-E |  |  | 41.71 | 1992-04-21 | John | 1 | 0 | N | N
PLP | HZRD28-2N-E | Y | PLP , HZRD28-2N-E |  |  | 42.66 | 1992-04-21 | John | 1 | 0 | N | N
PLP | HZRD28-2N-E | Y | PLP , HZRD28-2N-E |  |  | 46.48 | 1992-04-21 | John | 1 | 0 | N | N
PLP | HZRD28-2N-E | Y | PLP , HZRD28-2N-E |  |  | 47.91 | 1992-04-21 | John | 1 | 0 | N | N
PLP | HZRD28-2N-E | Y | PLP , HZRD28-2N-E |  |  | 52.85 | 1992-04-21 | John | 1 | 0 | N | N
PLP | HZRD28-2N-E | Y | PLP , HZRD28-2N-E |  |  | 53.5 | 1992-04-21 | John | 1 | 0 | N | N
PLP | HZRD28-2N-E | Y | PLP , HZRD28-2N-E |  |  | 62.02 | 1992-04-21 | John | 1 | 0 | N | N
PLP | HZRD28-2N-E | Y | PLP , HZRD28-2N-E |  |  | 63.07 | 1992-04-21 | John | 1 | 0 | N | N
PLP | HZRD28-2N-E | Y | PLP , HZRD28-2N-E |  |  | 63.62 | 1992-04-21 | John | 1 | 0 | N | N
PLP | HZRD28-2N-E | Y | PLP , HZRD28-2N-E |  |  | 63.99 | 1992-04-21 | John | 1 | 0 | N | N
PLP | HZRD28-2N-E | Y | PLP , HZRD28-2N-E |  |  | 64.49 | 1992-04-21 | John | 1 | 0 | N | N
PLP | HZRD28-2N-E | Y | PLP , HZRD28-2N-E |  |  | 64.61 | 1992-04-21 | John | 1 | 0 | N | N
PLP | HZRD28-2N-E | Y | PLP , HZRD28-2N-E |  |  | 64.81 | 1992-04-21 | John | 1 | 0 | N | N
PLP | HZRD28-2N-E | Y | PLP , HZRD28-2N-E |  |  | 64.9 | 1992-04-21 | John | 1 | 0 | N | N
PLP | HZRD28-2N-E | Y | PLP , HZRD28-2N-E |  |  | 65.02 | 1992-04-21 | John | 1 | 0 | N | N
PLP | HZRD28-2N-E | Y | PLP , HZRD28-2N-E |  |  | 65.67 | 1992-04-21 | John | 1 | 0 | N | N
PLP | HZRD28-2N-E | Y | PLP , HZRD28-2N-E |  |  | 66.29 | 1992-04-21 | John | 1 | 0 | N | N
PLP | HZRD28-2N-E | Y | PLP , HZRD28-2N-E |  |  | 67.19 | 1992-04-21 | John | 1 | 0 | N | N
PLP | HZRD28-2N-E | Y | PLP , HZRD28-2N-E |  |  | 67.51 | 1992-04-21 | John | 1 | 0 | N | N
PLP | HZRD28-2N-E | Y | PLP , HZRD28-2N-E |  |  | 68.12 | 1992-04-21 | John | 1 | 0 | N | N
PLP | HZRD28-2N-E | Y | PLP , HZRD28-2N-E |  |  | 68.97 | 1992-04-21 | John | 1 | 0 | N | N
PLP | HZRD28-2N-E | Y | PLP , HZRD28-2N-E |  |  | 72.34 | 1992-04-21 | John | 1 | 0 | N | N
PLP | HZRD28-2N-E | Y | PLP , HZRD28-2N-E |  |  | 73.5 | 1992-04-21 | John | 1 | 0 | N | N
SEFCOR | FNCT-34-2B-SND | Y | SEFCOR , FNCT-34-2B-SND | JEA SUBSTATION | CSC Stores | 39.32 | 1992-04-21 | John | 1 | 0 | N | N
SEFCOR | FNCT-34-2B-SND | Y | SEFCOR , FNCT-34-2B-SND |  |  | 40 | 1992-04-21 | John | 1 | 0 | N | N
SEFCOR | FNCT-34-2B-SND | Y | SEFCOR , FNCT-34-2B-SND |  |  | 40.68 | 1992-04-21 | John | 1 | 0 | N | N
SEFCOR | FNCT-34-2B-SND | Y | SEFCOR , FNCT-34-2B-SND |  |  | 41.71 | 1992-04-21 | John | 1 | 0 | N | N
SEFCOR | FNCT-34-2B-SND | Y | SEFCOR , FNCT-34-2B-SND |  |  | 42.66 | 1992-04-21 | John | 1 | 0 | N | N
SEFCOR | FNCT-34-2B-SND | Y | SEFCOR , FNCT-34-2B-SND |  |  | 46.48 | 1992-04-21 | John | 1 | 0 | N | N
SEFCOR | FNCT-34-2B-SND | Y | SEFCOR , FNCT-34-2B-SND |  |  | 47.91 | 1992-04-21 | John | 1 | 0 | N | N
SEFCOR | FNCT-34-2B-SND | Y | SEFCOR , FNCT-34-2B-SND |  |  | 52.85 | 1992-04-21 | John | 1 | 0 | N | N
SEFCOR | FNCT-34-2B-SND | Y | SEFCOR , FNCT-34-2B-SND |  |  | 53.5 | 1992-04-21 | John | 1 | 0 | N | N
SEFCOR | FNCT-34-2B-SND | Y | SEFCOR , FNCT-34-2B-SND |  |  | 62.02 | 1992-04-21 | John | 1 | 0 | N | N
SEFCOR | FNCT-34-2B-SND | Y | SEFCOR , FNCT-34-2B-SND |  |  | 63.07 | 1992-04-21 | John | 1 | 0 | N | N
SEFCOR | FNCT-34-2B-SND | Y | SEFCOR , FNCT-34-2B-SND |  |  | 63.62 | 1992-04-21 | John | 1 | 0 | N | N
SEFCOR | FNCT-34-2B-SND | Y | SEFCOR , FNCT-34-2B-SND |  |  | 63.99 | 1992-04-21 | John | 1 | 0 | N | N
SEFCOR | FNCT-34-2B-SND | Y | SEFCOR , FNCT-34-2B-SND |  |  | 64.49 | 1992-04-21 | John | 1 | 0 | N | N
SEFCOR | FNCT-34-2B-SND | Y | SEFCOR , FNCT-34-2B-SND |  |  | 64.61 | 1992-04-21 | John | 1 | 0 | N | N
SEFCOR | FNCT-34-2B-SND | Y | SEFCOR , FNCT-34-2B-SND |  |  | 64.81 | 1992-04-21 | John | 1 | 0 | N | N
SEFCOR | FNCT-34-2B-SND | Y | SEFCOR , FNCT-34-2B-SND |  |  | 64.9 | 1992-04-21 | John | 1 | 0 | N | N
SEFCOR | FNCT-34-2B-SND | Y | SEFCOR , FNCT-34-2B-SND |  |  | 65.02 | 1992-04-21 | John | 1 | 0 | N | N
SEFCOR | FNCT-34-2B-SND | Y | SEFCOR , FNCT-34-2B-SND |  |  | 65.67 | 1992-04-21 | John | 1 | 0 | N | N
SEFCOR | FNCT-34-2B-SND | Y | SEFCOR , FNCT-34-2B-SND |  |  | 66.29 | 1992-04-21 | John | 1 | 0 | N | N
SEFCOR | FNCT-34-2B-SND | Y | SEFCOR , FNCT-34-2B-SND |  |  | 67.19 | 1992-04-21 | John | 1 | 0 | N | N
SEFCOR | FNCT-34-2B-SND | Y | SEFCOR , FNCT-34-2B-SND |  |  | 67.51 | 1992-04-21 | John | 1 | 0 | N | N
SEFCOR | FNCT-34-2B-SND | Y | SEFCOR , FNCT-34-2B-SND |  |  | 68.12 | 1992-04-21 | John | 1 | 0 | N | N
SEFCOR | FNCT-34-2B-SND | Y | SEFCOR , FNCT-34-2B-SND |  |  | 68.97 | 1992-04-21 | John | 1 | 0 | N | N
SEFCOR | FNCT-34-2B-SND | Y | SEFCOR , FNCT-34-2B-SND |  |  | 72.34 | 1992-04-21 | John | 1 | 0 | N | N
SEFCOR | FNCT-34-2B-SND | Y | SEFCOR , FNCT-34-2B-SND |  |  | 73.5 | 1992-04-21 | John | 1 | 0 | N | N
TRAVIS FOUNDRY - PDU | 11-104-TPA | Y | TRAVIS FOUNDRY - PDU , 11-104-TPA | JEA SUBSTATION | CSC Stores | 39.32 | 1992-04-21 | John | 1 | 0 | N | N
TRAVIS FOUNDRY - PDU | 11-104-TPA | Y | TRAVIS FOUNDRY - PDU , 11-104-TPA |  |  | 40 | 1992-04-21 | John | 1 | 0 | N | N
TRAVIS FOUNDRY - PDU | 11-104-TPA | Y | TRAVIS FOUNDRY - PDU , 11-104-TPA |  |  | 40.68 | 1992-04-21 | John | 1 | 0 | N | N
TRAVIS FOUNDRY - PDU | 11-104-TPA | Y | TRAVIS FOUNDRY - PDU , 11-104-TPA |  |  | 41.71 | 1992-04-21 | John | 1 | 0 | N | N
TRAVIS FOUNDRY - PDU | 11-104-TPA | Y | TRAVIS FOUNDRY - PDU , 11-104-TPA |  |  | 42.66 | 1992-04-21 | John | 1 | 0 | N | N
TRAVIS FOUNDRY - PDU | 11-104-TPA | Y | TRAVIS FOUNDRY - PDU , 11-104-TPA |  |  | 46.48 | 1992-04-21 | John | 1 | 0 | N | N
TRAVIS FOUNDRY - PDU | 11-104-TPA | Y | TRAVIS FOUNDRY - PDU , 11-104-TPA |  |  | 47.91 | 1992-04-21 | John | 1 | 0 | N | N
TRAVIS FOUNDRY - PDU | 11-104-TPA | Y | TRAVIS FOUNDRY - PDU , 11-104-TPA |  |  | 52.85 | 1992-04-21 | John | 1 | 0 | N | N
TRAVIS FOUNDRY - PDU | 11-104-TPA | Y | TRAVIS FOUNDRY - PDU , 11-104-TPA |  |  | 53.5 | 1992-04-21 | John | 1 | 0 | N | N
TRAVIS FOUNDRY - PDU | 11-104-TPA | Y | TRAVIS FOUNDRY - PDU , 11-104-TPA |  |  | 62.02 | 1992-04-21 | John | 1 | 0 | N | N
TRAVIS FOUNDRY - PDU | 11-104-TPA | Y | TRAVIS FOUNDRY - PDU , 11-104-TPA |  |  | 63.07 | 1992-04-21 | John | 1 | 0 | N | N
TRAVIS FOUNDRY - PDU | 11-104-TPA | Y | TRAVIS FOUNDRY - PDU , 11-104-TPA |  |  | 63.62 | 1992-04-21 | John | 1 | 0 | N | N
TRAVIS FOUNDRY - PDU | 11-104-TPA | Y | TRAVIS FOUNDRY - PDU , 11-104-TPA |  |  | 63.99 | 1992-04-21 | John | 1 | 0 | N | N
TRAVIS FOUNDRY - PDU | 11-104-TPA | Y | TRAVIS FOUNDRY - PDU , 11-104-TPA |  |  | 64.49 | 1992-04-21 | John | 1 | 0 | N | N
TRAVIS FOUNDRY - PDU | 11-104-TPA | Y | TRAVIS FOUNDRY - PDU , 11-104-TPA |  |  | 64.61 | 1992-04-21 | John | 1 | 0 | N | N
TRAVIS FOUNDRY - PDU | 11-104-TPA | Y | TRAVIS FOUNDRY - PDU , 11-104-TPA |  |  | 64.81 | 1992-04-21 | John | 1 | 0 | N | N
TRAVIS FOUNDRY - PDU | 11-104-TPA | Y | TRAVIS FOUNDRY - PDU , 11-104-TPA |  |  | 64.9 | 1992-04-21 | John | 1 | 0 | N | N
TRAVIS FOUNDRY - PDU | 11-104-TPA | Y | TRAVIS FOUNDRY - PDU , 11-104-TPA |  |  | 65.02 | 1992-04-21 | John | 1 | 0 | N | N
TRAVIS FOUNDRY - PDU | 11-104-TPA | Y | TRAVIS FOUNDRY - PDU , 11-104-TPA |  |  | 65.67 | 1992-04-21 | John | 1 | 0 | N | N
TRAVIS FOUNDRY - PDU | 11-104-TPA | Y | TRAVIS FOUNDRY - PDU , 11-104-TPA |  |  | 66.29 | 1992-04-21 | John | 1 | 0 | N | N
TRAVIS FOUNDRY - PDU | 11-104-TPA | Y | TRAVIS FOUNDRY - PDU , 11-104-TPA |  |  | 67.19 | 1992-04-21 | John | 1 | 0 | N | N
TRAVIS FOUNDRY - PDU | 11-104-TPA | Y | TRAVIS FOUNDRY - PDU , 11-104-TPA |  |  | 67.51 | 1992-04-21 | John | 1 | 0 | N | N
TRAVIS FOUNDRY - PDU | 11-104-TPA | Y | TRAVIS FOUNDRY - PDU , 11-104-TPA |  |  | 68.12 | 1992-04-21 | John | 1 | 0 | N | N
TRAVIS FOUNDRY - PDU | 11-104-TPA | Y | TRAVIS FOUNDRY - PDU , 11-104-TPA |  |  | 68.97 | 1992-04-21 | John | 1 | 0 | N | N
TRAVIS FOUNDRY - PDU | 11-104-TPA | Y | TRAVIS FOUNDRY - PDU , 11-104-TPA |  |  | 72.34 | 1992-04-21 | John | 1 | 0 | N | N
TRAVIS FOUNDRY - PDU | 11-104-TPA | Y | TRAVIS FOUNDRY - PDU , 11-104-TPA |  |  | 73.5 | 1992-04-21 | John | 1 | 0 | N | N
AFL | TCVH50-4N-SN | Y | AFL , TCVH50-4N-SN | JEA SUBSTATION | CSC Stores | 37.5 | 1992-04-21 | John | 1 | 0 | N | N
AFL | TCVH50-4N-SN | Y | AFL , TCVH50-4N-SN |  |  | 44.96 | 1992-04-21 | John | 1 | 0 | N | N
AFL | TCVH50-4N-SN | Y | AFL , TCVH50-4N-SN |  |  | 59 | 1992-04-21 | John | 1 | 0 | N | N
ANDERSON | SWH-050-C-TP | Y | ANDERSON , SWH-050-C-TP | JEA SUBSTATION | CSC Stores | 37.5 | 1992-04-21 | John | 1 | 0 | N | N
ANDERSON | SWH-050-C-TP | Y | ANDERSON , SWH-050-C-TP |  |  | 44.96 | 1992-04-21 | John | 1 | 0 | N | N
ANDERSON | SWH-050-C-TP | Y | ANDERSON , SWH-050-C-TP |  |  | 59 | 1992-04-21 | John | 1 | 0 | N | N
HOMAC | 7M-60-4NR | Y | HOMAC , 7M-60-4NR | JEA SUBSTATION | CSC Stores | 37.5 | 1992-04-21 | John | 1 | 0 | N | N
HOMAC | 7M-60-4NR | Y | HOMAC , 7M-60-4NR |  |  | 44.96 | 1992-04-21 | John | 1 | 0 | N | N
HOMAC | 7M-60-4NR | Y | HOMAC , 7M-60-4NR |  |  | 59 | 1992-04-21 | John | 1 | 0 | N | N
PLP | HZRD19-4N-E | Y | PLP , HZRD19-4N-E | JEA SUBSTATION | CSC Stores | 37.5 | 1992-04-21 | John | 1 | 0 | N | N
PLP | HZRD19-4N-E | Y | PLP , HZRD19-4N-E |  |  | 44.96 | 1992-04-21 | John | 1 | 0 | N | N
PLP | HZRD19-4N-E | Y | PLP , HZRD19-4N-E |  |  | 59 | 1992-04-21 | John | 1 | 0 | N | N
SEFCOR | FNCT-20-4A-SND | Y | SEFCOR , FNCT-20-4A-SND | JEA SUBSTATION | CSC Stores | 37.5 | 1992-04-21 | John | 1 | 0 | N | N
SEFCOR | FNCT-20-4A-SND | Y | SEFCOR , FNCT-20-4A-SND |  |  | 44.96 | 1992-04-21 | John | 1 | 0 | N | N
SEFCOR | FNCT-20-4A-SND | Y | SEFCOR , FNCT-20-4A-SND |  |  | 59 | 1992-04-21 | John | 1 | 0 | N | N
TRAVIS FOUNDRY - PDU | 11-105H-TPA | Y | TRAVIS FOUNDRY - PDU , 11-105H-TPA | JEA SUBSTATION | CSC Stores | 37.5 | 1992-04-21 | John | 1 | 0 | N | N
TRAVIS FOUNDRY - PDU | 11-105H-TPA | Y | TRAVIS FOUNDRY - PDU , 11-105H-TPA |  |  | 44.96 | 1992-04-21 | John | 1 | 0 | N | N
TRAVIS FOUNDRY - PDU | 11-105H-TPA | Y | TRAVIS FOUNDRY - PDU , 11-105H-TPA |  |  | 59 | 1992-04-21 | John | 1 | 0 | N | N
AFL | T2CVH50-4N-SN | Y | AFL , T2CVH50-4N-SN | JEA SUBSTATION | CSC Stores | 57.21 | 1992-04-21 | John | 4 | 0 | N | N
AFL | T2CVH50-4N-SN | Y | AFL , T2CVH50-4N-SN |  |  | 91.46 | 1992-04-21 | John | 4 | 0 | N | N
AFL | T2CVH50-4N-SN | Y | AFL , T2CVH50-4N-SN |  |  | 92.73 | 1992-04-21 | John | 4 | 0 | N | N
AFL | T2CVH50-4N-SN | Y | AFL , T2CVH50-4N-SN |  |  | 96.36 | 1992-04-21 | John | 4 | 0 | N | N
AFL | T2CVH50-4N-SN | Y | AFL , T2CVH50-4N-SN |  |  | 101.25 | 1992-04-21 | John | 4 | 0 | N | N
AFL | T2CVH50-4N-SN | Y | AFL , T2CVH50-4N-SN |  |  | 159.35 | 1992-04-21 | John | 4 | 0 | N | N
AFL | T2CVH50-4N-SN | Y | AFL , T2CVH50-4N-SN |  |  | 160.1 | 1992-04-21 | John | 4 | 0 | N | N
AFL | T2CVH50-4N-SN | Y | AFL , T2CVH50-4N-SN |  |  | 181.48 | 1992-04-21 | John | 4 | 0 | N | N
AFL | T2CVH50-4N-SN | Y | AFL , T2CVH50-4N-SN |  |  | 339.48 | 1992-04-21 | John | 4 | 0 | N | N
BURNDY CORP. | N2AH34-34N-TN | Y | BURNDY CORP. , N2AH34-34N-TN | JEA SUBSTATION | CSC Stores | 57.21 | 1992-04-21 | John | 4 | 0 | N | N
BURNDY CORP. | N2AH34-34N-TN | Y | BURNDY CORP. , N2AH34-34N-TN |  |  | 91.46 | 1992-04-21 | John | 4 | 0 | N | N
BURNDY CORP. | N2AH34-34N-TN | Y | BURNDY CORP. , N2AH34-34N-TN |  |  | 92.73 | 1992-04-21 | John | 4 | 0 | N | N
BURNDY CORP. | N2AH34-34N-TN | Y | BURNDY CORP. , N2AH34-34N-TN |  |  | 96.36 | 1992-04-21 | John | 4 | 0 | N | N
BURNDY CORP. | N2AH34-34N-TN | Y | BURNDY CORP. , N2AH34-34N-TN |  |  | 101.25 | 1992-04-21 | John | 4 | 0 | N | N
BURNDY CORP. | N2AH34-34N-TN | Y | BURNDY CORP. , N2AH34-34N-TN |  |  | 159.35 | 1992-04-21 | John | 4 | 0 | N | N
BURNDY CORP. | N2AH34-34N-TN | Y | BURNDY CORP. , N2AH34-34N-TN |  |  | 160.1 | 1992-04-21 | John | 4 | 0 | N | N
BURNDY CORP. | N2AH34-34N-TN | Y | BURNDY CORP. , N2AH34-34N-TN |  |  | 181.48 | 1992-04-21 | John | 4 | 0 | N | N
BURNDY CORP. | N2AH34-34N-TN | Y | BURNDY CORP. , N2AH34-34N-TN |  |  | 339.48 | 1992-04-21 | John | 4 | 0 | N | N
HOMAC | 7MM-60-4NR | Y | HOMAC , 7MM-60-4NR | JEA SUBSTATION | CSC Stores | 57.21 | 1992-04-21 | John | 4 | 0 | N | N
HOMAC | 7MM-60-4NR | Y | HOMAC , 7MM-60-4NR |  |  | 91.46 | 1992-04-21 | John | 4 | 0 | N | N
HOMAC | 7MM-60-4NR | Y | HOMAC , 7MM-60-4NR |  |  | 92.73 | 1992-04-21 | John | 4 | 0 | N | N
HOMAC | 7MM-60-4NR | Y | HOMAC , 7MM-60-4NR |  |  | 96.36 | 1992-04-21 | John | 4 | 0 | N | N
HOMAC | 7MM-60-4NR | Y | HOMAC , 7MM-60-4NR |  |  | 101.25 | 1992-04-21 | John | 4 | 0 | N | N
HOMAC | 7MM-60-4NR | Y | HOMAC , 7MM-60-4NR |  |  | 159.35 | 1992-04-21 | John | 4 | 0 | N | N
HOMAC | 7MM-60-4NR | Y | HOMAC , 7MM-60-4NR |  |  | 160.1 | 1992-04-21 | John | 4 | 0 | N | N
HOMAC | 7MM-60-4NR | Y | HOMAC , 7MM-60-4NR |  |  | 181.48 | 1992-04-21 | John | 4 | 0 | N | N
HOMAC | 7MM-60-4NR | Y | HOMAC , 7MM-60-4NR |  |  | 339.48 | 1992-04-21 | John | 4 | 0 | N | N
PLP | H2ZRD19-4N-E | Y | PLP , H2ZRD19-4N-E | JEA SUBSTATION | CSC Stores | 57.21 | 1992-04-21 | John | 4 | 0 | N | N
PLP | H2ZRD19-4N-E | Y | PLP , H2ZRD19-4N-E |  |  | 91.46 | 1992-04-21 | John | 4 | 0 | N | N
PLP | H2ZRD19-4N-E | Y | PLP , H2ZRD19-4N-E |  |  | 92.73 | 1992-04-21 | John | 4 | 0 | N | N
PLP | H2ZRD19-4N-E | Y | PLP , H2ZRD19-4N-E |  |  | 96.36 | 1992-04-21 | John | 4 | 0 | N | N
PLP | H2ZRD19-4N-E | Y | PLP , H2ZRD19-4N-E |  |  | 101.25 | 1992-04-21 | John | 4 | 0 | N | N
PLP | H2ZRD19-4N-E | Y | PLP , H2ZRD19-4N-E |  |  | 159.35 | 1992-04-21 | John | 4 | 0 | N | N
PLP | H2ZRD19-4N-E | Y | PLP , H2ZRD19-4N-E |  |  | 160.1 | 1992-04-21 | John | 4 | 0 | N | N
PLP | H2ZRD19-4N-E | Y | PLP , H2ZRD19-4N-E |  |  | 181.48 | 1992-04-21 | John | 4 | 0 | N | N
PLP | H2ZRD19-4N-E | Y | PLP , H2ZRD19-4N-E |  |  | 339.48 | 1992-04-21 | John | 4 | 0 | N | N
SEFCOR | FNCT2-20-4A-SND | Y | SEFCOR , FNCT2-20-4A-SND | JEA SUBSTATION | CSC Stores | 57.21 | 1992-04-21 | John | 4 | 0 | N | N
SEFCOR | FNCT2-20-4A-SND | Y | SEFCOR , FNCT2-20-4A-SND |  |  | 91.46 | 1992-04-21 | John | 4 | 0 | N | N
SEFCOR | FNCT2-20-4A-SND | Y | SEFCOR , FNCT2-20-4A-SND |  |  | 92.73 | 1992-04-21 | John | 4 | 0 | N | N
SEFCOR | FNCT2-20-4A-SND | Y | SEFCOR , FNCT2-20-4A-SND |  |  | 96.36 | 1992-04-21 | John | 4 | 0 | N | N
SEFCOR | FNCT2-20-4A-SND | Y | SEFCOR , FNCT2-20-4A-SND |  |  | 101.25 | 1992-04-21 | John | 4 | 0 | N | N
SEFCOR | FNCT2-20-4A-SND | Y | SEFCOR , FNCT2-20-4A-SND |  |  | 159.35 | 1992-04-21 | John | 4 | 0 | N | N
SEFCOR | FNCT2-20-4A-SND | Y | SEFCOR , FNCT2-20-4A-SND |  |  | 160.1 | 1992-04-21 | John | 4 | 0 | N | N
SEFCOR | FNCT2-20-4A-SND | Y | SEFCOR , FNCT2-20-4A-SND |  |  | 181.48 | 1992-04-21 | John | 4 | 0 | N | N
SEFCOR | FNCT2-20-4A-SND | Y | SEFCOR , FNCT2-20-4A-SND |  |  | 339.48 | 1992-04-21 | John | 4 | 0 | N | N
TRAVIS FOUNDRY - PDU | 11-231-TPA | Y | TRAVIS FOUNDRY - PDU , 11-231-TPA | JEA SUBSTATION | CSC Stores | 57.21 | 1992-04-21 | John | 4 | 0 | N | N
TRAVIS FOUNDRY - PDU | 11-231-TPA | Y | TRAVIS FOUNDRY - PDU , 11-231-TPA |  |  | 91.46 | 1992-04-21 | John | 4 | 0 | N | N
TRAVIS FOUNDRY - PDU | 11-231-TPA | Y | TRAVIS FOUNDRY - PDU , 11-231-TPA |  |  | 92.73 | 1992-04-21 | John | 4 | 0 | N | N
TRAVIS FOUNDRY - PDU | 11-231-TPA | Y | TRAVIS FOUNDRY - PDU , 11-231-TPA |  |  | 96.36 | 1992-04-21 | John | 4 | 0 | N | N
TRAVIS FOUNDRY - PDU | 11-231-TPA | Y | TRAVIS FOUNDRY - PDU , 11-231-TPA |  |  | 101.25 | 1992-04-21 | John | 4 | 0 | N | N
TRAVIS FOUNDRY - PDU | 11-231-TPA | Y | TRAVIS FOUNDRY - PDU , 11-231-TPA |  |  | 159.35 | 1992-04-21 | John | 4 | 0 | N | N
TRAVIS FOUNDRY - PDU | 11-231-TPA | Y | TRAVIS FOUNDRY - PDU , 11-231-TPA |  |  | 160.1 | 1992-04-21 | John | 4 | 0 | N | N
TRAVIS FOUNDRY - PDU | 11-231-TPA | Y | TRAVIS FOUNDRY - PDU , 11-231-TPA |  |  | 181.48 | 1992-04-21 | John | 4 | 0 | N | N
TRAVIS FOUNDRY - PDU | 11-231-TPA | Y | TRAVIS FOUNDRY - PDU , 11-231-TPA |  |  | 339.48 | 1992-04-21 | John | 4 | 0 | N | N
AFL | TCVH100-4N-SN | Y | AFL , TCVH100-4N-SN | JEA SUBSTATION | CSC Stores | 55.36 | 1992-04-21 | John | 10 | 0 | N | N
AFL | TCVH100-4N-SN | Y | AFL , TCVH100-4N-SN |  |  | 56.29 | 1992-04-21 | John | 10 | 0 | N | N
AFL | TCVH100-4N-SN | Y | AFL , TCVH100-4N-SN |  |  | 56.46 | 1992-04-21 | John | 10 | 0 | N | N
AFL | TCVH100-4N-SN | Y | AFL , TCVH100-4N-SN |  |  | 56.77 | 1992-04-21 | John | 10 | 0 | N | N
AFL | TCVH100-4N-SN | Y | AFL , TCVH100-4N-SN |  |  | 56.9 | 1992-04-21 | John | 10 | 0 | N | N
AFL | TCVH100-4N-SN | Y | AFL , TCVH100-4N-SN |  |  | 57.57 | 1992-04-21 | John | 10 | 0 | N | N
AFL | TCVH100-4N-SN | Y | AFL , TCVH100-4N-SN |  |  | 58.34 | 1992-04-21 | John | 10 | 0 | N | N
AFL | TCVH100-4N-SN | Y | AFL , TCVH100-4N-SN |  |  | 58.5 | 1992-04-21 | John | 10 | 0 | N | N
AFL | TCVH100-4N-SN | Y | AFL , TCVH100-4N-SN |  |  | 59.95 | 1992-04-21 | John | 10 | 0 | N | N
AFL | TCVH100-4N-SN | Y | AFL , TCVH100-4N-SN |  |  | 62.47 | 1992-04-21 | John | 10 | 0 | N | N
AFL | TCVH100-4N-SN | Y | AFL , TCVH100-4N-SN |  |  | 62.84 | 1992-04-21 | John | 10 | 0 | N | N
AFL | TCVH100-4N-SN | Y | AFL , TCVH100-4N-SN |  |  | 64.46 | 1992-04-21 | John | 10 | 0 | N | N
AFL | TCVH100-4N-SN | Y | AFL , TCVH100-4N-SN |  |  | 74.05 | 1992-04-21 | John | 10 | 0 | N | N
AFL | TCVH100-4N-SN | Y | AFL , TCVH100-4N-SN |  |  | 79.81 | 1992-04-21 | John | 10 | 0 | N | N
AFL | TCVH100-4N-SN | Y | AFL , TCVH100-4N-SN |  |  | 106.52 | 1992-04-21 | John | 10 | 0 | N | N
ANDERSON | SWH-100-C-TP | Y | ANDERSON , SWH-100-C-TP | JEA SUBSTATION | CSC Stores | 55.36 | 1992-04-21 | John | 10 | 0 | N | N
ANDERSON | SWH-100-C-TP | Y | ANDERSON , SWH-100-C-TP |  |  | 56.29 | 1992-04-21 | John | 10 | 0 | N | N
ANDERSON | SWH-100-C-TP | Y | ANDERSON , SWH-100-C-TP |  |  | 56.46 | 1992-04-21 | John | 10 | 0 | N | N
ANDERSON | SWH-100-C-TP | Y | ANDERSON , SWH-100-C-TP |  |  | 56.77 | 1992-04-21 | John | 10 | 0 | N | N
ANDERSON | SWH-100-C-TP | Y | ANDERSON , SWH-100-C-TP |  |  | 56.9 | 1992-04-21 | John | 10 | 0 | N | N
ANDERSON | SWH-100-C-TP | Y | ANDERSON , SWH-100-C-TP |  |  | 57.57 | 1992-04-21 | John | 10 | 0 | N | N
ANDERSON | SWH-100-C-TP | Y | ANDERSON , SWH-100-C-TP |  |  | 58.34 | 1992-04-21 | John | 10 | 0 | N | N
ANDERSON | SWH-100-C-TP | Y | ANDERSON , SWH-100-C-TP |  |  | 58.5 | 1992-04-21 | John | 10 | 0 | N | N
ANDERSON | SWH-100-C-TP | Y | ANDERSON , SWH-100-C-TP |  |  | 59.95 | 1992-04-21 | John | 10 | 0 | N | N
ANDERSON | SWH-100-C-TP | Y | ANDERSON , SWH-100-C-TP |  |  | 62.47 | 1992-04-21 | John | 10 | 0 | N | N
ANDERSON | SWH-100-C-TP | Y | ANDERSON , SWH-100-C-TP |  |  | 62.84 | 1992-04-21 | John | 10 | 0 | N | N
ANDERSON | SWH-100-C-TP | Y | ANDERSON , SWH-100-C-TP |  |  | 64.46 | 1992-04-21 | John | 10 | 0 | N | N
ANDERSON | SWH-100-C-TP | Y | ANDERSON , SWH-100-C-TP |  |  | 74.05 | 1992-04-21 | John | 10 | 0 | N | N
ANDERSON | SWH-100-C-TP | Y | ANDERSON , SWH-100-C-TP |  |  | 79.81 | 1992-04-21 | John | 10 | 0 | N | N
ANDERSON | SWH-100-C-TP | Y | ANDERSON , SWH-100-C-TP |  |  | 106.52 | 1992-04-21 | John | 10 | 0 | N | N
DOSSERT | TCVH100-4N-SN | Y | DOSSERT , TCVH100-4N-SN | JEA SUBSTATION | CSC Stores | 55.36 | 1992-04-21 | John | 10 | 0 | N | N
DOSSERT | TCVH100-4N-SN | Y | DOSSERT , TCVH100-4N-SN |  |  | 56.29 | 1992-04-21 | John | 10 | 0 | N | N
DOSSERT | TCVH100-4N-SN | Y | DOSSERT , TCVH100-4N-SN |  |  | 56.46 | 1992-04-21 | John | 10 | 0 | N | N
DOSSERT | TCVH100-4N-SN | Y | DOSSERT , TCVH100-4N-SN |  |  | 56.77 | 1992-04-21 | John | 10 | 0 | N | N
DOSSERT | TCVH100-4N-SN | Y | DOSSERT , TCVH100-4N-SN |  |  | 56.9 | 1992-04-21 | John | 10 | 0 | N | N
DOSSERT | TCVH100-4N-SN | Y | DOSSERT , TCVH100-4N-SN |  |  | 57.57 | 1992-04-21 | John | 10 | 0 | N | N
DOSSERT | TCVH100-4N-SN | Y | DOSSERT , TCVH100-4N-SN |  |  | 58.34 | 1992-04-21 | John | 10 | 0 | N | N
DOSSERT | TCVH100-4N-SN | Y | DOSSERT , TCVH100-4N-SN |  |  | 58.5 | 1992-04-21 | John | 10 | 0 | N | N
DOSSERT | TCVH100-4N-SN | Y | DOSSERT , TCVH100-4N-SN |  |  | 59.95 | 1992-04-21 | John | 10 | 0 | N | N
DOSSERT | TCVH100-4N-SN | Y | DOSSERT , TCVH100-4N-SN |  |  | 62.47 | 1992-04-21 | John | 10 | 0 | N | N
DOSSERT | TCVH100-4N-SN | Y | DOSSERT , TCVH100-4N-SN |  |  | 62.84 | 1992-04-21 | John | 10 | 0 | N | N
DOSSERT | TCVH100-4N-SN | Y | DOSSERT , TCVH100-4N-SN |  |  | 64.46 | 1992-04-21 | John | 10 | 0 | N | N
DOSSERT | TCVH100-4N-SN | Y | DOSSERT , TCVH100-4N-SN |  |  | 74.05 | 1992-04-21 | John | 10 | 0 | N | N
DOSSERT | TCVH100-4N-SN | Y | DOSSERT , TCVH100-4N-SN |  |  | 79.81 | 1992-04-21 | John | 10 | 0 | N | N
DOSSERT | TCVH100-4N-SN | Y | DOSSERT , TCVH100-4N-SN |  |  | 106.52 | 1992-04-21 | John | 10 | 0 | N | N
HOMAC | 7M-125-4NR | Y | HOMAC , 7M-125-4NR | JEA SUBSTATION | CSC Stores | 55.36 | 1992-04-21 | John | 10 | 0 | N | N
HOMAC | 7M-125-4NR | Y | HOMAC , 7M-125-4NR |  |  | 56.29 | 1992-04-21 | John | 10 | 0 | N | N
HOMAC | 7M-125-4NR | Y | HOMAC , 7M-125-4NR |  |  | 56.46 | 1992-04-21 | John | 10 | 0 | N | N
HOMAC | 7M-125-4NR | Y | HOMAC , 7M-125-4NR |  |  | 56.77 | 1992-04-21 | John | 10 | 0 | N | N
HOMAC | 7M-125-4NR | Y | HOMAC , 7M-125-4NR |  |  | 56.9 | 1992-04-21 | John | 10 | 0 | N | N
HOMAC | 7M-125-4NR | Y | HOMAC , 7M-125-4NR |  |  | 57.57 | 1992-04-21 | John | 10 | 0 | N | N
HOMAC | 7M-125-4NR | Y | HOMAC , 7M-125-4NR |  |  | 58.34 | 1992-04-21 | John | 10 | 0 | N | N
HOMAC | 7M-125-4NR | Y | HOMAC , 7M-125-4NR |  |  | 58.5 | 1992-04-21 | John | 10 | 0 | N | N
HOMAC | 7M-125-4NR | Y | HOMAC , 7M-125-4NR |  |  | 59.95 | 1992-04-21 | John | 10 | 0 | N | N
HOMAC | 7M-125-4NR | Y | HOMAC , 7M-125-4NR |  |  | 62.47 | 1992-04-21 | John | 10 | 0 | N | N
HOMAC | 7M-125-4NR | Y | HOMAC , 7M-125-4NR |  |  | 62.84 | 1992-04-21 | John | 10 | 0 | N | N
HOMAC | 7M-125-4NR | Y | HOMAC , 7M-125-4NR |  |  | 64.46 | 1992-04-21 | John | 10 | 0 | N | N
HOMAC | 7M-125-4NR | Y | HOMAC , 7M-125-4NR |  |  | 74.05 | 1992-04-21 | John | 10 | 0 | N | N
HOMAC | 7M-125-4NR | Y | HOMAC , 7M-125-4NR |  |  | 79.81 | 1992-04-21 | John | 10 | 0 | N | N
HOMAC | 7M-125-4NR | Y | HOMAC , 7M-125-4NR |  |  | 106.52 | 1992-04-21 | John | 10 | 0 | N | N
PLP | HZRD28-4N-E | Y | PLP , HZRD28-4N-E | JEA SUBSTATION | CSC Stores | 55.36 | 1992-04-21 | John | 10 | 0 | N | N
PLP | HZRD28-4N-E | Y | PLP , HZRD28-4N-E |  |  | 56.29 | 1992-04-21 | John | 10 | 0 | N | N
PLP | HZRD28-4N-E | Y | PLP , HZRD28-4N-E |  |  | 56.46 | 1992-04-21 | John | 10 | 0 | N | N
PLP | HZRD28-4N-E | Y | PLP , HZRD28-4N-E |  |  | 56.77 | 1992-04-21 | John | 10 | 0 | N | N
PLP | HZRD28-4N-E | Y | PLP , HZRD28-4N-E |  |  | 56.9 | 1992-04-21 | John | 10 | 0 | N | N
PLP | HZRD28-4N-E | Y | PLP , HZRD28-4N-E |  |  | 57.57 | 1992-04-21 | John | 10 | 0 | N | N
PLP | HZRD28-4N-E | Y | PLP , HZRD28-4N-E |  |  | 58.34 | 1992-04-21 | John | 10 | 0 | N | N
PLP | HZRD28-4N-E | Y | PLP , HZRD28-4N-E |  |  | 58.5 | 1992-04-21 | John | 10 | 0 | N | N
PLP | HZRD28-4N-E | Y | PLP , HZRD28-4N-E |  |  | 59.95 | 1992-04-21 | John | 10 | 0 | N | N
PLP | HZRD28-4N-E | Y | PLP , HZRD28-4N-E |  |  | 62.47 | 1992-04-21 | John | 10 | 0 | N | N
PLP | HZRD28-4N-E | Y | PLP , HZRD28-4N-E |  |  | 62.84 | 1992-04-21 | John | 10 | 0 | N | N
PLP | HZRD28-4N-E | Y | PLP , HZRD28-4N-E |  |  | 64.46 | 1992-04-21 | John | 10 | 0 | N | N
PLP | HZRD28-4N-E | Y | PLP , HZRD28-4N-E |  |  | 74.05 | 1992-04-21 | John | 10 | 0 | N | N
PLP | HZRD28-4N-E | Y | PLP , HZRD28-4N-E |  |  | 79.81 | 1992-04-21 | John | 10 | 0 | N | N
PLP | HZRD28-4N-E | Y | PLP , HZRD28-4N-E |  |  | 106.52 | 1992-04-21 | John | 10 | 0 | N | N
SEFCOR | FNCT-34-4A-SND | Y | SEFCOR , FNCT-34-4A-SND | JEA SUBSTATION | CSC Stores | 55.36 | 1992-04-21 | John | 10 | 0 | N | N
SEFCOR | FNCT-34-4A-SND | Y | SEFCOR , FNCT-34-4A-SND |  |  | 56.29 | 1992-04-21 | John | 10 | 0 | N | N
SEFCOR | FNCT-34-4A-SND | Y | SEFCOR , FNCT-34-4A-SND |  |  | 56.46 | 1992-04-21 | John | 10 | 0 | N | N
SEFCOR | FNCT-34-4A-SND | Y | SEFCOR , FNCT-34-4A-SND |  |  | 56.77 | 1992-04-21 | John | 10 | 0 | N | N
SEFCOR | FNCT-34-4A-SND | Y | SEFCOR , FNCT-34-4A-SND |  |  | 56.9 | 1992-04-21 | John | 10 | 0 | N | N
SEFCOR | FNCT-34-4A-SND | Y | SEFCOR , FNCT-34-4A-SND |  |  | 57.57 | 1992-04-21 | John | 10 | 0 | N | N
SEFCOR | FNCT-34-4A-SND | Y | SEFCOR , FNCT-34-4A-SND |  |  | 58.34 | 1992-04-21 | John | 10 | 0 | N | N
SEFCOR | FNCT-34-4A-SND | Y | SEFCOR , FNCT-34-4A-SND |  |  | 58.5 | 1992-04-21 | John | 10 | 0 | N | N
SEFCOR | FNCT-34-4A-SND | Y | SEFCOR , FNCT-34-4A-SND |  |  | 59.95 | 1992-04-21 | John | 10 | 0 | N | N
SEFCOR | FNCT-34-4A-SND | Y | SEFCOR , FNCT-34-4A-SND |  |  | 62.47 | 1992-04-21 | John | 10 | 0 | N | N
SEFCOR | FNCT-34-4A-SND | Y | SEFCOR , FNCT-34-4A-SND |  |  | 62.84 | 1992-04-21 | John | 10 | 0 | N | N
SEFCOR | FNCT-34-4A-SND | Y | SEFCOR , FNCT-34-4A-SND |  |  | 64.46 | 1992-04-21 | John | 10 | 0 | N | N
SEFCOR | FNCT-34-4A-SND | Y | SEFCOR , FNCT-34-4A-SND |  |  | 74.05 | 1992-04-21 | John | 10 | 0 | N | N
SEFCOR | FNCT-34-4A-SND | Y | SEFCOR , FNCT-34-4A-SND |  |  | 79.81 | 1992-04-21 | John | 10 | 0 | N | N
SEFCOR | FNCT-34-4A-SND | Y | SEFCOR , FNCT-34-4A-SND |  |  | 106.52 | 1992-04-21 | John | 10 | 0 | N | N
TRAVIS FOUNDRY - PDU | 11-111-TPA | Y | TRAVIS FOUNDRY - PDU , 11-111-TPA | JEA SUBSTATION | CSC Stores | 55.36 | 1992-04-21 | John | 10 | 0 | N | N
TRAVIS FOUNDRY - PDU | 11-111-TPA | Y | TRAVIS FOUNDRY - PDU , 11-111-TPA |  |  | 56.29 | 1992-04-21 | John | 10 | 0 | N | N
TRAVIS FOUNDRY - PDU | 11-111-TPA | Y | TRAVIS FOUNDRY - PDU , 11-111-TPA |  |  | 56.46 | 1992-04-21 | John | 10 | 0 | N | N
TRAVIS FOUNDRY - PDU | 11-111-TPA | Y | TRAVIS FOUNDRY - PDU , 11-111-TPA |  |  | 56.77 | 1992-04-21 | John | 10 | 0 | N | N
TRAVIS FOUNDRY - PDU | 11-111-TPA | Y | TRAVIS FOUNDRY - PDU , 11-111-TPA |  |  | 56.9 | 1992-04-21 | John | 10 | 0 | N | N
TRAVIS FOUNDRY - PDU | 11-111-TPA | Y | TRAVIS FOUNDRY - PDU , 11-111-TPA |  |  | 57.57 | 1992-04-21 | John | 10 | 0 | N | N
TRAVIS FOUNDRY - PDU | 11-111-TPA | Y | TRAVIS FOUNDRY - PDU , 11-111-TPA |  |  | 58.34 | 1992-04-21 | John | 10 | 0 | N | N
TRAVIS FOUNDRY - PDU | 11-111-TPA | Y | TRAVIS FOUNDRY - PDU , 11-111-TPA |  |  | 58.5 | 1992-04-21 | John | 10 | 0 | N | N
TRAVIS FOUNDRY - PDU | 11-111-TPA | Y | TRAVIS FOUNDRY - PDU , 11-111-TPA |  |  | 59.95 | 1992-04-21 | John | 10 | 0 | N | N
TRAVIS FOUNDRY - PDU | 11-111-TPA | Y | TRAVIS FOUNDRY - PDU , 11-111-TPA |  |  | 62.47 | 1992-04-21 | John | 10 | 0 | N | N
TRAVIS FOUNDRY - PDU | 11-111-TPA | Y | TRAVIS FOUNDRY - PDU , 11-111-TPA |  |  | 62.84 | 1992-04-21 | John | 10 | 0 | N | N
TRAVIS FOUNDRY - PDU | 11-111-TPA | Y | TRAVIS FOUNDRY - PDU , 11-111-TPA |  |  | 64.46 | 1992-04-21 | John | 10 | 0 | N | N
TRAVIS FOUNDRY - PDU | 11-111-TPA | Y | TRAVIS FOUNDRY - PDU , 11-111-TPA |  |  | 74.05 | 1992-04-21 | John | 10 | 0 | N | N
TRAVIS FOUNDRY - PDU | 11-111-TPA | Y | TRAVIS FOUNDRY - PDU , 11-111-TPA |  |  | 79.81 | 1992-04-21 | John | 10 | 0 | N | N
TRAVIS FOUNDRY - PDU | 11-111-TPA | Y | TRAVIS FOUNDRY - PDU , 11-111-TPA |  |  | 106.52 | 1992-04-21 | John | 10 | 0 | N | N
AFL | T2CVH100-4N-SN | Y | AFL , T2CVH100-4N-SN | JEA SUBSTATION | CSC Stores | 120.34 | 1992-04-21 | John | 1 | 0 | N | N
AFL | T2CVH100-4N-SN | Y | AFL , T2CVH100-4N-SN |  |  | 120.71 | 1992-04-21 | John | 1 | 0 | N | N
AFL | T2CVH100-4N-SN | Y | AFL , T2CVH100-4N-SN |  |  | 123.95 | 1992-04-21 | John | 1 | 0 | N | N
AFL | T2CVH100-4N-SN | Y | AFL , T2CVH100-4N-SN |  |  | 127.34 | 1992-04-21 | John | 1 | 0 | N | N
AFL | T2CVH100-4N-SN | Y | AFL , T2CVH100-4N-SN |  |  | 127.57 | 1992-04-21 | John | 1 | 0 | N | N
AFL | T2CVH100-4N-SN | Y | AFL , T2CVH100-4N-SN |  |  | 129.81 | 1992-04-21 | John | 1 | 0 | N | N
AFL | T2CVH100-4N-SN | Y | AFL , T2CVH100-4N-SN |  |  | 130.35 | 1992-04-21 | John | 1 | 0 | N | N
AFL | T2CVH100-4N-SN | Y | AFL , T2CVH100-4N-SN |  |  | 131.44 | 1992-04-21 | John | 1 | 0 | N | N
AFL | T2CVH100-4N-SN | Y | AFL , T2CVH100-4N-SN |  |  | 131.64 | 1992-04-21 | John | 1 | 0 | N | N
AFL | T2CVH100-4N-SN | Y | AFL , T2CVH100-4N-SN |  |  | 132.3 | 1992-04-21 | John | 1 | 0 | N | N
AFL | T2CVH100-4N-SN | Y | AFL , T2CVH100-4N-SN |  |  | 132.32 | 1992-04-21 | John | 1 | 0 | N | N
AFL | T2CVH100-4N-SN | Y | AFL , T2CVH100-4N-SN |  |  | 133.17 | 1992-04-21 | John | 1 | 0 | N | N
AFL | T2CVH100-4N-SN | Y | AFL , T2CVH100-4N-SN |  |  | 135.32 | 1992-04-21 | John | 1 | 0 | N | N
AFL | T2CVH100-4N-SN | Y | AFL , T2CVH100-4N-SN |  |  | 136.82 | 1992-04-21 | John | 1 | 0 | N | N
AFL | T2CVH100-4N-SN | Y | AFL , T2CVH100-4N-SN |  |  | 145.81 | 1992-04-21 | John | 1 | 0 | N | N
AFL | T2CVH100-4N-SN | Y | AFL , T2CVH100-4N-SN |  |  | 148.91 | 1992-04-21 | John | 1 | 0 | N | N
AFL | T2CVH100-4N-SN | Y | AFL , T2CVH100-4N-SN |  |  | 149.7 | 1992-04-21 | John | 1 | 0 | N | N
AFL | T2CVH100-4N-SN | Y | AFL , T2CVH100-4N-SN |  |  | 149.91 | 1992-04-21 | John | 1 | 0 | N | N
AFL | T2CVH100-4N-SN | Y | AFL , T2CVH100-4N-SN |  |  | 150.03 | 1992-04-21 | John | 1 | 0 | N | N
AFL | T2CVH100-4N-SN | Y | AFL , T2CVH100-4N-SN |  |  | 150.09 | 1992-04-21 | John | 1 | 0 | N | N
AFL | T2CVH100-4N-SN | Y | AFL , T2CVH100-4N-SN |  |  | 150.13 | 1992-04-21 | John | 1 | 0 | N | N
AFL | T2CVH100-4N-SN | Y | AFL , T2CVH100-4N-SN |  |  | 150.18 | 1992-04-21 | John | 1 | 0 | N | N
DOSSERT | T2CVH 100-4N-SN | Y | DOSSERT , T2CVH 100-4N-SN | JEA SUBSTATION | CSC Stores | 120.34 | 1992-04-21 | John | 1 | 0 | N | N
DOSSERT | T2CVH 100-4N-SN | Y | DOSSERT , T2CVH 100-4N-SN |  |  | 120.71 | 1992-04-21 | John | 1 | 0 | N | N
DOSSERT | T2CVH 100-4N-SN | Y | DOSSERT , T2CVH 100-4N-SN |  |  | 123.95 | 1992-04-21 | John | 1 | 0 | N | N
DOSSERT | T2CVH 100-4N-SN | Y | DOSSERT , T2CVH 100-4N-SN |  |  | 127.34 | 1992-04-21 | John | 1 | 0 | N | N
DOSSERT | T2CVH 100-4N-SN | Y | DOSSERT , T2CVH 100-4N-SN |  |  | 127.57 | 1992-04-21 | John | 1 | 0 | N | N
DOSSERT | T2CVH 100-4N-SN | Y | DOSSERT , T2CVH 100-4N-SN |  |  | 129.81 | 1992-04-21 | John | 1 | 0 | N | N
DOSSERT | T2CVH 100-4N-SN | Y | DOSSERT , T2CVH 100-4N-SN |  |  | 130.35 | 1992-04-21 | John | 1 | 0 | N | N
DOSSERT | T2CVH 100-4N-SN | Y | DOSSERT , T2CVH 100-4N-SN |  |  | 131.44 | 1992-04-21 | John | 1 | 0 | N | N
DOSSERT | T2CVH 100-4N-SN | Y | DOSSERT , T2CVH 100-4N-SN |  |  | 131.64 | 1992-04-21 | John | 1 | 0 | N | N
DOSSERT | T2CVH 100-4N-SN | Y | DOSSERT , T2CVH 100-4N-SN |  |  | 132.3 | 1992-04-21 | John | 1 | 0 | N | N
DOSSERT | T2CVH 100-4N-SN | Y | DOSSERT , T2CVH 100-4N-SN |  |  | 132.32 | 1992-04-21 | John | 1 | 0 | N | N
DOSSERT | T2CVH 100-4N-SN | Y | DOSSERT , T2CVH 100-4N-SN |  |  | 133.17 | 1992-04-21 | John | 1 | 0 | N | N
DOSSERT | T2CVH 100-4N-SN | Y | DOSSERT , T2CVH 100-4N-SN |  |  | 135.32 | 1992-04-21 | John | 1 | 0 | N | N
DOSSERT | T2CVH 100-4N-SN | Y | DOSSERT , T2CVH 100-4N-SN |  |  | 136.82 | 1992-04-21 | John | 1 | 0 | N | N
DOSSERT | T2CVH 100-4N-SN | Y | DOSSERT , T2CVH 100-4N-SN |  |  | 145.81 | 1992-04-21 | John | 1 | 0 | N | N
DOSSERT | T2CVH 100-4N-SN | Y | DOSSERT , T2CVH 100-4N-SN |  |  | 148.91 | 1992-04-21 | John | 1 | 0 | N | N
DOSSERT | T2CVH 100-4N-SN | Y | DOSSERT , T2CVH 100-4N-SN |  |  | 149.7 | 1992-04-21 | John | 1 | 0 | N | N
DOSSERT | T2CVH 100-4N-SN | Y | DOSSERT , T2CVH 100-4N-SN |  |  | 149.91 | 1992-04-21 | John | 1 | 0 | N | N
DOSSERT | T2CVH 100-4N-SN | Y | DOSSERT , T2CVH 100-4N-SN |  |  | 150.03 | 1992-04-21 | John | 1 | 0 | N | N
DOSSERT | T2CVH 100-4N-SN | Y | DOSSERT , T2CVH 100-4N-SN |  |  | 150.09 | 1992-04-21 | John | 1 | 0 | N | N
DOSSERT | T2CVH 100-4N-SN | Y | DOSSERT , T2CVH 100-4N-SN |  |  | 150.13 | 1992-04-21 | John | 1 | 0 | N | N
DOSSERT | T2CVH 100-4N-SN | Y | DOSSERT , T2CVH 100-4N-SN |  |  | 150.18 | 1992-04-21 | John | 1 | 0 | N | N
HOMAC | 7MM-100-4NR | Y | HOMAC , 7MM-100-4NR | JEA SUBSTATION | CSC Stores | 120.34 | 1992-04-21 | John | 1 | 0 | N | N
HOMAC | 7MM-100-4NR | Y | HOMAC , 7MM-100-4NR |  |  | 120.71 | 1992-04-21 | John | 1 | 0 | N | N
HOMAC | 7MM-100-4NR | Y | HOMAC , 7MM-100-4NR |  |  | 123.95 | 1992-04-21 | John | 1 | 0 | N | N
HOMAC | 7MM-100-4NR | Y | HOMAC , 7MM-100-4NR |  |  | 127.34 | 1992-04-21 | John | 1 | 0 | N | N
HOMAC | 7MM-100-4NR | Y | HOMAC , 7MM-100-4NR |  |  | 127.57 | 1992-04-21 | John | 1 | 0 | N | N
HOMAC | 7MM-100-4NR | Y | HOMAC , 7MM-100-4NR |  |  | 129.81 | 1992-04-21 | John | 1 | 0 | N | N
HOMAC | 7MM-100-4NR | Y | HOMAC , 7MM-100-4NR |  |  | 130.35 | 1992-04-21 | John | 1 | 0 | N | N
HOMAC | 7MM-100-4NR | Y | HOMAC , 7MM-100-4NR |  |  | 131.44 | 1992-04-21 | John | 1 | 0 | N | N
HOMAC | 7MM-100-4NR | Y | HOMAC , 7MM-100-4NR |  |  | 131.64 | 1992-04-21 | John | 1 | 0 | N | N
HOMAC | 7MM-100-4NR | Y | HOMAC , 7MM-100-4NR |  |  | 132.3 | 1992-04-21 | John | 1 | 0 | N | N
HOMAC | 7MM-100-4NR | Y | HOMAC , 7MM-100-4NR |  |  | 132.32 | 1992-04-21 | John | 1 | 0 | N | N
HOMAC | 7MM-100-4NR | Y | HOMAC , 7MM-100-4NR |  |  | 133.17 | 1992-04-21 | John | 1 | 0 | N | N
HOMAC | 7MM-100-4NR | Y | HOMAC , 7MM-100-4NR |  |  | 135.32 | 1992-04-21 | John | 1 | 0 | N | N
HOMAC | 7MM-100-4NR | Y | HOMAC , 7MM-100-4NR |  |  | 136.82 | 1992-04-21 | John | 1 | 0 | N | N
HOMAC | 7MM-100-4NR | Y | HOMAC , 7MM-100-4NR |  |  | 145.81 | 1992-04-21 | John | 1 | 0 | N | N
HOMAC | 7MM-100-4NR | Y | HOMAC , 7MM-100-4NR |  |  | 148.91 | 1992-04-21 | John | 1 | 0 | N | N
HOMAC | 7MM-100-4NR | Y | HOMAC , 7MM-100-4NR |  |  | 149.7 | 1992-04-21 | John | 1 | 0 | N | N
HOMAC | 7MM-100-4NR | Y | HOMAC , 7MM-100-4NR |  |  | 149.91 | 1992-04-21 | John | 1 | 0 | N | N
HOMAC | 7MM-100-4NR | Y | HOMAC , 7MM-100-4NR |  |  | 150.03 | 1992-04-21 | John | 1 | 0 | N | N
HOMAC | 7MM-100-4NR | Y | HOMAC , 7MM-100-4NR |  |  | 150.09 | 1992-04-21 | John | 1 | 0 | N | N
HOMAC | 7MM-100-4NR | Y | HOMAC , 7MM-100-4NR |  |  | 150.13 | 1992-04-21 | John | 1 | 0 | N | N
HOMAC | 7MM-100-4NR | Y | HOMAC , 7MM-100-4NR |  |  | 150.18 | 1992-04-21 | John | 1 | 0 | N | N
PLP | H2ZRD28-4N-E | Y | PLP , H2ZRD28-4N-E | JEA SUBSTATION | CSC Stores | 120.34 | 1992-04-21 | John | 1 | 0 | N | N
PLP | H2ZRD28-4N-E | Y | PLP , H2ZRD28-4N-E |  |  | 120.71 | 1992-04-21 | John | 1 | 0 | N | N
PLP | H2ZRD28-4N-E | Y | PLP , H2ZRD28-4N-E |  |  | 123.95 | 1992-04-21 | John | 1 | 0 | N | N
PLP | H2ZRD28-4N-E | Y | PLP , H2ZRD28-4N-E |  |  | 127.34 | 1992-04-21 | John | 1 | 0 | N | N
PLP | H2ZRD28-4N-E | Y | PLP , H2ZRD28-4N-E |  |  | 127.57 | 1992-04-21 | John | 1 | 0 | N | N
PLP | H2ZRD28-4N-E | Y | PLP , H2ZRD28-4N-E |  |  | 129.81 | 1992-04-21 | John | 1 | 0 | N | N
PLP | H2ZRD28-4N-E | Y | PLP , H2ZRD28-4N-E |  |  | 130.35 | 1992-04-21 | John | 1 | 0 | N | N
PLP | H2ZRD28-4N-E | Y | PLP , H2ZRD28-4N-E |  |  | 131.44 | 1992-04-21 | John | 1 | 0 | N | N
PLP | H2ZRD28-4N-E | Y | PLP , H2ZRD28-4N-E |  |  | 131.64 | 1992-04-21 | John | 1 | 0 | N | N
PLP | H2ZRD28-4N-E | Y | PLP , H2ZRD28-4N-E |  |  | 132.3 | 1992-04-21 | John | 1 | 0 | N | N
PLP | H2ZRD28-4N-E | Y | PLP , H2ZRD28-4N-E |  |  | 132.32 | 1992-04-21 | John | 1 | 0 | N | N
PLP | H2ZRD28-4N-E | Y | PLP , H2ZRD28-4N-E |  |  | 133.17 | 1992-04-21 | John | 1 | 0 | N | N
PLP | H2ZRD28-4N-E | Y | PLP , H2ZRD28-4N-E |  |  | 135.32 | 1992-04-21 | John | 1 | 0 | N | N
PLP | H2ZRD28-4N-E | Y | PLP , H2ZRD28-4N-E |  |  | 136.82 | 1992-04-21 | John | 1 | 0 | N | N
PLP | H2ZRD28-4N-E | Y | PLP , H2ZRD28-4N-E |  |  | 145.81 | 1992-04-21 | John | 1 | 0 | N | N
PLP | H2ZRD28-4N-E | Y | PLP , H2ZRD28-4N-E |  |  | 148.91 | 1992-04-21 | John | 1 | 0 | N | N
PLP | H2ZRD28-4N-E | Y | PLP , H2ZRD28-4N-E |  |  | 149.7 | 1992-04-21 | John | 1 | 0 | N | N
PLP | H2ZRD28-4N-E | Y | PLP , H2ZRD28-4N-E |  |  | 149.91 | 1992-04-21 | John | 1 | 0 | N | N
PLP | H2ZRD28-4N-E | Y | PLP , H2ZRD28-4N-E |  |  | 150.03 | 1992-04-21 | John | 1 | 0 | N | N
PLP | H2ZRD28-4N-E | Y | PLP , H2ZRD28-4N-E |  |  | 150.09 | 1992-04-21 | John | 1 | 0 | N | N
PLP | H2ZRD28-4N-E | Y | PLP , H2ZRD28-4N-E |  |  | 150.13 | 1992-04-21 | John | 1 | 0 | N | N
PLP | H2ZRD28-4N-E | Y | PLP , H2ZRD28-4N-E |  |  | 150.18 | 1992-04-21 | John | 1 | 0 | N | N
SEFCOR | FNCT2-34-4A-TP | Y | SEFCOR , FNCT2-34-4A-TP | JEA SUBSTATION | CSC Stores | 120.34 | 1992-04-21 | John | 1 | 0 | N | N
SEFCOR | FNCT2-34-4A-TP | Y | SEFCOR , FNCT2-34-4A-TP |  |  | 120.71 | 1992-04-21 | John | 1 | 0 | N | N
SEFCOR | FNCT2-34-4A-TP | Y | SEFCOR , FNCT2-34-4A-TP |  |  | 123.95 | 1992-04-21 | John | 1 | 0 | N | N
SEFCOR | FNCT2-34-4A-TP | Y | SEFCOR , FNCT2-34-4A-TP |  |  | 127.34 | 1992-04-21 | John | 1 | 0 | N | N
SEFCOR | FNCT2-34-4A-TP | Y | SEFCOR , FNCT2-34-4A-TP |  |  | 127.57 | 1992-04-21 | John | 1 | 0 | N | N
SEFCOR | FNCT2-34-4A-TP | Y | SEFCOR , FNCT2-34-4A-TP |  |  | 129.81 | 1992-04-21 | John | 1 | 0 | N | N
SEFCOR | FNCT2-34-4A-TP | Y | SEFCOR , FNCT2-34-4A-TP |  |  | 130.35 | 1992-04-21 | John | 1 | 0 | N | N
SEFCOR | FNCT2-34-4A-TP | Y | SEFCOR , FNCT2-34-4A-TP |  |  | 131.44 | 1992-04-21 | John | 1 | 0 | N | N
SEFCOR | FNCT2-34-4A-TP | Y | SEFCOR , FNCT2-34-4A-TP |  |  | 131.64 | 1992-04-21 | John | 1 | 0 | N | N
SEFCOR | FNCT2-34-4A-TP | Y | SEFCOR , FNCT2-34-4A-TP |  |  | 132.3 | 1992-04-21 | John | 1 | 0 | N | N
SEFCOR | FNCT2-34-4A-TP | Y | SEFCOR , FNCT2-34-4A-TP |  |  | 132.32 | 1992-04-21 | John | 1 | 0 | N | N
SEFCOR | FNCT2-34-4A-TP | Y | SEFCOR , FNCT2-34-4A-TP |  |  | 133.17 | 1992-04-21 | John | 1 | 0 | N | N
SEFCOR | FNCT2-34-4A-TP | Y | SEFCOR , FNCT2-34-4A-TP |  |  | 135.32 | 1992-04-21 | John | 1 | 0 | N | N
SEFCOR | FNCT2-34-4A-TP | Y | SEFCOR , FNCT2-34-4A-TP |  |  | 136.82 | 1992-04-21 | John | 1 | 0 | N | N
SEFCOR | FNCT2-34-4A-TP | Y | SEFCOR , FNCT2-34-4A-TP |  |  | 145.81 | 1992-04-21 | John | 1 | 0 | N | N
SEFCOR | FNCT2-34-4A-TP | Y | SEFCOR , FNCT2-34-4A-TP |  |  | 148.91 | 1992-04-21 | John | 1 | 0 | N | N
SEFCOR | FNCT2-34-4A-TP | Y | SEFCOR , FNCT2-34-4A-TP |  |  | 149.7 | 1992-04-21 | John | 1 | 0 | N | N
SEFCOR | FNCT2-34-4A-TP | Y | SEFCOR , FNCT2-34-4A-TP |  |  | 149.91 | 1992-04-21 | John | 1 | 0 | N | N
SEFCOR | FNCT2-34-4A-TP | Y | SEFCOR , FNCT2-34-4A-TP |  |  | 150.03 | 1992-04-21 | John | 1 | 0 | N | N
SEFCOR | FNCT2-34-4A-TP | Y | SEFCOR , FNCT2-34-4A-TP |  |  | 150.09 | 1992-04-21 | John | 1 | 0 | N | N
SEFCOR | FNCT2-34-4A-TP | Y | SEFCOR , FNCT2-34-4A-TP |  |  | 150.13 | 1992-04-21 | John | 1 | 0 | N | N
SEFCOR | FNCT2-34-4A-TP | Y | SEFCOR , FNCT2-34-4A-TP |  |  | 150.18 | 1992-04-21 | John | 1 | 0 | N | N
TRAVIS FOUNDRY - PDU | 11-234-TPA | Y | TRAVIS FOUNDRY - PDU , 11-234-TPA | JEA SUBSTATION | CSC Stores | 120.34 | 1992-04-21 | John | 1 | 0 | N | N
TRAVIS FOUNDRY - PDU | 11-234-TPA | Y | TRAVIS FOUNDRY - PDU , 11-234-TPA |  |  | 120.71 | 1992-04-21 | John | 1 | 0 | N | N
TRAVIS FOUNDRY - PDU | 11-234-TPA | Y | TRAVIS FOUNDRY - PDU , 11-234-TPA |  |  | 123.95 | 1992-04-21 | John | 1 | 0 | N | N
TRAVIS FOUNDRY - PDU | 11-234-TPA | Y | TRAVIS FOUNDRY - PDU , 11-234-TPA |  |  | 127.34 | 1992-04-21 | John | 1 | 0 | N | N
TRAVIS FOUNDRY - PDU | 11-234-TPA | Y | TRAVIS FOUNDRY - PDU , 11-234-TPA |  |  | 127.57 | 1992-04-21 | John | 1 | 0 | N | N
TRAVIS FOUNDRY - PDU | 11-234-TPA | Y | TRAVIS FOUNDRY - PDU , 11-234-TPA |  |  | 129.81 | 1992-04-21 | John | 1 | 0 | N | N
TRAVIS FOUNDRY - PDU | 11-234-TPA | Y | TRAVIS FOUNDRY - PDU , 11-234-TPA |  |  | 130.35 | 1992-04-21 | John | 1 | 0 | N | N
TRAVIS FOUNDRY - PDU | 11-234-TPA | Y | TRAVIS FOUNDRY - PDU , 11-234-TPA |  |  | 131.44 | 1992-04-21 | John | 1 | 0 | N | N
TRAVIS FOUNDRY - PDU | 11-234-TPA | Y | TRAVIS FOUNDRY - PDU , 11-234-TPA |  |  | 131.64 | 1992-04-21 | John | 1 | 0 | N | N
TRAVIS FOUNDRY - PDU | 11-234-TPA | Y | TRAVIS FOUNDRY - PDU , 11-234-TPA |  |  | 132.3 | 1992-04-21 | John | 1 | 0 | N | N
TRAVIS FOUNDRY - PDU | 11-234-TPA | Y | TRAVIS FOUNDRY - PDU , 11-234-TPA |  |  | 132.32 | 1992-04-21 | John | 1 | 0 | N | N
TRAVIS FOUNDRY - PDU | 11-234-TPA | Y | TRAVIS FOUNDRY - PDU , 11-234-TPA |  |  | 133.17 | 1992-04-21 | John | 1 | 0 | N | N
TRAVIS FOUNDRY - PDU | 11-234-TPA | Y | TRAVIS FOUNDRY - PDU , 11-234-TPA |  |  | 135.32 | 1992-04-21 | John | 1 | 0 | N | N
TRAVIS FOUNDRY - PDU | 11-234-TPA | Y | TRAVIS FOUNDRY - PDU , 11-234-TPA |  |  | 136.82 | 1992-04-21 | John | 1 | 0 | N | N
TRAVIS FOUNDRY - PDU | 11-234-TPA | Y | TRAVIS FOUNDRY - PDU , 11-234-TPA |  |  | 145.81 | 1992-04-21 | John | 1 | 0 | N | N
TRAVIS FOUNDRY - PDU | 11-234-TPA | Y | TRAVIS FOUNDRY - PDU , 11-234-TPA |  |  | 148.91 | 1992-04-21 | John | 1 | 0 | N | N
TRAVIS FOUNDRY - PDU | 11-234-TPA | Y | TRAVIS FOUNDRY - PDU , 11-234-TPA |  |  | 149.7 | 1992-04-21 | John | 1 | 0 | N | N
TRAVIS FOUNDRY - PDU | 11-234-TPA | Y | TRAVIS FOUNDRY - PDU , 11-234-TPA |  |  | 149.91 | 1992-04-21 | John | 1 | 0 | N | N
TRAVIS FOUNDRY - PDU | 11-234-TPA | Y | TRAVIS FOUNDRY - PDU , 11-234-TPA |  |  | 150.03 | 1992-04-21 | John | 1 | 0 | N | N
TRAVIS FOUNDRY - PDU | 11-234-TPA | Y | TRAVIS FOUNDRY - PDU , 11-234-TPA |  |  | 150.09 | 1992-04-21 | John | 1 | 0 | N | N
TRAVIS FOUNDRY - PDU | 11-234-TPA | Y | TRAVIS FOUNDRY - PDU , 11-234-TPA |  |  | 150.13 | 1992-04-21 | John | 1 | 0 | N | N
TRAVIS FOUNDRY - PDU | 11-234-TPA | Y | TRAVIS FOUNDRY - PDU , 11-234-TPA |  |  | 150.18 | 1992-04-21 | John | 1 | 0 | N | N
AFL | T2CVH100-4N4-SN | Y | AFL , T2CVH100-4N4-SN | JEA SUBSTATION | CSC Stores | 101.5 | 1992-04-11 | John | 1 | 0 | N | N
AFL | T2CVH100-4N4-SN | Y | AFL , T2CVH100-4N4-SN |  |  | 103.26 | 1992-04-11 | John | 1 | 0 | N | N
AFL | T2CVH100-4N4-SN | Y | AFL , T2CVH100-4N4-SN |  |  | 104.43 | 1992-04-11 | John | 1 | 0 | N | N
AFL | T2CVH100-4N4-SN | Y | AFL , T2CVH100-4N4-SN |  |  | 109.46 | 1992-04-11 | John | 1 | 0 | N | N
AFL | T2CVH100-4N4-SN | Y | AFL , T2CVH100-4N4-SN |  |  | 154.25 | 1992-04-11 | John | 1 | 0 | N | N
AFL | T2CVH100-4N4-SN | Y | AFL , T2CVH100-4N4-SN |  |  | 154.28 | 1992-04-11 | John | 1 | 0 | N | N
AFL | T2CVH100-4N4-SN | Y | AFL , T2CVH100-4N4-SN |  |  | 154.97 | 1992-04-11 | John | 1 | 0 | N | N
AFL | T2CVH100-4N4-SN | Y | AFL , T2CVH100-4N4-SN |  |  | 158.64 | 1992-04-11 | John | 1 | 0 | N | N
ANDERSON | SWHD-100-D-TP | Y | ANDERSON , SWHD-100-D-TP | JEA SUBSTATION | CSC Stores | 101.5 | 1992-04-11 | John | 1 | 0 | N | N
ANDERSON | SWHD-100-D-TP | Y | ANDERSON , SWHD-100-D-TP |  |  | 103.26 | 1992-04-11 | John | 1 | 0 | N | N
ANDERSON | SWHD-100-D-TP | Y | ANDERSON , SWHD-100-D-TP |  |  | 104.43 | 1992-04-11 | John | 1 | 0 | N | N
ANDERSON | SWHD-100-D-TP | Y | ANDERSON , SWHD-100-D-TP |  |  | 109.46 | 1992-04-11 | John | 1 | 0 | N | N
ANDERSON | SWHD-100-D-TP | Y | ANDERSON , SWHD-100-D-TP |  |  | 154.25 | 1992-04-11 | John | 1 | 0 | N | N
ANDERSON | SWHD-100-D-TP | Y | ANDERSON , SWHD-100-D-TP |  |  | 154.28 | 1992-04-11 | John | 1 | 0 | N | N
ANDERSON | SWHD-100-D-TP | Y | ANDERSON , SWHD-100-D-TP |  |  | 154.97 | 1992-04-11 | John | 1 | 0 | N | N
ANDERSON | SWHD-100-D-TP | Y | ANDERSON , SWHD-100-D-TP |  |  | 158.64 | 1992-04-11 | John | 1 | 0 | N | N
HOMAC | 7MM1-100-4NNR | Y | HOMAC , 7MM1-100-4NNR | JEA SUBSTATION | CSC Stores | 101.5 | 1992-04-11 | John | 1 | 0 | N | N
HOMAC | 7MM1-100-4NNR | Y | HOMAC , 7MM1-100-4NNR |  |  | 103.26 | 1992-04-11 | John | 1 | 0 | N | N
HOMAC | 7MM1-100-4NNR | Y | HOMAC , 7MM1-100-4NNR |  |  | 104.43 | 1992-04-11 | John | 1 | 0 | N | N
HOMAC | 7MM1-100-4NNR | Y | HOMAC , 7MM1-100-4NNR |  |  | 109.46 | 1992-04-11 | John | 1 | 0 | N | N
HOMAC | 7MM1-100-4NNR | Y | HOMAC , 7MM1-100-4NNR |  |  | 154.25 | 1992-04-11 | John | 1 | 0 | N | N
HOMAC | 7MM1-100-4NNR | Y | HOMAC , 7MM1-100-4NNR |  |  | 154.28 | 1992-04-11 | John | 1 | 0 | N | N
HOMAC | 7MM1-100-4NNR | Y | HOMAC , 7MM1-100-4NNR |  |  | 154.97 | 1992-04-11 | John | 1 | 0 | N | N
HOMAC | 7MM1-100-4NNR | Y | HOMAC , 7MM1-100-4NNR |  |  | 158.64 | 1992-04-11 | John | 1 | 0 | N | N
PLP | H2ZRD28-4N4-E | Y | PLP , H2ZRD28-4N4-E | JEA SUBSTATION | CSC Stores | 101.5 | 1992-04-11 | John | 1 | 0 | N | N
PLP | H2ZRD28-4N4-E | Y | PLP , H2ZRD28-4N4-E |  |  | 103.26 | 1992-04-11 | John | 1 | 0 | N | N
PLP | H2ZRD28-4N4-E | Y | PLP , H2ZRD28-4N4-E |  |  | 104.43 | 1992-04-11 | John | 1 | 0 | N | N
PLP | H2ZRD28-4N4-E | Y | PLP , H2ZRD28-4N4-E |  |  | 109.46 | 1992-04-11 | John | 1 | 0 | N | N
PLP | H2ZRD28-4N4-E | Y | PLP , H2ZRD28-4N4-E |  |  | 154.25 | 1992-04-11 | John | 1 | 0 | N | N
PLP | H2ZRD28-4N4-E | Y | PLP , H2ZRD28-4N4-E |  |  | 154.28 | 1992-04-11 | John | 1 | 0 | N | N
PLP | H2ZRD28-4N4-E | Y | PLP , H2ZRD28-4N4-E |  |  | 154.97 | 1992-04-11 | John | 1 | 0 | N | N
PLP | H2ZRD28-4N4-E | Y | PLP , H2ZRD28-4N4-E |  |  | 158.64 | 1992-04-11 | John | 1 | 0 | N | N
SEFCOR | FNCT2-34-4B-TP | Y | SEFCOR , FNCT2-34-4B-TP | JEA SUBSTATION | CSC Stores | 101.5 | 1992-04-11 | John | 1 | 0 | N | N
SEFCOR | FNCT2-34-4B-TP | Y | SEFCOR , FNCT2-34-4B-TP |  |  | 103.26 | 1992-04-11 | John | 1 | 0 | N | N
SEFCOR | FNCT2-34-4B-TP | Y | SEFCOR , FNCT2-34-4B-TP |  |  | 104.43 | 1992-04-11 | John | 1 | 0 | N | N
SEFCOR | FNCT2-34-4B-TP | Y | SEFCOR , FNCT2-34-4B-TP |  |  | 109.46 | 1992-04-11 | John | 1 | 0 | N | N
SEFCOR | FNCT2-34-4B-TP | Y | SEFCOR , FNCT2-34-4B-TP |  |  | 154.25 | 1992-04-11 | John | 1 | 0 | N | N
SEFCOR | FNCT2-34-4B-TP | Y | SEFCOR , FNCT2-34-4B-TP |  |  | 154.28 | 1992-04-11 | John | 1 | 0 | N | N
SEFCOR | FNCT2-34-4B-TP | Y | SEFCOR , FNCT2-34-4B-TP |  |  | 154.97 | 1992-04-11 | John | 1 | 0 | N | N
SEFCOR | FNCT2-34-4B-TP | Y | SEFCOR , FNCT2-34-4B-TP |  |  | 158.64 | 1992-04-11 | John | 1 | 0 | N | N
TRAVIS FOUNDRY - PDU | 11-235-TPA | Y | TRAVIS FOUNDRY - PDU , 11-235-TPA | JEA SUBSTATION | CSC Stores | 101.5 | 1992-04-11 | John | 1 | 0 | N | N
TRAVIS FOUNDRY - PDU | 11-235-TPA | Y | TRAVIS FOUNDRY - PDU , 11-235-TPA |  |  | 103.26 | 1992-04-11 | John | 1 | 0 | N | N
TRAVIS FOUNDRY - PDU | 11-235-TPA | Y | TRAVIS FOUNDRY - PDU , 11-235-TPA |  |  | 104.43 | 1992-04-11 | John | 1 | 0 | N | N
TRAVIS FOUNDRY - PDU | 11-235-TPA | Y | TRAVIS FOUNDRY - PDU , 11-235-TPA |  |  | 109.46 | 1992-04-11 | John | 1 | 0 | N | N
TRAVIS FOUNDRY - PDU | 11-235-TPA | Y | TRAVIS FOUNDRY - PDU , 11-235-TPA |  |  | 154.25 | 1992-04-11 | John | 1 | 0 | N | N
TRAVIS FOUNDRY - PDU | 11-235-TPA | Y | TRAVIS FOUNDRY - PDU , 11-235-TPA |  |  | 154.28 | 1992-04-11 | John | 1 | 0 | N | N
TRAVIS FOUNDRY - PDU | 11-235-TPA | Y | TRAVIS FOUNDRY - PDU , 11-235-TPA |  |  | 154.97 | 1992-04-11 | John | 1 | 0 | N | N
TRAVIS FOUNDRY - PDU | 11-235-TPA | Y | TRAVIS FOUNDRY - PDU , 11-235-TPA |  |  | 158.64 | 1992-04-11 | John | 1 | 0 | N | N
AFL | TP125-4N-SN | Y | AFL , TP125-4N-SN | JEA SUBSTATION | CSC Stores | 70.83 | 1992-04-21 | John | 10 | 0 | N | N
AFL | TP125-4N-SN | Y | AFL , TP125-4N-SN |  |  | 74.35 | 1992-04-21 | John | 10 | 0 | N | N
ANDERSON | STF4-12C-TP | Y | ANDERSON , STF4-12C-TP | JEA SUBSTATION | CSC Stores | 70.83 | 1992-04-21 | John | 10 | 0 | N | N
ANDERSON | STF4-12C-TP | Y | ANDERSON , STF4-12C-TP |  |  | 74.35 | 1992-04-21 | John | 10 | 0 | N | N
BURNDY CORP. | NA16-4NW | Y | BURNDY CORP. , NA16-4NW | JEA SUBSTATION | CSC Stores | 70.83 | 1992-04-21 | John | 10 | 0 | N | N
BURNDY CORP. | NA16-4NW | Y | BURNDY CORP. , NA16-4NW |  |  | 74.35 | 1992-04-21 | John | 10 | 0 | N | N
DOSSERT | TP-125-4N-SN | Y | DOSSERT , TP-125-4N-SN | JEA SUBSTATION | CSC Stores | 70.83 | 1992-04-21 | John | 10 | 0 | N | N
DOSSERT | TP-125-4N-SN | Y | DOSSERT , TP-125-4N-SN |  |  | 74.35 | 1992-04-21 | John | 10 | 0 | N | N
HOMAC | KL-G-4NR | Y | HOMAC , KL-G-4NR | JEA SUBSTATION | CSC Stores | 70.83 | 1992-04-21 | John | 10 | 0 | N | N
HOMAC | KL-G-4NR | Y | HOMAC , KL-G-4NR |  |  | 74.35 | 1992-04-21 | John | 10 | 0 | N | N
PLP | HZ39-4N-E | Y | PLP , HZ39-4N-E | JEA SUBSTATION | CSC Stores | 70.83 | 1992-04-21 | John | 10 | 0 | N | N
PLP | HZ39-4N-E | Y | PLP , HZ39-4N-E |  |  | 74.35 | 1992-04-21 | John | 10 | 0 | N | N
SEFCOR | FNTT-49-4A-SND | Y | SEFCOR , FNTT-49-4A-SND | JEA SUBSTATION | CSC Stores | 70.83 | 1992-04-21 | John | 10 | 0 | N | N
SEFCOR | FNTT-49-4A-SND | Y | SEFCOR , FNTT-49-4A-SND |  |  | 74.35 | 1992-04-21 | John | 10 | 0 | N | N
TRAVIS FOUNDRY - PDU | 11-150-TPA | Y | TRAVIS FOUNDRY - PDU , 11-150-TPA | JEA SUBSTATION | CSC Stores | 70.83 | 1992-04-21 | John | 10 | 0 | N | N
TRAVIS FOUNDRY - PDU | 11-150-TPA | Y | TRAVIS FOUNDRY - PDU , 11-150-TPA |  |  | 74.35 | 1992-04-21 | John | 10 | 0 | N | N
AFL | TP250-4N-SN | Y | AFL , TP250-4N-SN | JEA SUBSTATION | CSC Stores | 92.85 | 1992-04-21 | John | 1 | 0 | N | N
AFL | TP250-4N-SN | Y | AFL , TP250-4N-SN |  |  | 116.05 | 1992-04-21 | John | 1 | 0 | N | N
AFL | TP250-4N-SN | Y | AFL , TP250-4N-SN |  |  | 117.42 | 1992-04-21 | John | 1 | 0 | N | N
AFL | TP250-4N-SN | Y | AFL , TP250-4N-SN |  |  | 125.57 | 1992-04-21 | John | 1 | 0 | N | N
AFL | TP250-4N-SN | Y | AFL , TP250-4N-SN |  |  | 130.08 | 1992-04-21 | John | 1 | 0 | N | N
AFL | TP250-4N-SN | Y | AFL , TP250-4N-SN |  |  | 135.58 | 1992-04-21 | John | 1 | 0 | N | N
AFL | TP250-4N-SN | Y | AFL , TP250-4N-SN |  |  | 150 | 1992-04-21 | John | 1 | 0 | N | N
AFL | TP250-4N-SN | Y | AFL , TP250-4N-SN |  |  | 155.61 | 1992-04-21 | John | 1 | 0 | N | N
AFL | TP250-4N-SN | Y | AFL , TP250-4N-SN |  |  | 196.74 | 1992-04-21 | John | 1 | 0 | N | N
AFL | TP250-4N-SN | Y | AFL , TP250-4N-SN |  |  | 260.1 | 1992-04-21 | John | 1 | 0 | N | N
ANDERSON | STF4-24C-TP | Y | ANDERSON , STF4-24C-TP | JEA SUBSTATION | CSC Stores | 92.85 | 1992-04-21 | John | 1 | 0 | N | N
ANDERSON | STF4-24C-TP | Y | ANDERSON , STF4-24C-TP |  |  | 116.05 | 1992-04-21 | John | 1 | 0 | N | N
ANDERSON | STF4-24C-TP | Y | ANDERSON , STF4-24C-TP |  |  | 117.42 | 1992-04-21 | John | 1 | 0 | N | N
ANDERSON | STF4-24C-TP | Y | ANDERSON , STF4-24C-TP |  |  | 125.57 | 1992-04-21 | John | 1 | 0 | N | N
ANDERSON | STF4-24C-TP | Y | ANDERSON , STF4-24C-TP |  |  | 130.08 | 1992-04-21 | John | 1 | 0 | N | N
ANDERSON | STF4-24C-TP | Y | ANDERSON , STF4-24C-TP |  |  | 135.58 | 1992-04-21 | John | 1 | 0 | N | N
ANDERSON | STF4-24C-TP | Y | ANDERSON , STF4-24C-TP |  |  | 150 | 1992-04-21 | John | 1 | 0 | N | N
ANDERSON | STF4-24C-TP | Y | ANDERSON , STF4-24C-TP |  |  | 155.61 | 1992-04-21 | John | 1 | 0 | N | N
ANDERSON | STF4-24C-TP | Y | ANDERSON , STF4-24C-TP |  |  | 196.74 | 1992-04-21 | John | 1 | 0 | N | N
ANDERSON | STF4-24C-TP | Y | ANDERSON , STF4-24C-TP |  |  | 260.1 | 1992-04-21 | John | 1 | 0 | N | N
HOMAC | KL-K-4NR | Y | HOMAC , KL-K-4NR | JEA SUBSTATION | CSC Stores | 92.85 | 1992-04-21 | John | 1 | 0 | N | N
HOMAC | KL-K-4NR | Y | HOMAC , KL-K-4NR |  |  | 116.05 | 1992-04-21 | John | 1 | 0 | N | N
HOMAC | KL-K-4NR | Y | HOMAC , KL-K-4NR |  |  | 117.42 | 1992-04-21 | John | 1 | 0 | N | N
HOMAC | KL-K-4NR | Y | HOMAC , KL-K-4NR |  |  | 125.57 | 1992-04-21 | John | 1 | 0 | N | N
HOMAC | KL-K-4NR | Y | HOMAC , KL-K-4NR |  |  | 130.08 | 1992-04-21 | John | 1 | 0 | N | N
HOMAC | KL-K-4NR | Y | HOMAC , KL-K-4NR |  |  | 135.58 | 1992-04-21 | John | 1 | 0 | N | N
HOMAC | KL-K-4NR | Y | HOMAC , KL-K-4NR |  |  | 150 | 1992-04-21 | John | 1 | 0 | N | N
HOMAC | KL-K-4NR | Y | HOMAC , KL-K-4NR |  |  | 155.61 | 1992-04-21 | John | 1 | 0 | N | N
HOMAC | KL-K-4NR | Y | HOMAC , KL-K-4NR |  |  | 196.74 | 1992-04-21 | John | 1 | 0 | N | N
HOMAC | KL-K-4NR | Y | HOMAC , KL-K-4NR |  |  | 260.1 | 1992-04-21 | John | 1 | 0 | N | N
PLP | HZ42-4N-E | Y | PLP , HZ42-4N-E | JEA SUBSTATION | CSC Stores | 92.85 | 1992-04-21 | John | 1 | 0 | N | N
PLP | HZ42-4N-E | Y | PLP , HZ42-4N-E |  |  | 116.05 | 1992-04-21 | John | 1 | 0 | N | N
PLP | HZ42-4N-E | Y | PLP , HZ42-4N-E |  |  | 117.42 | 1992-04-21 | John | 1 | 0 | N | N
PLP | HZ42-4N-E | Y | PLP , HZ42-4N-E |  |  | 125.57 | 1992-04-21 | John | 1 | 0 | N | N
PLP | HZ42-4N-E | Y | PLP , HZ42-4N-E |  |  | 130.08 | 1992-04-21 | John | 1 | 0 | N | N
PLP | HZ42-4N-E | Y | PLP , HZ42-4N-E |  |  | 135.58 | 1992-04-21 | John | 1 | 0 | N | N
PLP | HZ42-4N-E | Y | PLP , HZ42-4N-E |  |  | 150 | 1992-04-21 | John | 1 | 0 | N | N
PLP | HZ42-4N-E | Y | PLP , HZ42-4N-E |  |  | 155.61 | 1992-04-21 | John | 1 | 0 | N | N
PLP | HZ42-4N-E | Y | PLP , HZ42-4N-E |  |  | 196.74 | 1992-04-21 | John | 1 | 0 | N | N
PLP | HZ42-4N-E | Y | PLP , HZ42-4N-E |  |  | 260.1 | 1992-04-21 | John | 1 | 0 | N | N
SEFCOR | FNTT-60-4A-SND | Y | SEFCOR , FNTT-60-4A-SND | JEA SUBSTATION | CSC Stores | 92.85 | 1992-04-21 | John | 1 | 0 | N | N
SEFCOR | FNTT-60-4A-SND | Y | SEFCOR , FNTT-60-4A-SND |  |  | 116.05 | 1992-04-21 | John | 1 | 0 | N | N
SEFCOR | FNTT-60-4A-SND | Y | SEFCOR , FNTT-60-4A-SND |  |  | 117.42 | 1992-04-21 | John | 1 | 0 | N | N
SEFCOR | FNTT-60-4A-SND | Y | SEFCOR , FNTT-60-4A-SND |  |  | 125.57 | 1992-04-21 | John | 1 | 0 | N | N
SEFCOR | FNTT-60-4A-SND | Y | SEFCOR , FNTT-60-4A-SND |  |  | 130.08 | 1992-04-21 | John | 1 | 0 | N | N
SEFCOR | FNTT-60-4A-SND | Y | SEFCOR , FNTT-60-4A-SND |  |  | 135.58 | 1992-04-21 | John | 1 | 0 | N | N
SEFCOR | FNTT-60-4A-SND | Y | SEFCOR , FNTT-60-4A-SND |  |  | 150 | 1992-04-21 | John | 1 | 0 | N | N
SEFCOR | FNTT-60-4A-SND | Y | SEFCOR , FNTT-60-4A-SND |  |  | 155.61 | 1992-04-21 | John | 1 | 0 | N | N
SEFCOR | FNTT-60-4A-SND | Y | SEFCOR , FNTT-60-4A-SND |  |  | 196.74 | 1992-04-21 | John | 1 | 0 | N | N
SEFCOR | FNTT-60-4A-SND | Y | SEFCOR , FNTT-60-4A-SND |  |  | 260.1 | 1992-04-21 | John | 1 | 0 | N | N
TRAVIS FOUNDRY - PDU | 11-159-TPA | Y | TRAVIS FOUNDRY - PDU , 11-159-TPA | JEA SUBSTATION | CSC Stores | 92.85 | 1992-04-21 | John | 1 | 0 | N | N
TRAVIS FOUNDRY - PDU | 11-159-TPA | Y | TRAVIS FOUNDRY - PDU , 11-159-TPA |  |  | 116.05 | 1992-04-21 | John | 1 | 0 | N | N
TRAVIS FOUNDRY - PDU | 11-159-TPA | Y | TRAVIS FOUNDRY - PDU , 11-159-TPA |  |  | 117.42 | 1992-04-21 | John | 1 | 0 | N | N
TRAVIS FOUNDRY - PDU | 11-159-TPA | Y | TRAVIS FOUNDRY - PDU , 11-159-TPA |  |  | 125.57 | 1992-04-21 | John | 1 | 0 | N | N
TRAVIS FOUNDRY - PDU | 11-159-TPA | Y | TRAVIS FOUNDRY - PDU , 11-159-TPA |  |  | 130.08 | 1992-04-21 | John | 1 | 0 | N | N
TRAVIS FOUNDRY - PDU | 11-159-TPA | Y | TRAVIS FOUNDRY - PDU , 11-159-TPA |  |  | 135.58 | 1992-04-21 | John | 1 | 0 | N | N
TRAVIS FOUNDRY - PDU | 11-159-TPA | Y | TRAVIS FOUNDRY - PDU , 11-159-TPA |  |  | 150 | 1992-04-21 | John | 1 | 0 | N | N
TRAVIS FOUNDRY - PDU | 11-159-TPA | Y | TRAVIS FOUNDRY - PDU , 11-159-TPA |  |  | 155.61 | 1992-04-21 | John | 1 | 0 | N | N
TRAVIS FOUNDRY - PDU | 11-159-TPA | Y | TRAVIS FOUNDRY - PDU , 11-159-TPA |  |  | 196.74 | 1992-04-21 | John | 1 | 0 | N | N
TRAVIS FOUNDRY - PDU | 11-159-TPA | Y | TRAVIS FOUNDRY - PDU , 11-159-TPA |  |  | 260.1 | 1992-04-21 | John | 1 | 0 | N | N
AFL | TP300-4N-SN | Y | AFL , TP300-4N-SN | JEA SUBSTATION | CSC Stores | 75 | 1992-04-21 | John | 1 | 0 | N | N
AFL | TP300-4N-SN | Y | AFL , TP300-4N-SN |  |  | 150.39 | 1992-04-21 | John | 1 | 0 | N | N
AFL | TP300-4N-SN | Y | AFL , TP300-4N-SN |  |  | 154.76 | 1992-04-21 | John | 1 | 0 | N | N
AFL | TP300-4N-SN | Y | AFL , TP300-4N-SN |  |  | 159.24 | 1992-04-21 | John | 1 | 0 | N | N
AFL | TP300-4N-SN | Y | AFL , TP300-4N-SN |  |  | 175.38 | 1992-04-21 | John | 1 | 0 | N | N
ANDERSON | STF4-30C-TP | Y | ANDERSON , STF4-30C-TP | JEA SUBSTATION | CSC Stores | 75 | 1992-04-21 | John | 1 | 0 | N | N
ANDERSON | STF4-30C-TP | Y | ANDERSON , STF4-30C-TP |  |  | 150.39 | 1992-04-21 | John | 1 | 0 | N | N
ANDERSON | STF4-30C-TP | Y | ANDERSON , STF4-30C-TP |  |  | 154.76 | 1992-04-21 | John | 1 | 0 | N | N
ANDERSON | STF4-30C-TP | Y | ANDERSON , STF4-30C-TP |  |  | 159.24 | 1992-04-21 | John | 1 | 0 | N | N
ANDERSON | STF4-30C-TP | Y | ANDERSON , STF4-30C-TP |  |  | 175.38 | 1992-04-21 | John | 1 | 0 | N | N
HOMAC | KL-L-4NR | Y | HOMAC , KL-L-4NR | JEA SUBSTATION | CSC Stores | 75 | 1992-04-21 | John | 1 | 0 | N | N
HOMAC | KL-L-4NR | Y | HOMAC , KL-L-4NR |  |  | 150.39 | 1992-04-21 | John | 1 | 0 | N | N
HOMAC | KL-L-4NR | Y | HOMAC , KL-L-4NR |  |  | 154.76 | 1992-04-21 | John | 1 | 0 | N | N
HOMAC | KL-L-4NR | Y | HOMAC , KL-L-4NR |  |  | 159.24 | 1992-04-21 | John | 1 | 0 | N | N
HOMAC | KL-L-4NR | Y | HOMAC , KL-L-4NR |  |  | 175.38 | 1992-04-21 | John | 1 | 0 | N | N
PLP | HZ43-4N-E | Y | PLP , HZ43-4N-E | JEA SUBSTATION | CSC Stores | 75 | 1992-04-21 | John | 1 | 0 | N | N
PLP | HZ43-4N-E | Y | PLP , HZ43-4N-E |  |  | 150.39 | 1992-04-21 | John | 1 | 0 | N | N
PLP | HZ43-4N-E | Y | PLP , HZ43-4N-E |  |  | 154.76 | 1992-04-21 | John | 1 | 0 | N | N
PLP | HZ43-4N-E | Y | PLP , HZ43-4N-E |  |  | 159.24 | 1992-04-21 | John | 1 | 0 | N | N
PLP | HZ43-4N-E | Y | PLP , HZ43-4N-E |  |  | 175.38 | 1992-04-21 | John | 1 | 0 | N | N
SEFCOR | FNTT-62-4A-SND | Y | SEFCOR , FNTT-62-4A-SND | JEA SUBSTATION | CSC Stores | 75 | 1992-04-21 | John | 1 | 0 | N | N
SEFCOR | FNTT-62-4A-SND | Y | SEFCOR , FNTT-62-4A-SND |  |  | 150.39 | 1992-04-21 | John | 1 | 0 | N | N
SEFCOR | FNTT-62-4A-SND | Y | SEFCOR , FNTT-62-4A-SND |  |  | 154.76 | 1992-04-21 | John | 1 | 0 | N | N
SEFCOR | FNTT-62-4A-SND | Y | SEFCOR , FNTT-62-4A-SND |  |  | 159.24 | 1992-04-21 | John | 1 | 0 | N | N
SEFCOR | FNTT-62-4A-SND | Y | SEFCOR , FNTT-62-4A-SND |  |  | 175.38 | 1992-04-21 | John | 1 | 0 | N | N
TRAVIS FOUNDRY - PDU | 11-162-TPA | Y | TRAVIS FOUNDRY - PDU , 11-162-TPA | JEA SUBSTATION | CSC Stores | 75 | 1992-04-21 | John | 1 | 0 | N | N
TRAVIS FOUNDRY - PDU | 11-162-TPA | Y | TRAVIS FOUNDRY - PDU , 11-162-TPA |  |  | 150.39 | 1992-04-21 | John | 1 | 0 | N | N
TRAVIS FOUNDRY - PDU | 11-162-TPA | Y | TRAVIS FOUNDRY - PDU , 11-162-TPA |  |  | 154.76 | 1992-04-21 | John | 1 | 0 | N | N
TRAVIS FOUNDRY - PDU | 11-162-TPA | Y | TRAVIS FOUNDRY - PDU , 11-162-TPA |  |  | 159.24 | 1992-04-21 | John | 1 | 0 | N | N
TRAVIS FOUNDRY - PDU | 11-162-TPA | Y | TRAVIS FOUNDRY - PDU , 11-162-TPA |  |  | 175.38 | 1992-04-21 | John | 1 | 0 | N | N
THOMAS AND BETTS | 10RC-6F | Y | THOMAS AND BETTS , 10RC-6F | JEA SUBSTATION | CSC Stores | 0.43 | 1992-01-14 | John | 10 | 0 | N | N
THOMAS AND BETTS | 10RC-6F | Y | THOMAS AND BETTS , 10RC-6F |  |  | 0.5 | 1992-01-14 | John | 10 | 0 | N | N
THOMAS AND BETTS | 10RC-6F | Y | THOMAS AND BETTS , 10RC-6F |  |  | 0.55 | 1992-01-14 | John | 10 | 0 | N | N
THOMAS AND BETTS | 10RC-6F | Y | THOMAS AND BETTS , 10RC-6F |  |  | 0.57 | 1992-01-14 | John | 10 | 0 | N | N
THOMAS AND BETTS | 10RC-6F | Y | THOMAS AND BETTS , 10RC-6F |  |  | 0.78 | 1992-01-14 | John | 10 | 0 | N | N
THOMAS AND BETTS | 10RC-8F | Y | THOMAS AND BETTS , 10RC-8F | JEA SUBSTATION | CSC Stores | 0.53 | 1992-01-14 | John | 10 | 0 | N | N
THOMAS AND BETTS | 10RC-8F | Y | THOMAS AND BETTS , 10RC-8F |  |  | 0.56 | 1992-01-14 | John | 10 | 0 | N | N
THOMAS AND BETTS | 10RC-8F | Y | THOMAS AND BETTS , 10RC-8F |  |  | 0.59 | 1992-01-14 | John | 10 | 0 | N | N
THOMAS AND BETTS | 10RC-8F | Y | THOMAS AND BETTS , 10RC-8F |  |  | 0.6 | 1992-01-14 | John | 10 | 0 | N | N
THOMAS AND BETTS | 10RC-10F | Y | THOMAS AND BETTS , 10RC-10F | JEA SUBSTATION | CSC Stores | 0.3 | 1992-01-14 | John | 1 | 0 | N | N
THOMAS AND BETTS | 10RC-10F | Y | THOMAS AND BETTS , 10RC-10F |  |  | 0.32 | 1992-01-14 | John | 1 | 0 | N | N
THOMAS AND BETTS | 10RC-10F | Y | THOMAS AND BETTS , 10RC-10F |  |  | 0.39 | 1992-01-14 | John | 1 | 0 | N | N
THOMAS AND BETTS | 10RC-10F | Y | THOMAS AND BETTS , 10RC-10F |  |  | 0.4 | 1992-01-14 | John | 1 | 0 | N | N
THOMAS AND BETTS | 10RC-10F | Y | THOMAS AND BETTS , 10RC-10F |  |  | 0.43 | 1992-01-14 | John | 1 | 0 | N | N
THOMAS AND BETTS | 10RC-10F | Y | THOMAS AND BETTS , 10RC-10F |  |  | 0.5 | 1992-01-14 | John | 1 | 0 | N | N
THOMAS AND BETTS | 10RC-10F | Y | THOMAS AND BETTS , 10RC-10F |  |  | 0.55 | 1992-01-14 | John | 1 | 0 | N | N
THOMAS AND BETTS | 10RC-10F | Y | THOMAS AND BETTS , 10RC-10F |  |  | 0.57 | 1992-01-14 | John | 1 | 0 | N | N
THOMAS AND BETTS | 10RC-10F | Y | THOMAS AND BETTS , 10RC-10F |  |  | 0.59 | 1992-01-14 | John | 1 | 0 | N | N
THOMAS AND BETTS | 10RC-14F | Y | THOMAS AND BETTS , 10RC-14F | JEA SUBSTATION | CSC Stores | 0.35 | 1992-01-14 | John | 1 | 0 | N | N
THOMAS AND BETTS | 10RC-14F | Y | THOMAS AND BETTS , 10RC-14F |  |  | 0.61 | 1992-01-14 | John | 1 | 0 | N | N
THOMAS AND BETTS | 10RC-14F | Y | THOMAS AND BETTS , 10RC-14F |  |  | 0.69 | 1992-01-14 | John | 1 | 0 | N | N
THOMAS AND BETTS | 10RC-14F | Y | THOMAS AND BETTS , 10RC-14F |  |  | 0.96 | 1992-01-14 | John | 1 | 0 | N | N
THOMAS AND BETTS | 10RC-14F | Y | THOMAS AND BETTS , 10RC-14F |  |  | 1.12 | 1992-01-14 | John | 1 | 0 | N | N
THOMAS AND BETTS | B14-10 | Y | THOMAS AND BETTS , B14-10 | JEA SUBSTATION | CSC Stores | 0.19 | 1992-01-14 | John | 100 | 0 | N | N
THOMAS AND BETTS | B14-10 | Y | THOMAS AND BETTS , B14-10 |  |  | 0.2 | 1992-01-14 | John | 100 | 0 | N | N
THOMAS AND BETTS | B14-10 | Y | THOMAS AND BETTS , B14-10 |  |  | 0.23 | 1992-01-14 | John | 100 | 0 | N | N
THOMAS AND BETTS | B14-10 | Y | THOMAS AND BETTS , B14-10 |  |  | 0.26 | 1992-01-14 | John | 100 | 0 | N | N
THOMAS AND BETTS | B14-10 | Y | THOMAS AND BETTS , B14-10 |  |  | 0.28 | 1992-01-14 | John | 100 | 0 | N | N
THOMAS AND BETTS | B14-10 | Y | THOMAS AND BETTS , B14-10 |  |  | 0.29 | 1992-01-14 | John | 100 | 0 | N | N
THOMAS AND BETTS | B14-10 | Y | THOMAS AND BETTS , B14-10 |  |  | 0.35 | 1992-01-14 | John | 100 | 0 | N | N
THOMAS AND BETTS | B14-10 | Y | THOMAS AND BETTS , B14-10 |  |  | 0.36 | 1992-01-14 | John | 100 | 0 | N | N
THOMAS AND BETTS | C10-10 | Y | THOMAS AND BETTS , C10-10 | JEA SUBSTATION | CSC Stores | 0.21 | 1992-01-14 | John | 50 | 0 | N | N
THOMAS AND BETTS | C10-10 | Y | THOMAS AND BETTS , C10-10 |  |  | 0.22 | 1992-01-14 | John | 50 | 0 | N | N
THOMAS AND BETTS | C10-10 | Y | THOMAS AND BETTS , C10-10 |  |  | 0.28 | 1992-01-14 | John | 50 | 0 | N | N
THOMAS AND BETTS | C10-10 | Y | THOMAS AND BETTS , C10-10 |  |  | 0.29 | 1992-01-14 | John | 50 | 0 | N | N
THOMAS AND BETTS | C10-10 | Y | THOMAS AND BETTS , C10-10 |  |  | 0.34 | 1992-01-14 | John | 50 | 0 | N | N
THOMAS AND BETTS | C10-10 | Y | THOMAS AND BETTS , C10-10 |  |  | 0.39 | 1992-01-14 | John | 50 | 0 | N | N
THOMAS AND BETTS | C10-10 | Y | THOMAS AND BETTS , C10-10 |  |  | 0.4 | 1992-01-14 | John | 50 | 0 | N | N
THOMAS AND BETTS | C10-10 | Y | THOMAS AND BETTS , C10-10 |  |  | 0.41 | 1992-01-14 | John | 50 | 0 | N | N
THOMAS AND BETTS | C10-10 | Y | THOMAS AND BETTS , C10-10 |  |  | 0.42 | 1992-01-14 | John | 50 | 0 | N | N
THOMAS AND BETTS | C10-10 | Y | THOMAS AND BETTS , C10-10 |  |  | 0.47 | 1992-01-14 | John | 50 | 0 | N | N
THOMAS AND BETTS | C10-10 | Y | THOMAS AND BETTS , C10-10 |  |  | 0.48 | 1992-01-14 | John | 50 | 0 | N | N
THOMAS AND BETTS | C10-10 | Y | THOMAS AND BETTS , C10-10 |  |  | 0.49 | 1992-01-14 | John | 50 | 0 | N | N
THOMAS AND BETTS | C10-10 | Y | THOMAS AND BETTS , C10-10 |  |  | 0.51 | 1992-01-14 | John | 50 | 0 | N | N
THOMAS AND BETTS | C10-10 | Y | THOMAS AND BETTS , C10-10 |  |  | 0.52 | 1992-01-14 | John | 50 | 0 | N | N
THOMAS AND BETTS | D8-10 | Y | THOMAS AND BETTS , D8-10 | JEA SUBSTATION | CSC Stores | 0.57 | 1992-01-14 | John | 25 | 0 | N | N
THOMAS AND BETTS | D8-10 | Y | THOMAS AND BETTS , D8-10 |  |  | 0.58 | 1992-01-14 | John | 25 | 0 | N | N
THOMAS AND BETTS | D8-10 | Y | THOMAS AND BETTS , D8-10 |  |  | 0.62 | 1992-01-14 | John | 25 | 0 | N | N
THOMAS AND BETTS | D8-10 | Y | THOMAS AND BETTS , D8-10 |  |  | 1.05 | 1992-01-14 | John | 25 | 0 | N | N
THOMAS AND BETTS | D8-10 | Y | THOMAS AND BETTS , D8-10 |  |  | 1.07 | 1992-01-14 | John | 25 | 0 | N | N
THOMAS AND BETTS | D8-10 | Y | THOMAS AND BETTS , D8-10 |  |  | 1.1 | 1992-01-14 | John | 25 | 0 | N | N
THOMAS AND BETTS | D8-10 | Y | THOMAS AND BETTS , D8-10 |  |  | 1.12 | 1992-01-14 | John | 25 | 0 | N | N
THOMAS AND BETTS | D8-10 | Y | THOMAS AND BETTS , D8-10 |  |  | 1.15 | 1992-01-14 | John | 25 | 0 | N | N
THOMAS AND BETTS | D8-10 | Y | THOMAS AND BETTS , D8-10 |  |  | 1.32 | 1992-01-14 | John | 25 | 0 | N | N
THOMAS AND BETTS | D8-10 | Y | THOMAS AND BETTS , D8-10 |  |  | 1.35 | 1992-01-14 | John | 25 | 0 | N | N
THOMAS AND BETTS | D8-10 | Y | THOMAS AND BETTS , D8-10 |  |  | 1.75 | 1992-01-14 | John | 25 | 0 | N | N
THOMAS AND BETTS | D8-14-SK | Y | THOMAS AND BETTS , D8-14-SK | JEA SUBSTATION | CSC Stores | 0.85 | 1992-01-14 | John | 1 | 0 | N | N
THOMAS AND BETTS | D8-14-SK | Y | THOMAS AND BETTS , D8-14-SK |  |  | 0.99 | 1992-01-14 | John | 1 | 0 | N | N
THOMAS AND BETTS | D8-14-SK | Y | THOMAS AND BETTS , D8-14-SK |  |  | 1.1 | 1992-01-14 | John | 1 | 0 | N | N
THOMAS AND BETTS | D8-14-SK | Y | THOMAS AND BETTS , D8-14-SK |  |  | 1.14 | 1992-01-14 | John | 1 | 0 | N | N
THOMAS AND BETTS | D8-14-SK | Y | THOMAS AND BETTS , D8-14-SK |  |  | 1.45 | 1992-01-14 | John | 1 | 0 | N | N
THOMAS AND BETTS | D8-14-SK | Y | THOMAS AND BETTS , D8-14-SK |  |  | 1.85 | 1992-01-14 | John | 1 | 0 | N | N
THOMAS AND BETTS | D8-516 | Y | THOMAS AND BETTS , D8-516 | JEA SUBSTATION | CSC Stores | 0.48 | 1992-01-14 | John | 1 | 0 | N | N
THOMAS AND BETTS | D8-516 | Y | THOMAS AND BETTS , D8-516 |  |  | 0.91 | 1992-01-14 | John | 1 | 0 | N | N
THOMAS AND BETTS | D8-516 | Y | THOMAS AND BETTS , D8-516 |  |  | 1.06 | 1992-01-14 | John | 1 | 0 | N | N
THOMAS AND BETTS | D8-38 | Y | THOMAS AND BETTS , D8-38 | JEA SUBSTATION | CSC Stores | 0.68 | 1992-01-14 | John | 1 | 0 | N | N
THOMAS AND BETTS | D8-38 | Y | THOMAS AND BETTS , D8-38 |  |  | 0.89 | 1992-01-14 | John | 1 | 0 | N | N
THOMAS AND BETTS | D8-38 | Y | THOMAS AND BETTS , D8-38 |  |  | 1.17 | 1992-01-14 | John | 1 | 0 | N | N
THOMAS AND BETTS | D8-38 | Y | THOMAS AND BETTS , D8-38 |  |  | 2.72 | 1992-01-14 | John | 1 | 0 | N | N
THOMAS AND BETTS | E6-14 | Y | THOMAS AND BETTS , E6-14 | JEA SUBSTATION | CSC Stores | 1.13 | 1992-01-14 | John | 20 | 0 | N | N
THOMAS AND BETTS | E6-14 | Y | THOMAS AND BETTS , E6-14 |  |  | 1.16 | 1992-01-14 | John | 20 | 0 | N | N
THOMAS AND BETTS | E6-14 | Y | THOMAS AND BETTS , E6-14 |  |  | 1.17 | 1992-01-14 | John | 20 | 0 | N | N
THOMAS AND BETTS | E6-14 | Y | THOMAS AND BETTS , E6-14 |  |  | 1.22 | 1992-01-14 | John | 20 | 0 | N | N
THOMAS AND BETTS | E6-14 | Y | THOMAS AND BETTS , E6-14 |  |  | 1.25 | 1992-01-14 | John | 20 | 0 | N | N
THOMAS AND BETTS | E6-14 | Y | THOMAS AND BETTS , E6-14 |  |  | 1.26 | 1992-01-14 | John | 20 | 0 | N | N
THOMAS AND BETTS | 14RB-516 | Y | THOMAS AND BETTS , 14RB-516 | JEA SUBSTATION | CSC Stores | 0.27 | 1992-01-14 | John | 100 | 0 | N | N
THOMAS AND BETTS | 14RB-516 | Y | THOMAS AND BETTS , 14RB-516 |  |  | 0.47 | 1992-01-14 | John | 100 | 0 | N | N
THOMAS AND BETTS | 14RB-516 | Y | THOMAS AND BETTS , 14RB-516 |  |  | 0.59 | 1992-01-14 | John | 100 | 0 | N | N
THOMAS AND BETTS | 14RB-516 | Y | THOMAS AND BETTS , 14RB-516 |  |  | 0.63 | 1992-01-14 | John | 100 | 0 | N | N
THOMAS AND BETTS | 14RB-38 | Y | THOMAS AND BETTS , 14RB-38 | JEA SUBSTATION | CSC Stores | 0.47 | 1992-01-14 | John | 100 | 0 | N | N
THOMAS AND BETTS | 14RB-38 | Y | THOMAS AND BETTS , 14RB-38 |  |  | 0.59 | 1992-01-14 | John | 100 | 0 | N | N
THOMAS AND BETTS | 14RB-38 | Y | THOMAS AND BETTS , 14RB-38 |  |  | 0.63 | 1992-01-14 | John | 100 | 0 | N | N
THOMAS AND BETTS | 14RB-38 | Y | THOMAS AND BETTS , 14RB-38 |  |  | 0.77 | 1992-01-14 | John | 100 | 0 | N | N
THOMAS AND BETTS | 10RC-8 | Y | THOMAS AND BETTS , 10RC-8 | JEA SUBSTATION | CSC Stores | 0.3 | 1992-01-14 | John | 1 | 0 | N | N
THOMAS AND BETTS | 10RC-8 | Y | THOMAS AND BETTS , 10RC-8 |  |  | 0.55 | 1992-01-14 | John | 1 | 0 | N | N
THOMAS AND BETTS | 10RC-8 | Y | THOMAS AND BETTS , 10RC-8 |  |  | 0.56 | 1992-01-14 | John | 1 | 0 | N | N
THOMAS AND BETTS | 10RC-8 | Y | THOMAS AND BETTS , 10RC-8 |  |  | 0.59 | 1992-01-14 | John | 1 | 0 | N | N
THOMAS AND BETTS | 10RC-8 | Y | THOMAS AND BETTS , 10RC-8 |  |  | 0.6 | 1992-01-14 | John | 1 | 0 | N | N
THOMAS AND BETTS | 10RC-8 | Y | THOMAS AND BETTS , 10RC-8 |  |  | 0.61 | 1992-01-14 | John | 1 | 0 | N | N
THOMAS AND BETTS | 10RC-8 | Y | THOMAS AND BETTS , 10RC-8 |  |  | 0.64 | 1992-01-14 | John | 1 | 0 | N | N
THOMAS AND BETTS | 10RC-8 | Y | THOMAS AND BETTS , 10RC-8 |  |  | 0.65 | 1992-01-14 | John | 1 | 0 | N | N
THOMAS AND BETTS | 10RC-8 | Y | THOMAS AND BETTS , 10RC-8 |  |  | 0.68 | 1992-01-14 | John | 1 | 0 | N | N
THOMAS AND BETTS | 10RC-516 | Y | THOMAS AND BETTS , 10RC-516 | JEA SUBSTATION | CSC Stores | 0.36 | 1992-01-14 | John | 1 | 0 | N | N
THOMAS AND BETTS | 10RC-516 | Y | THOMAS AND BETTS , 10RC-516 |  |  | 0.87 | 1992-01-14 | John | 1 | 0 | N | N
THOMAS AND BETTS | 10RC-516 | Y | THOMAS AND BETTS , 10RC-516 |  |  | 0.98 | 1992-01-14 | John | 1 | 0 | N | N
THOMAS AND BETTS | 10RC-38 | Y | THOMAS AND BETTS , 10RC-38 | JEA SUBSTATION | CSC Stores | 0.32 | 1992-01-14 | John | 1 | 0 | N | N
THOMAS AND BETTS | 10RC-38 | Y | THOMAS AND BETTS , 10RC-38 |  |  | 0.54 | 1992-01-14 | John | 1 | 0 | N | N
THOMAS AND BETTS | 10RC-38 | Y | THOMAS AND BETTS , 10RC-38 |  |  | 0.62 | 1992-01-14 | John | 1 | 0 | N | N
THOMAS AND BETTS | 10RC-38 | Y | THOMAS AND BETTS , 10RC-38 |  |  | 0.67 | 1992-01-14 | John | 1 | 0 | N | N
THOMAS AND BETTS | 10RC-38 | Y | THOMAS AND BETTS , 10RC-38 |  |  | 0.69 | 1992-01-14 | John | 1 | 0 | N | N
THOMAS AND BETTS | 10RC-38 | Y | THOMAS AND BETTS , 10RC-38 |  |  | 0.7 | 1992-01-14 | John | 1 | 0 | N | N
THOMAS AND BETTS | 10RC-38 | Y | THOMAS AND BETTS , 10RC-38 |  |  | 0.72 | 1992-01-14 | John | 1 | 0 | N | N
THOMAS AND BETTS | 10RC-38 | Y | THOMAS AND BETTS , 10RC-38 |  |  | 0.95 | 1992-01-14 | John | 1 | 0 | N | N
ANDERSON | ACS-2-6 | Y | ANDERSON , ACS-2-6 | JEA UNDERGROUND DISTRIBUTION | CSC Stores | 0.27 | 2001-12-04 13:18 | Anjanece | 100 | 0 | N | N
ANDERSON | ACS-2-6 | Y | ANDERSON , ACS-2-6 |  |  | 0.28 | 2001-12-04 13:18 | Anjanece | 100 | 0 | N | N
ANDERSON | ACS-2-6 | Y | ANDERSON , ACS-2-6 |  |  | 0.3 | 2001-12-04 13:18 | Anjanece | 100 | 0 | N | N
ANDERSON | ACS-2-6 | Y | ANDERSON , ACS-2-6 |  |  | 0.32 | 2001-12-04 13:18 | Anjanece | 100 | 0 | N | N
ANDERSON | ACS-2-6 | Y | ANDERSON , ACS-2-6 |  |  | 0.33 | 2001-12-04 13:18 | Anjanece | 100 | 0 | N | N
ANDERSON | ACS-2-6 | Y | ANDERSON , ACS-2-6 |  |  | 0.34 | 2001-12-04 13:18 | Anjanece | 100 | 0 | N | N
ANDERSON | ACS-2-6 | Y | ANDERSON , ACS-2-6 |  |  | 0.35 | 2001-12-04 13:18 | Anjanece | 100 | 0 | N | N
ANDERSON | ACS-2-6 | Y | ANDERSON , ACS-2-6 |  |  | 0.4 | 2001-12-04 13:18 | Anjanece | 100 | 0 | N | N
ANDERSON | ACS-2-6 | Y | ANDERSON , ACS-2-6 |  |  | 0.41 | 2001-12-04 13:18 | Anjanece | 100 | 0 | N | N
ANDERSON | ACS-2-6 | Y | ANDERSON , ACS-2-6 |  |  | 0.45 | 2001-12-04 13:18 | Anjanece | 100 | 0 | N | N
ANDERSON | ACS-2-6 | Y | ANDERSON , ACS-2-6 |  |  | 0.48 | 2001-12-04 13:18 | Anjanece | 100 | 0 | N | N
ANDERSON | ACS-2-6 | Y | ANDERSON , ACS-2-6 |  |  | 0.51 | 2001-12-04 13:18 | Anjanece | 100 | 0 | N | N
ANDERSON | ACS-2-6 | Y | ANDERSON , ACS-2-6 |  |  | 0.54 | 2001-12-04 13:18 | Anjanece | 100 | 0 | N | N
ANDERSON | ACS-2-6 | Y | ANDERSON , ACS-2-6 |  |  | 0.69 | 2001-12-04 13:18 | Anjanece | 100 | 0 | N | N
ANDERSON | ACS-2-6 | Y | ANDERSON , ACS-2-6 |  | Storm Stores | 0 | 2019-07-29 09:36 | Anjanece |  | 0 | N | N
ANDERSON | ACS-2-6 | Y | ANDERSON , ACS-2-6 |  |  | 0.27 | 2019-07-29 09:36 | Anjanece |  | 0 | N | N
ANDERSON | ACS-2-6 | Y | ANDERSON , ACS-2-6 |  |  | 0.32 | 2019-07-29 09:36 | Anjanece |  | 0 | N | N
ANDERSON | ACS-2-6 | Y | ANDERSON , ACS-2-6 |  |  | 0.41 | 2019-07-29 09:36 | Anjanece |  | 0 | N | N
BURNDY CORP. | YSU2R4W | Y | BURNDY CORP. , YSU2R4W | JEA UNDERGROUND DISTRIBUTION | CSC Stores | 0.27 | 2001-12-04 13:18 | Anjanece | 100 | 0 | N | N
BURNDY CORP. | YSU2R4W | Y | BURNDY CORP. , YSU2R4W |  |  | 0.28 | 2001-12-04 13:18 | Anjanece | 100 | 0 | N | N
BURNDY CORP. | YSU2R4W | Y | BURNDY CORP. , YSU2R4W |  |  | 0.3 | 2001-12-04 13:18 | Anjanece | 100 | 0 | N | N
BURNDY CORP. | YSU2R4W | Y | BURNDY CORP. , YSU2R4W |  |  | 0.32 | 2001-12-04 13:18 | Anjanece | 100 | 0 | N | N
BURNDY CORP. | YSU2R4W | Y | BURNDY CORP. , YSU2R4W |  |  | 0.33 | 2001-12-04 13:18 | Anjanece | 100 | 0 | N | N
BURNDY CORP. | YSU2R4W | Y | BURNDY CORP. , YSU2R4W |  |  | 0.34 | 2001-12-04 13:18 | Anjanece | 100 | 0 | N | N
BURNDY CORP. | YSU2R4W | Y | BURNDY CORP. , YSU2R4W |  |  | 0.35 | 2001-12-04 13:18 | Anjanece | 100 | 0 | N | N
BURNDY CORP. | YSU2R4W | Y | BURNDY CORP. , YSU2R4W |  |  | 0.4 | 2001-12-04 13:18 | Anjanece | 100 | 0 | N | N
BURNDY CORP. | YSU2R4W | Y | BURNDY CORP. , YSU2R4W |  |  | 0.41 | 2001-12-04 13:18 | Anjanece | 100 | 0 | N | N
BURNDY CORP. | YSU2R4W | Y | BURNDY CORP. , YSU2R4W |  |  | 0.45 | 2001-12-04 13:18 | Anjanece | 100 | 0 | N | N
BURNDY CORP. | YSU2R4W | Y | BURNDY CORP. , YSU2R4W |  |  | 0.48 | 2001-12-04 13:18 | Anjanece | 100 | 0 | N | N
BURNDY CORP. | YSU2R4W | Y | BURNDY CORP. , YSU2R4W |  |  | 0.51 | 2001-12-04 13:18 | Anjanece | 100 | 0 | N | N
BURNDY CORP. | YSU2R4W | Y | BURNDY CORP. , YSU2R4W |  |  | 0.54 | 2001-12-04 13:18 | Anjanece | 100 | 0 | N | N
BURNDY CORP. | YSU2R4W | Y | BURNDY CORP. , YSU2R4W |  |  | 0.69 | 2001-12-04 13:18 | Anjanece | 100 | 0 | N | N
BURNDY CORP. | YSU2R4W | Y | BURNDY CORP. , YSU2R4W |  | Storm Stores | 0 | 2019-07-29 09:36 | Anjanece |  | 0 | N | N
BURNDY CORP. | YSU2R4W | Y | BURNDY CORP. , YSU2R4W |  |  | 0.27 | 2019-07-29 09:36 | Anjanece |  | 0 | N | N
BURNDY CORP. | YSU2R4W | Y | BURNDY CORP. , YSU2R4W |  |  | 0.32 | 2019-07-29 09:36 | Anjanece |  | 0 | N | N
BURNDY CORP. | YSU2R4W | Y | BURNDY CORP. , YSU2R4W |  |  | 0.41 | 2019-07-29 09:36 | Anjanece |  | 0 | N | N
HOMAC | UIB-26 | Y | HOMAC , UIB-26 | JEA UNDERGROUND DISTRIBUTION | CSC Stores | 0.27 | 2001-12-04 13:18 | Anjanece | 100 | 0 | N | N
HOMAC | UIB-26 | Y | HOMAC , UIB-26 |  |  | 0.28 | 2001-12-04 13:18 | Anjanece | 100 | 0 | N | N
HOMAC | UIB-26 | Y | HOMAC , UIB-26 |  |  | 0.3 | 2001-12-04 13:18 | Anjanece | 100 | 0 | N | N
HOMAC | UIB-26 | Y | HOMAC , UIB-26 |  |  | 0.32 | 2001-12-04 13:18 | Anjanece | 100 | 0 | N | N
HOMAC | UIB-26 | Y | HOMAC , UIB-26 |  |  | 0.33 | 2001-12-04 13:18 | Anjanece | 100 | 0 | N | N
HOMAC | UIB-26 | Y | HOMAC , UIB-26 |  |  | 0.34 | 2001-12-04 13:18 | Anjanece | 100 | 0 | N | N
HOMAC | UIB-26 | Y | HOMAC , UIB-26 |  |  | 0.35 | 2001-12-04 13:18 | Anjanece | 100 | 0 | N | N
HOMAC | UIB-26 | Y | HOMAC , UIB-26 |  |  | 0.4 | 2001-12-04 13:18 | Anjanece | 100 | 0 | N | N
HOMAC | UIB-26 | Y | HOMAC , UIB-26 |  |  | 0.41 | 2001-12-04 13:18 | Anjanece | 100 | 0 | N | N
HOMAC | UIB-26 | Y | HOMAC , UIB-26 |  |  | 0.45 | 2001-12-04 13:18 | Anjanece | 100 | 0 | N | N
HOMAC | UIB-26 | Y | HOMAC , UIB-26 |  |  | 0.48 | 2001-12-04 13:18 | Anjanece | 100 | 0 | N | N
HOMAC | UIB-26 | Y | HOMAC , UIB-26 |  |  | 0.51 | 2001-12-04 13:18 | Anjanece | 100 | 0 | N | N
HOMAC | UIB-26 | Y | HOMAC , UIB-26 |  |  | 0.54 | 2001-12-04 13:18 | Anjanece | 100 | 0 | N | N
HOMAC | UIB-26 | Y | HOMAC , UIB-26 |  |  | 0.69 | 2001-12-04 13:18 | Anjanece | 100 | 0 | N | N
HOMAC | UIB-26 | Y | HOMAC , UIB-26 |  | Storm Stores | 0 | 2019-07-29 09:36 | Anjanece |  | 0 | N | N
HOMAC | UIB-26 | Y | HOMAC , UIB-26 |  |  | 0.27 | 2019-07-29 09:36 | Anjanece |  | 0 | N | N
HOMAC | UIB-26 | Y | HOMAC , UIB-26 |  |  | 0.32 | 2019-07-29 09:36 | Anjanece |  | 0 | N | N
HOMAC | UIB-26 | Y | HOMAC , UIB-26 |  |  | 0.41 | 2019-07-29 09:36 | Anjanece |  | 0 | N | N
ITT BLACKBURN | CS71 | Y | ITT BLACKBURN , CS71 | JEA UNDERGROUND DISTRIBUTION | CSC Stores | 0.27 | 2001-12-04 13:18 | Anjanece | 100 | 0 | N | N
ITT BLACKBURN | CS71 | Y | ITT BLACKBURN , CS71 |  |  | 0.28 | 2001-12-04 13:18 | Anjanece | 100 | 0 | N | N
ITT BLACKBURN | CS71 | Y | ITT BLACKBURN , CS71 |  |  | 0.3 | 2001-12-04 13:18 | Anjanece | 100 | 0 | N | N
ITT BLACKBURN | CS71 | Y | ITT BLACKBURN , CS71 |  |  | 0.32 | 2001-12-04 13:18 | Anjanece | 100 | 0 | N | N
ITT BLACKBURN | CS71 | Y | ITT BLACKBURN , CS71 |  |  | 0.33 | 2001-12-04 13:18 | Anjanece | 100 | 0 | N | N
ITT BLACKBURN | CS71 | Y | ITT BLACKBURN , CS71 |  |  | 0.34 | 2001-12-04 13:18 | Anjanece | 100 | 0 | N | N
ITT BLACKBURN | CS71 | Y | ITT BLACKBURN , CS71 |  |  | 0.35 | 2001-12-04 13:18 | Anjanece | 100 | 0 | N | N
ITT BLACKBURN | CS71 | Y | ITT BLACKBURN , CS71 |  |  | 0.4 | 2001-12-04 13:18 | Anjanece | 100 | 0 | N | N
ITT BLACKBURN | CS71 | Y | ITT BLACKBURN , CS71 |  |  | 0.41 | 2001-12-04 13:18 | Anjanece | 100 | 0 | N | N
ITT BLACKBURN | CS71 | Y | ITT BLACKBURN , CS71 |  |  | 0.45 | 2001-12-04 13:18 | Anjanece | 100 | 0 | N | N
ITT BLACKBURN | CS71 | Y | ITT BLACKBURN , CS71 |  |  | 0.48 | 2001-12-04 13:18 | Anjanece | 100 | 0 | N | N
ITT BLACKBURN | CS71 | Y | ITT BLACKBURN , CS71 |  |  | 0.51 | 2001-12-04 13:18 | Anjanece | 100 | 0 | N | N
ITT BLACKBURN | CS71 | Y | ITT BLACKBURN , CS71 |  |  | 0.54 | 2001-12-04 13:18 | Anjanece | 100 | 0 | N | N
ITT BLACKBURN | CS71 | Y | ITT BLACKBURN , CS71 |  |  | 0.69 | 2001-12-04 13:18 | Anjanece | 100 | 0 | N | N
ITT BLACKBURN | CS71 | Y | ITT BLACKBURN , CS71 |  | Storm Stores | 0 | 2019-07-29 09:36 | Anjanece |  | 0 | N | N
ITT BLACKBURN | CS71 | Y | ITT BLACKBURN , CS71 |  |  | 0.27 | 2019-07-29 09:36 | Anjanece |  | 0 | N | N
ITT BLACKBURN | CS71 | Y | ITT BLACKBURN , CS71 |  |  | 0.32 | 2019-07-29 09:36 | Anjanece |  | 0 | N | N
ITT BLACKBURN | CS71 | Y | ITT BLACKBURN , CS71 |  |  | 0.41 | 2019-07-29 09:36 | Anjanece |  | 0 | N | N
KEARNEY | 20690 | Y | KEARNEY , 20690 | JEA UNDERGROUND DISTRIBUTION | CSC Stores | 0.27 | 2001-12-04 13:18 | Anjanece | 100 | 0 | N | N
KEARNEY | 20690 | Y | KEARNEY , 20690 |  |  | 0.28 | 2001-12-04 13:18 | Anjanece | 100 | 0 | N | N
KEARNEY | 20690 | Y | KEARNEY , 20690 |  |  | 0.3 | 2001-12-04 13:18 | Anjanece | 100 | 0 | N | N
KEARNEY | 20690 | Y | KEARNEY , 20690 |  |  | 0.32 | 2001-12-04 13:18 | Anjanece | 100 | 0 | N | N
KEARNEY | 20690 | Y | KEARNEY , 20690 |  |  | 0.33 | 2001-12-04 13:18 | Anjanece | 100 | 0 | N | N
KEARNEY | 20690 | Y | KEARNEY , 20690 |  |  | 0.34 | 2001-12-04 13:18 | Anjanece | 100 | 0 | N | N
KEARNEY | 20690 | Y | KEARNEY , 20690 |  |  | 0.35 | 2001-12-04 13:18 | Anjanece | 100 | 0 | N | N
KEARNEY | 20690 | Y | KEARNEY , 20690 |  |  | 0.4 | 2001-12-04 13:18 | Anjanece | 100 | 0 | N | N
KEARNEY | 20690 | Y | KEARNEY , 20690 |  |  | 0.41 | 2001-12-04 13:18 | Anjanece | 100 | 0 | N | N
KEARNEY | 20690 | Y | KEARNEY , 20690 |  |  | 0.45 | 2001-12-04 13:18 | Anjanece | 100 | 0 | N | N
KEARNEY | 20690 | Y | KEARNEY , 20690 |  |  | 0.48 | 2001-12-04 13:18 | Anjanece | 100 | 0 | N | N
KEARNEY | 20690 | Y | KEARNEY , 20690 |  |  | 0.51 | 2001-12-04 13:18 | Anjanece | 100 | 0 | N | N
KEARNEY | 20690 | Y | KEARNEY , 20690 |  |  | 0.54 | 2001-12-04 13:18 | Anjanece | 100 | 0 | N | N
KEARNEY | 20690 | Y | KEARNEY , 20690 |  |  | 0.69 | 2001-12-04 13:18 | Anjanece | 100 | 0 | N | N
KEARNEY | 20690 | Y | KEARNEY , 20690 |  | Storm Stores | 0 | 2019-07-29 09:36 | Anjanece |  | 0 | N | N
KEARNEY | 20690 | Y | KEARNEY , 20690 |  |  | 0.27 | 2019-07-29 09:36 | Anjanece |  | 0 | N | N
KEARNEY | 20690 | Y | KEARNEY , 20690 |  |  | 0.32 | 2019-07-29 09:36 | Anjanece |  | 0 | N | N
KEARNEY | 20690 | Y | KEARNEY , 20690 |  |  | 0.41 | 2019-07-29 09:36 | Anjanece |  | 0 | N | N
PENN-UNION | PSK-14 | Y | PENN-UNION , PSK-14 | JEA UNDERGROUND DISTRIBUTION | CSC Stores | 0.27 | 2001-12-04 13:18 | Anjanece | 100 | 0 | N | N
PENN-UNION | PSK-14 | Y | PENN-UNION , PSK-14 |  |  | 0.28 | 2001-12-04 13:18 | Anjanece | 100 | 0 | N | N
PENN-UNION | PSK-14 | Y | PENN-UNION , PSK-14 |  |  | 0.3 | 2001-12-04 13:18 | Anjanece | 100 | 0 | N | N
PENN-UNION | PSK-14 | Y | PENN-UNION , PSK-14 |  |  | 0.32 | 2001-12-04 13:18 | Anjanece | 100 | 0 | N | N
PENN-UNION | PSK-14 | Y | PENN-UNION , PSK-14 |  |  | 0.33 | 2001-12-04 13:18 | Anjanece | 100 | 0 | N | N
PENN-UNION | PSK-14 | Y | PENN-UNION , PSK-14 |  |  | 0.34 | 2001-12-04 13:18 | Anjanece | 100 | 0 | N | N
PENN-UNION | PSK-14 | Y | PENN-UNION , PSK-14 |  |  | 0.35 | 2001-12-04 13:18 | Anjanece | 100 | 0 | N | N
PENN-UNION | PSK-14 | Y | PENN-UNION , PSK-14 |  |  | 0.4 | 2001-12-04 13:18 | Anjanece | 100 | 0 | N | N
PENN-UNION | PSK-14 | Y | PENN-UNION , PSK-14 |  |  | 0.41 | 2001-12-04 13:18 | Anjanece | 100 | 0 | N | N
PENN-UNION | PSK-14 | Y | PENN-UNION , PSK-14 |  |  | 0.45 | 2001-12-04 13:18 | Anjanece | 100 | 0 | N | N
PENN-UNION | PSK-14 | Y | PENN-UNION , PSK-14 |  |  | 0.48 | 2001-12-04 13:18 | Anjanece | 100 | 0 | N | N
PENN-UNION | PSK-14 | Y | PENN-UNION , PSK-14 |  |  | 0.51 | 2001-12-04 13:18 | Anjanece | 100 | 0 | N | N
PENN-UNION | PSK-14 | Y | PENN-UNION , PSK-14 |  |  | 0.54 | 2001-12-04 13:18 | Anjanece | 100 | 0 | N | N
PENN-UNION | PSK-14 | Y | PENN-UNION , PSK-14 |  |  | 0.69 | 2001-12-04 13:18 | Anjanece | 100 | 0 | N | N
PENN-UNION | PSK-14 | Y | PENN-UNION , PSK-14 |  | Storm Stores | 0 | 2019-07-29 09:36 | Anjanece |  | 0 | N | N
PENN-UNION | PSK-14 | Y | PENN-UNION , PSK-14 |  |  | 0.27 | 2019-07-29 09:36 | Anjanece |  | 0 | N | N
PENN-UNION | PSK-14 | Y | PENN-UNION , PSK-14 |  |  | 0.32 | 2019-07-29 09:36 | Anjanece |  | 0 | N | N
PENN-UNION | PSK-14 | Y | PENN-UNION , PSK-14 |  |  | 0.41 | 2019-07-29 09:36 | Anjanece |  | 0 | N | N
THOMAS AND BETTS | CS71 | Y | THOMAS AND BETTS , CS71 | JEA UNDERGROUND DISTRIBUTION | CSC Stores | 0.27 | 2001-12-04 13:18 | Anjanece | 100 | 0 | N | N
THOMAS AND BETTS | CS71 | Y | THOMAS AND BETTS , CS71 |  |  | 0.28 | 2001-12-04 13:18 | Anjanece | 100 | 0 | N | N
THOMAS AND BETTS | CS71 | Y | THOMAS AND BETTS , CS71 |  |  | 0.3 | 2001-12-04 13:18 | Anjanece | 100 | 0 | N | N
THOMAS AND BETTS | CS71 | Y | THOMAS AND BETTS , CS71 |  |  | 0.32 | 2001-12-04 13:18 | Anjanece | 100 | 0 | N | N
THOMAS AND BETTS | CS71 | Y | THOMAS AND BETTS , CS71 |  |  | 0.33 | 2001-12-04 13:18 | Anjanece | 100 | 0 | N | N
THOMAS AND BETTS | CS71 | Y | THOMAS AND BETTS , CS71 |  |  | 0.34 | 2001-12-04 13:18 | Anjanece | 100 | 0 | N | N
THOMAS AND BETTS | CS71 | Y | THOMAS AND BETTS , CS71 |  |  | 0.35 | 2001-12-04 13:18 | Anjanece | 100 | 0 | N | N
THOMAS AND BETTS | CS71 | Y | THOMAS AND BETTS , CS71 |  |  | 0.4 | 2001-12-04 13:18 | Anjanece | 100 | 0 | N | N
THOMAS AND BETTS | CS71 | Y | THOMAS AND BETTS , CS71 |  |  | 0.41 | 2001-12-04 13:18 | Anjanece | 100 | 0 | N | N
THOMAS AND BETTS | CS71 | Y | THOMAS AND BETTS , CS71 |  |  | 0.45 | 2001-12-04 13:18 | Anjanece | 100 | 0 | N | N
THOMAS AND BETTS | CS71 | Y | THOMAS AND BETTS , CS71 |  |  | 0.48 | 2001-12-04 13:18 | Anjanece | 100 | 0 | N | N
THOMAS AND BETTS | CS71 | Y | THOMAS AND BETTS , CS71 |  |  | 0.51 | 2001-12-04 13:18 | Anjanece | 100 | 0 | N | N
THOMAS AND BETTS | CS71 | Y | THOMAS AND BETTS , CS71 |  |  | 0.54 | 2001-12-04 13:18 | Anjanece | 100 | 0 | N | N
THOMAS AND BETTS | CS71 | Y | THOMAS AND BETTS , CS71 |  |  | 0.69 | 2001-12-04 13:18 | Anjanece | 100 | 0 | N | N
THOMAS AND BETTS | CS71 | Y | THOMAS AND BETTS , CS71 |  | Storm Stores | 0 | 2019-07-29 09:36 | Anjanece |  | 0 | N | N
THOMAS AND BETTS | CS71 | Y | THOMAS AND BETTS , CS71 |  |  | 0.27 | 2019-07-29 09:36 | Anjanece |  | 0 | N | N
THOMAS AND BETTS | CS71 | Y | THOMAS AND BETTS , CS71 |  |  | 0.32 | 2019-07-29 09:36 | Anjanece |  | 0 | N | N
THOMAS AND BETTS | CS71 | Y | THOMAS AND BETTS , CS71 |  |  | 0.41 | 2019-07-29 09:36 | Anjanece |  | 0 | N | N
ALCON | SEE SPEC (CNNTS004KIT) | Y | ALCON , SEE SPEC (CNNTS004KIT) | JEA UNDERGROUND DISTRIBUTION | CSC Stores | 130.83 | 2001-12-04 13:19 | Anjanece | 1 | 0 | N | N
ALCON | SEE SPEC (CNNTS004KIT) | Y | ALCON , SEE SPEC (CNNTS004KIT) |  |  | 139.87 | 2001-12-04 13:19 | Anjanece | 1 | 0 | N | N
ALCON | SEE SPEC (CNNTS004KIT) | Y | ALCON , SEE SPEC (CNNTS004KIT) |  |  | 147.82 | 2001-12-04 13:19 | Anjanece | 1 | 0 | N | N
ALCON | SEE SPEC (CNNTS004KIT) | Y | ALCON , SEE SPEC (CNNTS004KIT) |  |  | 148.41 | 2001-12-04 13:19 | Anjanece | 1 | 0 | N | N
ALCON | SEE SPEC (CNNTS004KIT) | Y | ALCON , SEE SPEC (CNNTS004KIT) |  |  | 149.06 | 2001-12-04 13:19 | Anjanece | 1 | 0 | N | N
ALCON | SEE SPEC (CNNTS004KIT) | Y | ALCON , SEE SPEC (CNNTS004KIT) |  |  | 151.56 | 2001-12-04 13:19 | Anjanece | 1 | 0 | N | N
ALCON | SEE SPEC (CNNTS004KIT) | Y | ALCON , SEE SPEC (CNNTS004KIT) |  |  | 151.94 | 2001-12-04 13:19 | Anjanece | 1 | 0 | N | N
ALCON | SEE SPEC (CNNTS004KIT) | Y | ALCON , SEE SPEC (CNNTS004KIT) |  |  | 153.16 | 2001-12-04 13:19 | Anjanece | 1 | 0 | N | N
ALCON | SEE SPEC (CNNTS004KIT) | Y | ALCON , SEE SPEC (CNNTS004KIT) |  |  | 153.37 | 2001-12-04 13:19 | Anjanece | 1 | 0 | N | N
ALCON | SEE SPEC (CNNTS004KIT) | Y | ALCON , SEE SPEC (CNNTS004KIT) |  |  | 153.41 | 2001-12-04 13:19 | Anjanece | 1 | 0 | N | N
ALCON | SEE SPEC (CNNTS004KIT) | Y | ALCON , SEE SPEC (CNNTS004KIT) |  |  | 153.43 | 2001-12-04 13:19 | Anjanece | 1 | 0 | N | N
ALCON | SEE SPEC (CNNTS004KIT) | Y | ALCON , SEE SPEC (CNNTS004KIT) |  |  | 155.62 | 2001-12-04 13:19 | Anjanece | 1 | 0 | N | N
ALCON | SEE SPEC (CNNTS004KIT) | Y | ALCON , SEE SPEC (CNNTS004KIT) |  |  | 155.85 | 2001-12-04 13:19 | Anjanece | 1 | 0 | N | N
ALCON | SEE SPEC (CNNTS004KIT) | Y | ALCON , SEE SPEC (CNNTS004KIT) |  |  | 156.3 | 2001-12-04 13:19 | Anjanece | 1 | 0 | N | N
ALCON | SEE SPEC (CNNTS004KIT) | Y | ALCON , SEE SPEC (CNNTS004KIT) |  |  | 156.77 | 2001-12-04 13:19 | Anjanece | 1 | 0 | N | N
ALCON | SEE SPEC (CNNTS004KIT) | Y | ALCON , SEE SPEC (CNNTS004KIT) |  |  | 158.86 | 2001-12-04 13:19 | Anjanece | 1 | 0 | N | N
ALCON | SEE SPEC (CNNTS004KIT) | Y | ALCON , SEE SPEC (CNNTS004KIT) |  |  | 161.52 | 2001-12-04 13:19 | Anjanece | 1 | 0 | N | N
ALCON | SEE SPEC (CNNTS004KIT) | Y | ALCON , SEE SPEC (CNNTS004KIT) |  |  | 164.08 | 2001-12-04 13:19 | Anjanece | 1 | 0 | N | N
ALCON | SEE SPEC (CNNTS004KIT) | Y | ALCON , SEE SPEC (CNNTS004KIT) |  |  | 164.17 | 2001-12-04 13:19 | Anjanece | 1 | 0 | N | N
ALCON | SEE SPEC (CNNTS004KIT) | Y | ALCON , SEE SPEC (CNNTS004KIT) |  |  | 165.18 | 2001-12-04 13:19 | Anjanece | 1 | 0 | N | N
ALCON | SEE SPEC (CNNTS004KIT) | Y | ALCON , SEE SPEC (CNNTS004KIT) |  |  | 165.28 | 2001-12-04 13:19 | Anjanece | 1 | 0 | N | N
ALCON | SEE SPEC (CNNTS004KIT) | Y | ALCON , SEE SPEC (CNNTS004KIT) |  |  | 165.49 | 2001-12-04 13:19 | Anjanece | 1 | 0 | N | N
ALCON | SEE SPEC (CNNTS004KIT) | Y | ALCON , SEE SPEC (CNNTS004KIT) |  |  | 165.86 | 2001-12-04 13:19 | Anjanece | 1 | 0 | N | N
ALCON | SEE SPEC (CNNTS004KIT) | Y | ALCON , SEE SPEC (CNNTS004KIT) |  |  | 166.11 | 2001-12-04 13:19 | Anjanece | 1 | 0 | N | N
ALCON | SEE SPEC (CNNTS004KIT) | Y | ALCON , SEE SPEC (CNNTS004KIT) |  |  | 166.38 | 2001-12-04 13:19 | Anjanece | 1 | 0 | N | N
ALCON | SEE SPEC (CNNTS004KIT) | Y | ALCON , SEE SPEC (CNNTS004KIT) |  |  | 166.43 | 2001-12-04 13:19 | Anjanece | 1 | 0 | N | N
ALCON | SEE SPEC (CNNTS004KIT) | Y | ALCON , SEE SPEC (CNNTS004KIT) |  |  | 166.51 | 2001-12-04 13:19 | Anjanece | 1 | 0 | N | N
ALCON | SEE SPEC (CNNTS004KIT) | Y | ALCON , SEE SPEC (CNNTS004KIT) |  |  | 208.7 | 2001-12-04 13:19 | Anjanece | 1 | 0 | N | N
ALCON | SEE SPEC (CNNTS004KIT) | Y | ALCON , SEE SPEC (CNNTS004KIT) |  |  | 210.27 | 2001-12-04 13:19 | Anjanece | 1 | 0 | N | N
ALCON | SEE SPEC (CNNTS004KIT) | Y | ALCON , SEE SPEC (CNNTS004KIT) |  |  | 211.37 | 2001-12-04 13:19 | Anjanece | 1 | 0 | N | N
ALCON | SEE SPEC (CNNTS004KIT) | Y | ALCON , SEE SPEC (CNNTS004KIT) |  |  | 215.35 | 2001-12-04 13:19 | Anjanece | 1 | 0 | N | N
ALCON | SEE SPEC (CNNTS004KIT) | Y | ALCON , SEE SPEC (CNNTS004KIT) |  |  | 224.58 | 2001-12-04 13:19 | Anjanece | 1 | 0 | N | N
ALCON | SEE SPEC (CNNTS004KIT) | Y | ALCON , SEE SPEC (CNNTS004KIT) |  |  | 231.5 | 2001-12-04 13:19 | Anjanece | 1 | 0 | N | N
ALCON | SEE SPEC (CNNTS004KIT) | Y | ALCON , SEE SPEC (CNNTS004KIT) |  |  | 231.97 | 2001-12-04 13:19 | Anjanece | 1 | 0 | N | N
ALCON | SEE SPEC (CNNTS004KIT) | Y | ALCON , SEE SPEC (CNNTS004KIT) |  |  | 233.03 | 2001-12-04 13:19 | Anjanece | 1 | 0 | N | N
ALCON | SEE SPEC (CNNTS004KIT) | Y | ALCON , SEE SPEC (CNNTS004KIT) |  |  | 235.09 | 2001-12-04 13:19 | Anjanece | 1 | 0 | N | N
ALCON | SEE SPEC (CNNTS004KIT) | Y | ALCON , SEE SPEC (CNNTS004KIT) |  |  | 240.57 | 2001-12-04 13:19 | Anjanece | 1 | 0 | N | N
ALCON | SEE SPEC (CNNTS004KIT) | Y | ALCON , SEE SPEC (CNNTS004KIT) |  |  | 240.63 | 2001-12-04 13:19 | Anjanece | 1 | 0 | N | N
ALCON | SEE SPEC (CNNTS004KIT) | Y | ALCON , SEE SPEC (CNNTS004KIT) |  |  | 240.78 | 2001-12-04 13:19 | Anjanece | 1 | 0 | N | N
ALCON | SEE SPEC (CNNTS004KIT) | Y | ALCON , SEE SPEC (CNNTS004KIT) |  |  | 240.85 | 2001-12-04 13:19 | Anjanece | 1 | 0 | N | N
ALCON | SEE SPEC (CNNTS004KIT) | Y | ALCON , SEE SPEC (CNNTS004KIT) |  |  | 240.88 | 2001-12-04 13:19 | Anjanece | 1 | 0 | N | N
ALCON | SEE SPEC (CNNTS004KIT) | Y | ALCON , SEE SPEC (CNNTS004KIT) |  |  | 240.89 | 2001-12-04 13:19 | Anjanece | 1 | 0 | N | N
ALCON | SEE SPEC (CNNTS004KIT) | Y | ALCON , SEE SPEC (CNNTS004KIT) |  |  | 240.91 | 2001-12-04 13:19 | Anjanece | 1 | 0 | N | N
ALCON | SEE SPEC (CNNTS004KIT) | Y | ALCON , SEE SPEC (CNNTS004KIT) |  |  | 301.49 | 2001-12-04 13:19 | Anjanece | 1 | 0 | N | N
ALCON | SEE SPEC (CNNTS004KIT) | Y | ALCON , SEE SPEC (CNNTS004KIT) |  |  | 310.58 | 2001-12-04 13:19 | Anjanece | 1 | 0 | N | N
ALCON | SEE SPEC (CNNTS004KIT) | Y | ALCON , SEE SPEC (CNNTS004KIT) |  |  | 321.27 | 2001-12-04 13:19 | Anjanece | 1 | 0 | N | N
ALCON | SEE SPEC (CNNTS004KIT) | Y | ALCON , SEE SPEC (CNNTS004KIT) |  |  | 322.74 | 2001-12-04 13:19 | Anjanece | 1 | 0 | N | N
ALCON | SEE SPEC (CNNTS004KIT) | Y | ALCON , SEE SPEC (CNNTS004KIT) |  |  | 353.09 | 2001-12-04 13:19 | Anjanece | 1 | 0 | N | N
ALCON | SEE SPEC (CNNTS004KIT) | Y | ALCON , SEE SPEC (CNNTS004KIT) |  |  | 434.58 | 2001-12-04 13:19 | Anjanece | 1 | 0 | N | N
ALCON | SEE SPEC (CNNTS004KIT) | Y | ALCON , SEE SPEC (CNNTS004KIT) |  |  | 437.14 | 2001-12-04 13:19 | Anjanece | 1 | 0 | N | N
ALCON | SEE SPEC (CNNTS004KIT) | Y | ALCON , SEE SPEC (CNNTS004KIT) |  |  | 445.01 | 2001-12-04 13:19 | Anjanece | 1 | 0 | N | N
ALCON | SEE SPEC (CNNTS004KIT) | Y | ALCON , SEE SPEC (CNNTS004KIT) |  |  | 453.7 | 2001-12-04 13:19 | Anjanece | 1 | 0 | N | N
ALCON | SEE SPEC (CNNTS004KIT) | Y | ALCON , SEE SPEC (CNNTS004KIT) |  |  | 455.16 | 2001-12-04 13:19 | Anjanece | 1 | 0 | N | N
ALCON | SEE SPEC (CNNTS004KIT) | Y | ALCON , SEE SPEC (CNNTS004KIT) |  |  | 459.19 | 2001-12-04 13:19 | Anjanece | 1 | 0 | N | N
ALCON | SEE SPEC (CNNTS004KIT) | Y | ALCON , SEE SPEC (CNNTS004KIT) |  |  | 515.2 | 2001-12-04 13:19 | Anjanece | 1 | 0 | N | N
ALCON | SEE SPEC (CNNTS004KIT) | Y | ALCON , SEE SPEC (CNNTS004KIT) |  | Storm Stores | 0 | 2019-07-29 09:36 | Anjanece | 1 | 0 | N | N
ALCON | SEE SPEC (CNNTS004KIT) | Y | ALCON , SEE SPEC (CNNTS004KIT) |  |  | 145.4 | 2019-07-29 09:36 | Anjanece | 1 | 0 | N | N
ALCON | SEE SPEC (CNNTS004KIT) | Y | ALCON , SEE SPEC (CNNTS004KIT) |  |  | 235.09 | 2019-07-29 09:36 | Anjanece | 1 | 0 | N | N
ALCON | SEE SPEC (CNNTS004KIT) | Y | ALCON , SEE SPEC (CNNTS004KIT) |  |  | 299.8 | 2019-07-29 09:36 | Anjanece | 1 | 0 | N | N
ALCON | SEE SPEC (CNNTS004KIT) | Y | ALCON , SEE SPEC (CNNTS004KIT) |  |  | 329.96 | 2019-07-29 09:36 | Anjanece | 1 | 0 | N | N
DURHAM CO., THE | VUTH750-128I | Y | DURHAM CO., THE , VUTH750-128I | JEA UNDERGROUND DISTRIBUTION | CSC Stores | 130.83 | 2001-12-04 13:19 | Anjanece | 1 | 0 | N | N
DURHAM CO., THE | VUTH750-128I | Y | DURHAM CO., THE , VUTH750-128I |  |  | 139.87 | 2001-12-04 13:19 | Anjanece | 1 | 0 | N | N
DURHAM CO., THE | VUTH750-128I | Y | DURHAM CO., THE , VUTH750-128I |  |  | 147.82 | 2001-12-04 13:19 | Anjanece | 1 | 0 | N | N
DURHAM CO., THE | VUTH750-128I | Y | DURHAM CO., THE , VUTH750-128I |  |  | 148.41 | 2001-12-04 13:19 | Anjanece | 1 | 0 | N | N
DURHAM CO., THE | VUTH750-128I | Y | DURHAM CO., THE , VUTH750-128I |  |  | 149.06 | 2001-12-04 13:19 | Anjanece | 1 | 0 | N | N
DURHAM CO., THE | VUTH750-128I | Y | DURHAM CO., THE , VUTH750-128I |  |  | 151.56 | 2001-12-04 13:19 | Anjanece | 1 | 0 | N | N
DURHAM CO., THE | VUTH750-128I | Y | DURHAM CO., THE , VUTH750-128I |  |  | 151.94 | 2001-12-04 13:19 | Anjanece | 1 | 0 | N | N
DURHAM CO., THE | VUTH750-128I | Y | DURHAM CO., THE , VUTH750-128I |  |  | 153.16 | 2001-12-04 13:19 | Anjanece | 1 | 0 | N | N
DURHAM CO., THE | VUTH750-128I | Y | DURHAM CO., THE , VUTH750-128I |  |  | 153.37 | 2001-12-04 13:19 | Anjanece | 1 | 0 | N | N
DURHAM CO., THE | VUTH750-128I | Y | DURHAM CO., THE , VUTH750-128I |  |  | 153.41 | 2001-12-04 13:19 | Anjanece | 1 | 0 | N | N
DURHAM CO., THE | VUTH750-128I | Y | DURHAM CO., THE , VUTH750-128I |  |  | 153.43 | 2001-12-04 13:19 | Anjanece | 1 | 0 | N | N
DURHAM CO., THE | VUTH750-128I | Y | DURHAM CO., THE , VUTH750-128I |  |  | 155.62 | 2001-12-04 13:19 | Anjanece | 1 | 0 | N | N
DURHAM CO., THE | VUTH750-128I | Y | DURHAM CO., THE , VUTH750-128I |  |  | 155.85 | 2001-12-04 13:19 | Anjanece | 1 | 0 | N | N
DURHAM CO., THE | VUTH750-128I | Y | DURHAM CO., THE , VUTH750-128I |  |  | 156.3 | 2001-12-04 13:19 | Anjanece | 1 | 0 | N | N
DURHAM CO., THE | VUTH750-128I | Y | DURHAM CO., THE , VUTH750-128I |  |  | 156.77 | 2001-12-04 13:19 | Anjanece | 1 | 0 | N | N
DURHAM CO., THE | VUTH750-128I | Y | DURHAM CO., THE , VUTH750-128I |  |  | 158.86 | 2001-12-04 13:19 | Anjanece | 1 | 0 | N | N
DURHAM CO., THE | VUTH750-128I | Y | DURHAM CO., THE , VUTH750-128I |  |  | 161.52 | 2001-12-04 13:19 | Anjanece | 1 | 0 | N | N
DURHAM CO., THE | VUTH750-128I | Y | DURHAM CO., THE , VUTH750-128I |  |  | 164.08 | 2001-12-04 13:19 | Anjanece | 1 | 0 | N | N
DURHAM CO., THE | VUTH750-128I | Y | DURHAM CO., THE , VUTH750-128I |  |  | 164.17 | 2001-12-04 13:19 | Anjanece | 1 | 0 | N | N
DURHAM CO., THE | VUTH750-128I | Y | DURHAM CO., THE , VUTH750-128I |  |  | 165.18 | 2001-12-04 13:19 | Anjanece | 1 | 0 | N | N
DURHAM CO., THE | VUTH750-128I | Y | DURHAM CO., THE , VUTH750-128I |  |  | 165.28 | 2001-12-04 13:19 | Anjanece | 1 | 0 | N | N
DURHAM CO., THE | VUTH750-128I | Y | DURHAM CO., THE , VUTH750-128I |  |  | 165.49 | 2001-12-04 13:19 | Anjanece | 1 | 0 | N | N
DURHAM CO., THE | VUTH750-128I | Y | DURHAM CO., THE , VUTH750-128I |  |  | 165.86 | 2001-12-04 13:19 | Anjanece | 1 | 0 | N | N
DURHAM CO., THE | VUTH750-128I | Y | DURHAM CO., THE , VUTH750-128I |  |  | 166.11 | 2001-12-04 13:19 | Anjanece | 1 | 0 | N | N
DURHAM CO., THE | VUTH750-128I | Y | DURHAM CO., THE , VUTH750-128I |  |  | 166.38 | 2001-12-04 13:19 | Anjanece | 1 | 0 | N | N
DURHAM CO., THE | VUTH750-128I | Y | DURHAM CO., THE , VUTH750-128I |  |  | 166.43 | 2001-12-04 13:19 | Anjanece | 1 | 0 | N | N
DURHAM CO., THE | VUTH750-128I | Y | DURHAM CO., THE , VUTH750-128I |  |  | 166.51 | 2001-12-04 13:19 | Anjanece | 1 | 0 | N | N
DURHAM CO., THE | VUTH750-128I | Y | DURHAM CO., THE , VUTH750-128I |  |  | 208.7 | 2001-12-04 13:19 | Anjanece | 1 | 0 | N | N
DURHAM CO., THE | VUTH750-128I | Y | DURHAM CO., THE , VUTH750-128I |  |  | 210.27 | 2001-12-04 13:19 | Anjanece | 1 | 0 | N | N
DURHAM CO., THE | VUTH750-128I | Y | DURHAM CO., THE , VUTH750-128I |  |  | 211.37 | 2001-12-04 13:19 | Anjanece | 1 | 0 | N | N
DURHAM CO., THE | VUTH750-128I | Y | DURHAM CO., THE , VUTH750-128I |  |  | 215.35 | 2001-12-04 13:19 | Anjanece | 1 | 0 | N | N
DURHAM CO., THE | VUTH750-128I | Y | DURHAM CO., THE , VUTH750-128I |  |  | 224.58 | 2001-12-04 13:19 | Anjanece | 1 | 0 | N | N
DURHAM CO., THE | VUTH750-128I | Y | DURHAM CO., THE , VUTH750-128I |  |  | 231.5 | 2001-12-04 13:19 | Anjanece | 1 | 0 | N | N
DURHAM CO., THE | VUTH750-128I | Y | DURHAM CO., THE , VUTH750-128I |  |  | 231.97 | 2001-12-04 13:19 | Anjanece | 1 | 0 | N | N
DURHAM CO., THE | VUTH750-128I | Y | DURHAM CO., THE , VUTH750-128I |  |  | 233.03 | 2001-12-04 13:19 | Anjanece | 1 | 0 | N | N
DURHAM CO., THE | VUTH750-128I | Y | DURHAM CO., THE , VUTH750-128I |  |  | 235.09 | 2001-12-04 13:19 | Anjanece | 1 | 0 | N | N
DURHAM CO., THE | VUTH750-128I | Y | DURHAM CO., THE , VUTH750-128I |  |  | 240.57 | 2001-12-04 13:19 | Anjanece | 1 | 0 | N | N
DURHAM CO., THE | VUTH750-128I | Y | DURHAM CO., THE , VUTH750-128I |  |  | 240.63 | 2001-12-04 13:19 | Anjanece | 1 | 0 | N | N
DURHAM CO., THE | VUTH750-128I | Y | DURHAM CO., THE , VUTH750-128I |  |  | 240.78 | 2001-12-04 13:19 | Anjanece | 1 | 0 | N | N
DURHAM CO., THE | VUTH750-128I | Y | DURHAM CO., THE , VUTH750-128I |  |  | 240.85 | 2001-12-04 13:19 | Anjanece | 1 | 0 | N | N
DURHAM CO., THE | VUTH750-128I | Y | DURHAM CO., THE , VUTH750-128I |  |  | 240.88 | 2001-12-04 13:19 | Anjanece | 1 | 0 | N | N
DURHAM CO., THE | VUTH750-128I | Y | DURHAM CO., THE , VUTH750-128I |  |  | 240.89 | 2001-12-04 13:19 | Anjanece | 1 | 0 | N | N
DURHAM CO., THE | VUTH750-128I | Y | DURHAM CO., THE , VUTH750-128I |  |  | 240.91 | 2001-12-04 13:19 | Anjanece | 1 | 0 | N | N
DURHAM CO., THE | VUTH750-128I | Y | DURHAM CO., THE , VUTH750-128I |  |  | 301.49 | 2001-12-04 13:19 | Anjanece | 1 | 0 | N | N
DURHAM CO., THE | VUTH750-128I | Y | DURHAM CO., THE , VUTH750-128I |  |  | 310.58 | 2001-12-04 13:19 | Anjanece | 1 | 0 | N | N
DURHAM CO., THE | VUTH750-128I | Y | DURHAM CO., THE , VUTH750-128I |  |  | 321.27 | 2001-12-04 13:19 | Anjanece | 1 | 0 | N | N
DURHAM CO., THE | VUTH750-128I | Y | DURHAM CO., THE , VUTH750-128I |  |  | 322.74 | 2001-12-04 13:19 | Anjanece | 1 | 0 | N | N
DURHAM CO., THE | VUTH750-128I | Y | DURHAM CO., THE , VUTH750-128I |  |  | 353.09 | 2001-12-04 13:19 | Anjanece | 1 | 0 | N | N
DURHAM CO., THE | VUTH750-128I | Y | DURHAM CO., THE , VUTH750-128I |  |  | 434.58 | 2001-12-04 13:19 | Anjanece | 1 | 0 | N | N
DURHAM CO., THE | VUTH750-128I | Y | DURHAM CO., THE , VUTH750-128I |  |  | 437.14 | 2001-12-04 13:19 | Anjanece | 1 | 0 | N | N
DURHAM CO., THE | VUTH750-128I | Y | DURHAM CO., THE , VUTH750-128I |  |  | 445.01 | 2001-12-04 13:19 | Anjanece | 1 | 0 | N | N
DURHAM CO., THE | VUTH750-128I | Y | DURHAM CO., THE , VUTH750-128I |  |  | 453.7 | 2001-12-04 13:19 | Anjanece | 1 | 0 | N | N
DURHAM CO., THE | VUTH750-128I | Y | DURHAM CO., THE , VUTH750-128I |  |  | 455.16 | 2001-12-04 13:19 | Anjanece | 1 | 0 | N | N
DURHAM CO., THE | VUTH750-128I | Y | DURHAM CO., THE , VUTH750-128I |  |  | 459.19 | 2001-12-04 13:19 | Anjanece | 1 | 0 | N | N
DURHAM CO., THE | VUTH750-128I | Y | DURHAM CO., THE , VUTH750-128I |  |  | 515.2 | 2001-12-04 13:19 | Anjanece | 1 | 0 | N | N
DURHAM CO., THE | VUTH750-128I | Y | DURHAM CO., THE , VUTH750-128I |  | Storm Stores | 0 | 2019-07-29 09:36 | Anjanece | 1 | 0 | N | N
DURHAM CO., THE | VUTH750-128I | Y | DURHAM CO., THE , VUTH750-128I |  |  | 145.4 | 2019-07-29 09:36 | Anjanece | 1 | 0 | N | N
DURHAM CO., THE | VUTH750-128I | Y | DURHAM CO., THE , VUTH750-128I |  |  | 235.09 | 2019-07-29 09:36 | Anjanece | 1 | 0 | N | N
DURHAM CO., THE | VUTH750-128I | Y | DURHAM CO., THE , VUTH750-128I |  |  | 299.8 | 2019-07-29 09:36 | Anjanece | 1 | 0 | N | N
DURHAM CO., THE | VUTH750-128I | Y | DURHAM CO., THE , VUTH750-128I |  |  | 329.96 | 2019-07-29 09:36 | Anjanece | 1 | 0 | N | N
ELECTRICAL SPECIALTY PRODUCTS | SEE SPEC (UTL8-750-K) | Y | ELECTRICAL SPECIALTY PRODUCTS , SEE SPEC (UTL8-750-K) | JEA UNDERGROUND DISTRIBUTION | CSC Stores | 130.83 | 2001-12-04 13:19 | Anjanece | 1 | 0 | N | N
ELECTRICAL SPECIALTY PRODUCTS | SEE SPEC (UTL8-750-K) | Y | ELECTRICAL SPECIALTY PRODUCTS , SEE SPEC (UTL8-750-K) |  |  | 139.87 | 2001-12-04 13:19 | Anjanece | 1 | 0 | N | N
ELECTRICAL SPECIALTY PRODUCTS | SEE SPEC (UTL8-750-K) | Y | ELECTRICAL SPECIALTY PRODUCTS , SEE SPEC (UTL8-750-K) |  |  | 147.82 | 2001-12-04 13:19 | Anjanece | 1 | 0 | N | N
ELECTRICAL SPECIALTY PRODUCTS | SEE SPEC (UTL8-750-K) | Y | ELECTRICAL SPECIALTY PRODUCTS , SEE SPEC (UTL8-750-K) |  |  | 148.41 | 2001-12-04 13:19 | Anjanece | 1 | 0 | N | N
ELECTRICAL SPECIALTY PRODUCTS | SEE SPEC (UTL8-750-K) | Y | ELECTRICAL SPECIALTY PRODUCTS , SEE SPEC (UTL8-750-K) |  |  | 149.06 | 2001-12-04 13:19 | Anjanece | 1 | 0 | N | N
ELECTRICAL SPECIALTY PRODUCTS | SEE SPEC (UTL8-750-K) | Y | ELECTRICAL SPECIALTY PRODUCTS , SEE SPEC (UTL8-750-K) |  |  | 151.56 | 2001-12-04 13:19 | Anjanece | 1 | 0 | N | N
ELECTRICAL SPECIALTY PRODUCTS | SEE SPEC (UTL8-750-K) | Y | ELECTRICAL SPECIALTY PRODUCTS , SEE SPEC (UTL8-750-K) |  |  | 151.94 | 2001-12-04 13:19 | Anjanece | 1 | 0 | N | N
ELECTRICAL SPECIALTY PRODUCTS | SEE SPEC (UTL8-750-K) | Y | ELECTRICAL SPECIALTY PRODUCTS , SEE SPEC (UTL8-750-K) |  |  | 153.16 | 2001-12-04 13:19 | Anjanece | 1 | 0 | N | N
ELECTRICAL SPECIALTY PRODUCTS | SEE SPEC (UTL8-750-K) | Y | ELECTRICAL SPECIALTY PRODUCTS , SEE SPEC (UTL8-750-K) |  |  | 153.37 | 2001-12-04 13:19 | Anjanece | 1 | 0 | N | N
ELECTRICAL SPECIALTY PRODUCTS | SEE SPEC (UTL8-750-K) | Y | ELECTRICAL SPECIALTY PRODUCTS , SEE SPEC (UTL8-750-K) |  |  | 153.41 | 2001-12-04 13:19 | Anjanece | 1 | 0 | N | N
ELECTRICAL SPECIALTY PRODUCTS | SEE SPEC (UTL8-750-K) | Y | ELECTRICAL SPECIALTY PRODUCTS , SEE SPEC (UTL8-750-K) |  |  | 153.43 | 2001-12-04 13:19 | Anjanece | 1 | 0 | N | N
ELECTRICAL SPECIALTY PRODUCTS | SEE SPEC (UTL8-750-K) | Y | ELECTRICAL SPECIALTY PRODUCTS , SEE SPEC (UTL8-750-K) |  |  | 155.62 | 2001-12-04 13:19 | Anjanece | 1 | 0 | N | N
ELECTRICAL SPECIALTY PRODUCTS | SEE SPEC (UTL8-750-K) | Y | ELECTRICAL SPECIALTY PRODUCTS , SEE SPEC (UTL8-750-K) |  |  | 155.85 | 2001-12-04 13:19 | Anjanece | 1 | 0 | N | N
ELECTRICAL SPECIALTY PRODUCTS | SEE SPEC (UTL8-750-K) | Y | ELECTRICAL SPECIALTY PRODUCTS , SEE SPEC (UTL8-750-K) |  |  | 156.3 | 2001-12-04 13:19 | Anjanece | 1 | 0 | N | N
ELECTRICAL SPECIALTY PRODUCTS | SEE SPEC (UTL8-750-K) | Y | ELECTRICAL SPECIALTY PRODUCTS , SEE SPEC (UTL8-750-K) |  |  | 156.77 | 2001-12-04 13:19 | Anjanece | 1 | 0 | N | N
ELECTRICAL SPECIALTY PRODUCTS | SEE SPEC (UTL8-750-K) | Y | ELECTRICAL SPECIALTY PRODUCTS , SEE SPEC (UTL8-750-K) |  |  | 158.86 | 2001-12-04 13:19 | Anjanece | 1 | 0 | N | N
ELECTRICAL SPECIALTY PRODUCTS | SEE SPEC (UTL8-750-K) | Y | ELECTRICAL SPECIALTY PRODUCTS , SEE SPEC (UTL8-750-K) |  |  | 161.52 | 2001-12-04 13:19 | Anjanece | 1 | 0 | N | N
ELECTRICAL SPECIALTY PRODUCTS | SEE SPEC (UTL8-750-K) | Y | ELECTRICAL SPECIALTY PRODUCTS , SEE SPEC (UTL8-750-K) |  |  | 164.08 | 2001-12-04 13:19 | Anjanece | 1 | 0 | N | N
ELECTRICAL SPECIALTY PRODUCTS | SEE SPEC (UTL8-750-K) | Y | ELECTRICAL SPECIALTY PRODUCTS , SEE SPEC (UTL8-750-K) |  |  | 164.17 | 2001-12-04 13:19 | Anjanece | 1 | 0 | N | N
ELECTRICAL SPECIALTY PRODUCTS | SEE SPEC (UTL8-750-K) | Y | ELECTRICAL SPECIALTY PRODUCTS , SEE SPEC (UTL8-750-K) |  |  | 165.18 | 2001-12-04 13:19 | Anjanece | 1 | 0 | N | N
ELECTRICAL SPECIALTY PRODUCTS | SEE SPEC (UTL8-750-K) | Y | ELECTRICAL SPECIALTY PRODUCTS , SEE SPEC (UTL8-750-K) |  |  | 165.28 | 2001-12-04 13:19 | Anjanece | 1 | 0 | N | N
ELECTRICAL SPECIALTY PRODUCTS | SEE SPEC (UTL8-750-K) | Y | ELECTRICAL SPECIALTY PRODUCTS , SEE SPEC (UTL8-750-K) |  |  | 165.49 | 2001-12-04 13:19 | Anjanece | 1 | 0 | N | N
ELECTRICAL SPECIALTY PRODUCTS | SEE SPEC (UTL8-750-K) | Y | ELECTRICAL SPECIALTY PRODUCTS , SEE SPEC (UTL8-750-K) |  |  | 165.86 | 2001-12-04 13:19 | Anjanece | 1 | 0 | N | N
ELECTRICAL SPECIALTY PRODUCTS | SEE SPEC (UTL8-750-K) | Y | ELECTRICAL SPECIALTY PRODUCTS , SEE SPEC (UTL8-750-K) |  |  | 166.11 | 2001-12-04 13:19 | Anjanece | 1 | 0 | N | N
ELECTRICAL SPECIALTY PRODUCTS | SEE SPEC (UTL8-750-K) | Y | ELECTRICAL SPECIALTY PRODUCTS , SEE SPEC (UTL8-750-K) |  |  | 166.38 | 2001-12-04 13:19 | Anjanece | 1 | 0 | N | N
ELECTRICAL SPECIALTY PRODUCTS | SEE SPEC (UTL8-750-K) | Y | ELECTRICAL SPECIALTY PRODUCTS , SEE SPEC (UTL8-750-K) |  |  | 166.43 | 2001-12-04 13:19 | Anjanece | 1 | 0 | N | N
ELECTRICAL SPECIALTY PRODUCTS | SEE SPEC (UTL8-750-K) | Y | ELECTRICAL SPECIALTY PRODUCTS , SEE SPEC (UTL8-750-K) |  |  | 166.51 | 2001-12-04 13:19 | Anjanece | 1 | 0 | N | N
ELECTRICAL SPECIALTY PRODUCTS | SEE SPEC (UTL8-750-K) | Y | ELECTRICAL SPECIALTY PRODUCTS , SEE SPEC (UTL8-750-K) |  |  | 208.7 | 2001-12-04 13:19 | Anjanece | 1 | 0 | N | N
ELECTRICAL SPECIALTY PRODUCTS | SEE SPEC (UTL8-750-K) | Y | ELECTRICAL SPECIALTY PRODUCTS , SEE SPEC (UTL8-750-K) |  |  | 210.27 | 2001-12-04 13:19 | Anjanece | 1 | 0 | N | N
ELECTRICAL SPECIALTY PRODUCTS | SEE SPEC (UTL8-750-K) | Y | ELECTRICAL SPECIALTY PRODUCTS , SEE SPEC (UTL8-750-K) |  |  | 211.37 | 2001-12-04 13:19 | Anjanece | 1 | 0 | N | N
ELECTRICAL SPECIALTY PRODUCTS | SEE SPEC (UTL8-750-K) | Y | ELECTRICAL SPECIALTY PRODUCTS , SEE SPEC (UTL8-750-K) |  |  | 215.35 | 2001-12-04 13:19 | Anjanece | 1 | 0 | N | N
ELECTRICAL SPECIALTY PRODUCTS | SEE SPEC (UTL8-750-K) | Y | ELECTRICAL SPECIALTY PRODUCTS , SEE SPEC (UTL8-750-K) |  |  | 224.58 | 2001-12-04 13:19 | Anjanece | 1 | 0 | N | N
ELECTRICAL SPECIALTY PRODUCTS | SEE SPEC (UTL8-750-K) | Y | ELECTRICAL SPECIALTY PRODUCTS , SEE SPEC (UTL8-750-K) |  |  | 231.5 | 2001-12-04 13:19 | Anjanece | 1 | 0 | N | N
ELECTRICAL SPECIALTY PRODUCTS | SEE SPEC (UTL8-750-K) | Y | ELECTRICAL SPECIALTY PRODUCTS , SEE SPEC (UTL8-750-K) |  |  | 231.97 | 2001-12-04 13:19 | Anjanece | 1 | 0 | N | N
ELECTRICAL SPECIALTY PRODUCTS | SEE SPEC (UTL8-750-K) | Y | ELECTRICAL SPECIALTY PRODUCTS , SEE SPEC (UTL8-750-K) |  |  | 233.03 | 2001-12-04 13:19 | Anjanece | 1 | 0 | N | N
ELECTRICAL SPECIALTY PRODUCTS | SEE SPEC (UTL8-750-K) | Y | ELECTRICAL SPECIALTY PRODUCTS , SEE SPEC (UTL8-750-K) |  |  | 235.09 | 2001-12-04 13:19 | Anjanece | 1 | 0 | N | N
ELECTRICAL SPECIALTY PRODUCTS | SEE SPEC (UTL8-750-K) | Y | ELECTRICAL SPECIALTY PRODUCTS , SEE SPEC (UTL8-750-K) |  |  | 240.57 | 2001-12-04 13:19 | Anjanece | 1 | 0 | N | N
ELECTRICAL SPECIALTY PRODUCTS | SEE SPEC (UTL8-750-K) | Y | ELECTRICAL SPECIALTY PRODUCTS , SEE SPEC (UTL8-750-K) |  |  | 240.63 | 2001-12-04 13:19 | Anjanece | 1 | 0 | N | N
ELECTRICAL SPECIALTY PRODUCTS | SEE SPEC (UTL8-750-K) | Y | ELECTRICAL SPECIALTY PRODUCTS , SEE SPEC (UTL8-750-K) |  |  | 240.78 | 2001-12-04 13:19 | Anjanece | 1 | 0 | N | N
ELECTRICAL SPECIALTY PRODUCTS | SEE SPEC (UTL8-750-K) | Y | ELECTRICAL SPECIALTY PRODUCTS , SEE SPEC (UTL8-750-K) |  |  | 240.85 | 2001-12-04 13:19 | Anjanece | 1 | 0 | N | N
ELECTRICAL SPECIALTY PRODUCTS | SEE SPEC (UTL8-750-K) | Y | ELECTRICAL SPECIALTY PRODUCTS , SEE SPEC (UTL8-750-K) |  |  | 240.88 | 2001-12-04 13:19 | Anjanece | 1 | 0 | N | N
ELECTRICAL SPECIALTY PRODUCTS | SEE SPEC (UTL8-750-K) | Y | ELECTRICAL SPECIALTY PRODUCTS , SEE SPEC (UTL8-750-K) |  |  | 240.89 | 2001-12-04 13:19 | Anjanece | 1 | 0 | N | N
ELECTRICAL SPECIALTY PRODUCTS | SEE SPEC (UTL8-750-K) | Y | ELECTRICAL SPECIALTY PRODUCTS , SEE SPEC (UTL8-750-K) |  |  | 240.91 | 2001-12-04 13:19 | Anjanece | 1 | 0 | N | N
ELECTRICAL SPECIALTY PRODUCTS | SEE SPEC (UTL8-750-K) | Y | ELECTRICAL SPECIALTY PRODUCTS , SEE SPEC (UTL8-750-K) |  |  | 301.49 | 2001-12-04 13:19 | Anjanece | 1 | 0 | N | N
ELECTRICAL SPECIALTY PRODUCTS | SEE SPEC (UTL8-750-K) | Y | ELECTRICAL SPECIALTY PRODUCTS , SEE SPEC (UTL8-750-K) |  |  | 310.58 | 2001-12-04 13:19 | Anjanece | 1 | 0 | N | N
ELECTRICAL SPECIALTY PRODUCTS | SEE SPEC (UTL8-750-K) | Y | ELECTRICAL SPECIALTY PRODUCTS , SEE SPEC (UTL8-750-K) |  |  | 321.27 | 2001-12-04 13:19 | Anjanece | 1 | 0 | N | N
ELECTRICAL SPECIALTY PRODUCTS | SEE SPEC (UTL8-750-K) | Y | ELECTRICAL SPECIALTY PRODUCTS , SEE SPEC (UTL8-750-K) |  |  | 322.74 | 2001-12-04 13:19 | Anjanece | 1 | 0 | N | N
ELECTRICAL SPECIALTY PRODUCTS | SEE SPEC (UTL8-750-K) | Y | ELECTRICAL SPECIALTY PRODUCTS , SEE SPEC (UTL8-750-K) |  |  | 353.09 | 2001-12-04 13:19 | Anjanece | 1 | 0 | N | N
ELECTRICAL SPECIALTY PRODUCTS | SEE SPEC (UTL8-750-K) | Y | ELECTRICAL SPECIALTY PRODUCTS , SEE SPEC (UTL8-750-K) |  |  | 434.58 | 2001-12-04 13:19 | Anjanece | 1 | 0 | N | N
ELECTRICAL SPECIALTY PRODUCTS | SEE SPEC (UTL8-750-K) | Y | ELECTRICAL SPECIALTY PRODUCTS , SEE SPEC (UTL8-750-K) |  |  | 437.14 | 2001-12-04 13:19 | Anjanece | 1 | 0 | N | N
ELECTRICAL SPECIALTY PRODUCTS | SEE SPEC (UTL8-750-K) | Y | ELECTRICAL SPECIALTY PRODUCTS , SEE SPEC (UTL8-750-K) |  |  | 445.01 | 2001-12-04 13:19 | Anjanece | 1 | 0 | N | N
ELECTRICAL SPECIALTY PRODUCTS | SEE SPEC (UTL8-750-K) | Y | ELECTRICAL SPECIALTY PRODUCTS , SEE SPEC (UTL8-750-K) |  |  | 453.7 | 2001-12-04 13:19 | Anjanece | 1 | 0 | N | N
ELECTRICAL SPECIALTY PRODUCTS | SEE SPEC (UTL8-750-K) | Y | ELECTRICAL SPECIALTY PRODUCTS , SEE SPEC (UTL8-750-K) |  |  | 455.16 | 2001-12-04 13:19 | Anjanece | 1 | 0 | N | N
ELECTRICAL SPECIALTY PRODUCTS | SEE SPEC (UTL8-750-K) | Y | ELECTRICAL SPECIALTY PRODUCTS , SEE SPEC (UTL8-750-K) |  |  | 459.19 | 2001-12-04 13:19 | Anjanece | 1 | 0 | N | N
ELECTRICAL SPECIALTY PRODUCTS | SEE SPEC (UTL8-750-K) | Y | ELECTRICAL SPECIALTY PRODUCTS , SEE SPEC (UTL8-750-K) |  |  | 515.2 | 2001-12-04 13:19 | Anjanece | 1 | 0 | N | N
ELECTRICAL SPECIALTY PRODUCTS | SEE SPEC (UTL8-750-K) | Y | ELECTRICAL SPECIALTY PRODUCTS , SEE SPEC (UTL8-750-K) |  | Storm Stores | 0 | 2019-07-29 09:36 | Anjanece | 1 | 0 | N | N
ELECTRICAL SPECIALTY PRODUCTS | SEE SPEC (UTL8-750-K) | Y | ELECTRICAL SPECIALTY PRODUCTS , SEE SPEC (UTL8-750-K) |  |  | 145.4 | 2019-07-29 09:36 | Anjanece | 1 | 0 | N | N
ELECTRICAL SPECIALTY PRODUCTS | SEE SPEC (UTL8-750-K) | Y | ELECTRICAL SPECIALTY PRODUCTS , SEE SPEC (UTL8-750-K) |  |  | 235.09 | 2019-07-29 09:36 | Anjanece | 1 | 0 | N | N
ELECTRICAL SPECIALTY PRODUCTS | SEE SPEC (UTL8-750-K) | Y | ELECTRICAL SPECIALTY PRODUCTS , SEE SPEC (UTL8-750-K) |  |  | 299.8 | 2019-07-29 09:36 | Anjanece | 1 | 0 | N | N
ELECTRICAL SPECIALTY PRODUCTS | SEE SPEC (UTL8-750-K) | Y | ELECTRICAL SPECIALTY PRODUCTS , SEE SPEC (UTL8-750-K) |  |  | 329.96 | 2019-07-29 09:36 | Anjanece | 1 | 0 | N | N
HOMAC | SEE SPEC (ABT8750CK) | Y | HOMAC , SEE SPEC (ABT8750CK) | JEA UNDERGROUND DISTRIBUTION | CSC Stores | 130.83 | 2001-12-04 13:19 | Anjanece | 1 | 0 | N | N
HOMAC | SEE SPEC (ABT8750CK) | Y | HOMAC , SEE SPEC (ABT8750CK) |  |  | 139.87 | 2001-12-04 13:19 | Anjanece | 1 | 0 | N | N
HOMAC | SEE SPEC (ABT8750CK) | Y | HOMAC , SEE SPEC (ABT8750CK) |  |  | 147.82 | 2001-12-04 13:19 | Anjanece | 1 | 0 | N | N
HOMAC | SEE SPEC (ABT8750CK) | Y | HOMAC , SEE SPEC (ABT8750CK) |  |  | 148.41 | 2001-12-04 13:19 | Anjanece | 1 | 0 | N | N
HOMAC | SEE SPEC (ABT8750CK) | Y | HOMAC , SEE SPEC (ABT8750CK) |  |  | 149.06 | 2001-12-04 13:19 | Anjanece | 1 | 0 | N | N
HOMAC | SEE SPEC (ABT8750CK) | Y | HOMAC , SEE SPEC (ABT8750CK) |  |  | 151.56 | 2001-12-04 13:19 | Anjanece | 1 | 0 | N | N
HOMAC | SEE SPEC (ABT8750CK) | Y | HOMAC , SEE SPEC (ABT8750CK) |  |  | 151.94 | 2001-12-04 13:19 | Anjanece | 1 | 0 | N | N
HOMAC | SEE SPEC (ABT8750CK) | Y | HOMAC , SEE SPEC (ABT8750CK) |  |  | 153.16 | 2001-12-04 13:19 | Anjanece | 1 | 0 | N | N
HOMAC | SEE SPEC (ABT8750CK) | Y | HOMAC , SEE SPEC (ABT8750CK) |  |  | 153.37 | 2001-12-04 13:19 | Anjanece | 1 | 0 | N | N
HOMAC | SEE SPEC (ABT8750CK) | Y | HOMAC , SEE SPEC (ABT8750CK) |  |  | 153.41 | 2001-12-04 13:19 | Anjanece | 1 | 0 | N | N
HOMAC | SEE SPEC (ABT8750CK) | Y | HOMAC , SEE SPEC (ABT8750CK) |  |  | 153.43 | 2001-12-04 13:19 | Anjanece | 1 | 0 | N | N
HOMAC | SEE SPEC (ABT8750CK) | Y | HOMAC , SEE SPEC (ABT8750CK) |  |  | 155.62 | 2001-12-04 13:19 | Anjanece | 1 | 0 | N | N
HOMAC | SEE SPEC (ABT8750CK) | Y | HOMAC , SEE SPEC (ABT8750CK) |  |  | 155.85 | 2001-12-04 13:19 | Anjanece | 1 | 0 | N | N
HOMAC | SEE SPEC (ABT8750CK) | Y | HOMAC , SEE SPEC (ABT8750CK) |  |  | 156.3 | 2001-12-04 13:19 | Anjanece | 1 | 0 | N | N
HOMAC | SEE SPEC (ABT8750CK) | Y | HOMAC , SEE SPEC (ABT8750CK) |  |  | 156.77 | 2001-12-04 13:19 | Anjanece | 1 | 0 | N | N
HOMAC | SEE SPEC (ABT8750CK) | Y | HOMAC , SEE SPEC (ABT8750CK) |  |  | 158.86 | 2001-12-04 13:19 | Anjanece | 1 | 0 | N | N
HOMAC | SEE SPEC (ABT8750CK) | Y | HOMAC , SEE SPEC (ABT8750CK) |  |  | 161.52 | 2001-12-04 13:19 | Anjanece | 1 | 0 | N | N
HOMAC | SEE SPEC (ABT8750CK) | Y | HOMAC , SEE SPEC (ABT8750CK) |  |  | 164.08 | 2001-12-04 13:19 | Anjanece | 1 | 0 | N | N
HOMAC | SEE SPEC (ABT8750CK) | Y | HOMAC , SEE SPEC (ABT8750CK) |  |  | 164.17 | 2001-12-04 13:19 | Anjanece | 1 | 0 | N | N
HOMAC | SEE SPEC (ABT8750CK) | Y | HOMAC , SEE SPEC (ABT8750CK) |  |  | 165.18 | 2001-12-04 13:19 | Anjanece | 1 | 0 | N | N
HOMAC | SEE SPEC (ABT8750CK) | Y | HOMAC , SEE SPEC (ABT8750CK) |  |  | 165.28 | 2001-12-04 13:19 | Anjanece | 1 | 0 | N | N
HOMAC | SEE SPEC (ABT8750CK) | Y | HOMAC , SEE SPEC (ABT8750CK) |  |  | 165.49 | 2001-12-04 13:19 | Anjanece | 1 | 0 | N | N
HOMAC | SEE SPEC (ABT8750CK) | Y | HOMAC , SEE SPEC (ABT8750CK) |  |  | 165.86 | 2001-12-04 13:19 | Anjanece | 1 | 0 | N | N
HOMAC | SEE SPEC (ABT8750CK) | Y | HOMAC , SEE SPEC (ABT8750CK) |  |  | 166.11 | 2001-12-04 13:19 | Anjanece | 1 | 0 | N | N
HOMAC | SEE SPEC (ABT8750CK) | Y | HOMAC , SEE SPEC (ABT8750CK) |  |  | 166.38 | 2001-12-04 13:19 | Anjanece | 1 | 0 | N | N
HOMAC | SEE SPEC (ABT8750CK) | Y | HOMAC , SEE SPEC (ABT8750CK) |  |  | 166.43 | 2001-12-04 13:19 | Anjanece | 1 | 0 | N | N
HOMAC | SEE SPEC (ABT8750CK) | Y | HOMAC , SEE SPEC (ABT8750CK) |  |  | 166.51 | 2001-12-04 13:19 | Anjanece | 1 | 0 | N | N
HOMAC | SEE SPEC (ABT8750CK) | Y | HOMAC , SEE SPEC (ABT8750CK) |  |  | 208.7 | 2001-12-04 13:19 | Anjanece | 1 | 0 | N | N
HOMAC | SEE SPEC (ABT8750CK) | Y | HOMAC , SEE SPEC (ABT8750CK) |  |  | 210.27 | 2001-12-04 13:19 | Anjanece | 1 | 0 | N | N
HOMAC | SEE SPEC (ABT8750CK) | Y | HOMAC , SEE SPEC (ABT8750CK) |  |  | 211.37 | 2001-12-04 13:19 | Anjanece | 1 | 0 | N | N
HOMAC | SEE SPEC (ABT8750CK) | Y | HOMAC , SEE SPEC (ABT8750CK) |  |  | 215.35 | 2001-12-04 13:19 | Anjanece | 1 | 0 | N | N
HOMAC | SEE SPEC (ABT8750CK) | Y | HOMAC , SEE SPEC (ABT8750CK) |  |  | 224.58 | 2001-12-04 13:19 | Anjanece | 1 | 0 | N | N
HOMAC | SEE SPEC (ABT8750CK) | Y | HOMAC , SEE SPEC (ABT8750CK) |  |  | 231.5 | 2001-12-04 13:19 | Anjanece | 1 | 0 | N | N
HOMAC | SEE SPEC (ABT8750CK) | Y | HOMAC , SEE SPEC (ABT8750CK) |  |  | 231.97 | 2001-12-04 13:19 | Anjanece | 1 | 0 | N | N
HOMAC | SEE SPEC (ABT8750CK) | Y | HOMAC , SEE SPEC (ABT8750CK) |  |  | 233.03 | 2001-12-04 13:19 | Anjanece | 1 | 0 | N | N
HOMAC | SEE SPEC (ABT8750CK) | Y | HOMAC , SEE SPEC (ABT8750CK) |  |  | 235.09 | 2001-12-04 13:19 | Anjanece | 1 | 0 | N | N
HOMAC | SEE SPEC (ABT8750CK) | Y | HOMAC , SEE SPEC (ABT8750CK) |  |  | 240.57 | 2001-12-04 13:19 | Anjanece | 1 | 0 | N | N
HOMAC | SEE SPEC (ABT8750CK) | Y | HOMAC , SEE SPEC (ABT8750CK) |  |  | 240.63 | 2001-12-04 13:19 | Anjanece | 1 | 0 | N | N
HOMAC | SEE SPEC (ABT8750CK) | Y | HOMAC , SEE SPEC (ABT8750CK) |  |  | 240.78 | 2001-12-04 13:19 | Anjanece | 1 | 0 | N | N
HOMAC | SEE SPEC (ABT8750CK) | Y | HOMAC , SEE SPEC (ABT8750CK) |  |  | 240.85 | 2001-12-04 13:19 | Anjanece | 1 | 0 | N | N
HOMAC | SEE SPEC (ABT8750CK) | Y | HOMAC , SEE SPEC (ABT8750CK) |  |  | 240.88 | 2001-12-04 13:19 | Anjanece | 1 | 0 | N | N
HOMAC | SEE SPEC (ABT8750CK) | Y | HOMAC , SEE SPEC (ABT8750CK) |  |  | 240.89 | 2001-12-04 13:19 | Anjanece | 1 | 0 | N | N
HOMAC | SEE SPEC (ABT8750CK) | Y | HOMAC , SEE SPEC (ABT8750CK) |  |  | 240.91 | 2001-12-04 13:19 | Anjanece | 1 | 0 | N | N
HOMAC | SEE SPEC (ABT8750CK) | Y | HOMAC , SEE SPEC (ABT8750CK) |  |  | 301.49 | 2001-12-04 13:19 | Anjanece | 1 | 0 | N | N
HOMAC | SEE SPEC (ABT8750CK) | Y | HOMAC , SEE SPEC (ABT8750CK) |  |  | 310.58 | 2001-12-04 13:19 | Anjanece | 1 | 0 | N | N
HOMAC | SEE SPEC (ABT8750CK) | Y | HOMAC , SEE SPEC (ABT8750CK) |  |  | 321.27 | 2001-12-04 13:19 | Anjanece | 1 | 0 | N | N
HOMAC | SEE SPEC (ABT8750CK) | Y | HOMAC , SEE SPEC (ABT8750CK) |  |  | 322.74 | 2001-12-04 13:19 | Anjanece | 1 | 0 | N | N
HOMAC | SEE SPEC (ABT8750CK) | Y | HOMAC , SEE SPEC (ABT8750CK) |  |  | 353.09 | 2001-12-04 13:19 | Anjanece | 1 | 0 | N | N
HOMAC | SEE SPEC (ABT8750CK) | Y | HOMAC , SEE SPEC (ABT8750CK) |  |  | 434.58 | 2001-12-04 13:19 | Anjanece | 1 | 0 | N | N
HOMAC | SEE SPEC (ABT8750CK) | Y | HOMAC , SEE SPEC (ABT8750CK) |  |  | 437.14 | 2001-12-04 13:19 | Anjanece | 1 | 0 | N | N
HOMAC | SEE SPEC (ABT8750CK) | Y | HOMAC , SEE SPEC (ABT8750CK) |  |  | 445.01 | 2001-12-04 13:19 | Anjanece | 1 | 0 | N | N
HOMAC | SEE SPEC (ABT8750CK) | Y | HOMAC , SEE SPEC (ABT8750CK) |  |  | 453.7 | 2001-12-04 13:19 | Anjanece | 1 | 0 | N | N
HOMAC | SEE SPEC (ABT8750CK) | Y | HOMAC , SEE SPEC (ABT8750CK) |  |  | 455.16 | 2001-12-04 13:19 | Anjanece | 1 | 0 | N | N
HOMAC | SEE SPEC (ABT8750CK) | Y | HOMAC , SEE SPEC (ABT8750CK) |  |  | 459.19 | 2001-12-04 13:19 | Anjanece | 1 | 0 | N | N
HOMAC | SEE SPEC (ABT8750CK) | Y | HOMAC , SEE SPEC (ABT8750CK) |  |  | 515.2 | 2001-12-04 13:19 | Anjanece | 1 | 0 | N | N
HOMAC | SEE SPEC (ABT8750CK) | Y | HOMAC , SEE SPEC (ABT8750CK) |  | Storm Stores | 0 | 2019-07-29 09:36 | Anjanece | 1 | 0 | N | N
HOMAC | SEE SPEC (ABT8750CK) | Y | HOMAC , SEE SPEC (ABT8750CK) |  |  | 145.4 | 2019-07-29 09:36 | Anjanece | 1 | 0 | N | N
HOMAC | SEE SPEC (ABT8750CK) | Y | HOMAC , SEE SPEC (ABT8750CK) |  |  | 235.09 | 2019-07-29 09:36 | Anjanece | 1 | 0 | N | N
HOMAC | SEE SPEC (ABT8750CK) | Y | HOMAC , SEE SPEC (ABT8750CK) |  |  | 299.8 | 2019-07-29 09:36 | Anjanece | 1 | 0 | N | N
HOMAC | SEE SPEC (ABT8750CK) | Y | HOMAC , SEE SPEC (ABT8750CK) |  |  | 329.96 | 2019-07-29 09:36 | Anjanece | 1 | 0 | N | N
POLARIS | SEE SPEC (PTLH750-128KP) | Y | POLARIS , SEE SPEC (PTLH750-128KP) | JEA UNDERGROUND DISTRIBUTION | CSC Stores | 130.83 | 2001-12-04 13:19 | Anjanece | 1 | 0 | N | N
POLARIS | SEE SPEC (PTLH750-128KP) | Y | POLARIS , SEE SPEC (PTLH750-128KP) |  |  | 139.87 | 2001-12-04 13:19 | Anjanece | 1 | 0 | N | N
POLARIS | SEE SPEC (PTLH750-128KP) | Y | POLARIS , SEE SPEC (PTLH750-128KP) |  |  | 147.82 | 2001-12-04 13:19 | Anjanece | 1 | 0 | N | N
POLARIS | SEE SPEC (PTLH750-128KP) | Y | POLARIS , SEE SPEC (PTLH750-128KP) |  |  | 148.41 | 2001-12-04 13:19 | Anjanece | 1 | 0 | N | N
POLARIS | SEE SPEC (PTLH750-128KP) | Y | POLARIS , SEE SPEC (PTLH750-128KP) |  |  | 149.06 | 2001-12-04 13:19 | Anjanece | 1 | 0 | N | N
POLARIS | SEE SPEC (PTLH750-128KP) | Y | POLARIS , SEE SPEC (PTLH750-128KP) |  |  | 151.56 | 2001-12-04 13:19 | Anjanece | 1 | 0 | N | N
POLARIS | SEE SPEC (PTLH750-128KP) | Y | POLARIS , SEE SPEC (PTLH750-128KP) |  |  | 151.94 | 2001-12-04 13:19 | Anjanece | 1 | 0 | N | N
POLARIS | SEE SPEC (PTLH750-128KP) | Y | POLARIS , SEE SPEC (PTLH750-128KP) |  |  | 153.16 | 2001-12-04 13:19 | Anjanece | 1 | 0 | N | N
POLARIS | SEE SPEC (PTLH750-128KP) | Y | POLARIS , SEE SPEC (PTLH750-128KP) |  |  | 153.37 | 2001-12-04 13:19 | Anjanece | 1 | 0 | N | N
POLARIS | SEE SPEC (PTLH750-128KP) | Y | POLARIS , SEE SPEC (PTLH750-128KP) |  |  | 153.41 | 2001-12-04 13:19 | Anjanece | 1 | 0 | N | N
POLARIS | SEE SPEC (PTLH750-128KP) | Y | POLARIS , SEE SPEC (PTLH750-128KP) |  |  | 153.43 | 2001-12-04 13:19 | Anjanece | 1 | 0 | N | N
POLARIS | SEE SPEC (PTLH750-128KP) | Y | POLARIS , SEE SPEC (PTLH750-128KP) |  |  | 155.62 | 2001-12-04 13:19 | Anjanece | 1 | 0 | N | N
POLARIS | SEE SPEC (PTLH750-128KP) | Y | POLARIS , SEE SPEC (PTLH750-128KP) |  |  | 155.85 | 2001-12-04 13:19 | Anjanece | 1 | 0 | N | N
POLARIS | SEE SPEC (PTLH750-128KP) | Y | POLARIS , SEE SPEC (PTLH750-128KP) |  |  | 156.3 | 2001-12-04 13:19 | Anjanece | 1 | 0 | N | N
POLARIS | SEE SPEC (PTLH750-128KP) | Y | POLARIS , SEE SPEC (PTLH750-128KP) |  |  | 156.77 | 2001-12-04 13:19 | Anjanece | 1 | 0 | N | N
POLARIS | SEE SPEC (PTLH750-128KP) | Y | POLARIS , SEE SPEC (PTLH750-128KP) |  |  | 158.86 | 2001-12-04 13:19 | Anjanece | 1 | 0 | N | N
POLARIS | SEE SPEC (PTLH750-128KP) | Y | POLARIS , SEE SPEC (PTLH750-128KP) |  |  | 161.52 | 2001-12-04 13:19 | Anjanece | 1 | 0 | N | N
POLARIS | SEE SPEC (PTLH750-128KP) | Y | POLARIS , SEE SPEC (PTLH750-128KP) |  |  | 164.08 | 2001-12-04 13:19 | Anjanece | 1 | 0 | N | N
POLARIS | SEE SPEC (PTLH750-128KP) | Y | POLARIS , SEE SPEC (PTLH750-128KP) |  |  | 164.17 | 2001-12-04 13:19 | Anjanece | 1 | 0 | N | N
POLARIS | SEE SPEC (PTLH750-128KP) | Y | POLARIS , SEE SPEC (PTLH750-128KP) |  |  | 165.18 | 2001-12-04 13:19 | Anjanece | 1 | 0 | N | N
POLARIS | SEE SPEC (PTLH750-128KP) | Y | POLARIS , SEE SPEC (PTLH750-128KP) |  |  | 165.28 | 2001-12-04 13:19 | Anjanece | 1 | 0 | N | N
POLARIS | SEE SPEC (PTLH750-128KP) | Y | POLARIS , SEE SPEC (PTLH750-128KP) |  |  | 165.49 | 2001-12-04 13:19 | Anjanece | 1 | 0 | N | N
POLARIS | SEE SPEC (PTLH750-128KP) | Y | POLARIS , SEE SPEC (PTLH750-128KP) |  |  | 165.86 | 2001-12-04 13:19 | Anjanece | 1 | 0 | N | N
POLARIS | SEE SPEC (PTLH750-128KP) | Y | POLARIS , SEE SPEC (PTLH750-128KP) |  |  | 166.11 | 2001-12-04 13:19 | Anjanece | 1 | 0 | N | N
POLARIS | SEE SPEC (PTLH750-128KP) | Y | POLARIS , SEE SPEC (PTLH750-128KP) |  |  | 166.38 | 2001-12-04 13:19 | Anjanece | 1 | 0 | N | N
POLARIS | SEE SPEC (PTLH750-128KP) | Y | POLARIS , SEE SPEC (PTLH750-128KP) |  |  | 166.43 | 2001-12-04 13:19 | Anjanece | 1 | 0 | N | N
POLARIS | SEE SPEC (PTLH750-128KP) | Y | POLARIS , SEE SPEC (PTLH750-128KP) |  |  | 166.51 | 2001-12-04 13:19 | Anjanece | 1 | 0 | N | N
POLARIS | SEE SPEC (PTLH750-128KP) | Y | POLARIS , SEE SPEC (PTLH750-128KP) |  |  | 208.7 | 2001-12-04 13:19 | Anjanece | 1 | 0 | N | N
POLARIS | SEE SPEC (PTLH750-128KP) | Y | POLARIS , SEE SPEC (PTLH750-128KP) |  |  | 210.27 | 2001-12-04 13:19 | Anjanece | 1 | 0 | N | N
POLARIS | SEE SPEC (PTLH750-128KP) | Y | POLARIS , SEE SPEC (PTLH750-128KP) |  |  | 211.37 | 2001-12-04 13:19 | Anjanece | 1 | 0 | N | N
POLARIS | SEE SPEC (PTLH750-128KP) | Y | POLARIS , SEE SPEC (PTLH750-128KP) |  |  | 215.35 | 2001-12-04 13:19 | Anjanece | 1 | 0 | N | N
POLARIS | SEE SPEC (PTLH750-128KP) | Y | POLARIS , SEE SPEC (PTLH750-128KP) |  |  | 224.58 | 2001-12-04 13:19 | Anjanece | 1 | 0 | N | N
POLARIS | SEE SPEC (PTLH750-128KP) | Y | POLARIS , SEE SPEC (PTLH750-128KP) |  |  | 231.5 | 2001-12-04 13:19 | Anjanece | 1 | 0 | N | N
POLARIS | SEE SPEC (PTLH750-128KP) | Y | POLARIS , SEE SPEC (PTLH750-128KP) |  |  | 231.97 | 2001-12-04 13:19 | Anjanece | 1 | 0 | N | N
POLARIS | SEE SPEC (PTLH750-128KP) | Y | POLARIS , SEE SPEC (PTLH750-128KP) |  |  | 233.03 | 2001-12-04 13:19 | Anjanece | 1 | 0 | N | N
POLARIS | SEE SPEC (PTLH750-128KP) | Y | POLARIS , SEE SPEC (PTLH750-128KP) |  |  | 235.09 | 2001-12-04 13:19 | Anjanece | 1 | 0 | N | N
POLARIS | SEE SPEC (PTLH750-128KP) | Y | POLARIS , SEE SPEC (PTLH750-128KP) |  |  | 240.57 | 2001-12-04 13:19 | Anjanece | 1 | 0 | N | N
POLARIS | SEE SPEC (PTLH750-128KP) | Y | POLARIS , SEE SPEC (PTLH750-128KP) |  |  | 240.63 | 2001-12-04 13:19 | Anjanece | 1 | 0 | N | N
POLARIS | SEE SPEC (PTLH750-128KP) | Y | POLARIS , SEE SPEC (PTLH750-128KP) |  |  | 240.78 | 2001-12-04 13:19 | Anjanece | 1 | 0 | N | N
POLARIS | SEE SPEC (PTLH750-128KP) | Y | POLARIS , SEE SPEC (PTLH750-128KP) |  |  | 240.85 | 2001-12-04 13:19 | Anjanece | 1 | 0 | N | N
POLARIS | SEE SPEC (PTLH750-128KP) | Y | POLARIS , SEE SPEC (PTLH750-128KP) |  |  | 240.88 | 2001-12-04 13:19 | Anjanece | 1 | 0 | N | N
POLARIS | SEE SPEC (PTLH750-128KP) | Y | POLARIS , SEE SPEC (PTLH750-128KP) |  |  | 240.89 | 2001-12-04 13:19 | Anjanece | 1 | 0 | N | N
POLARIS | SEE SPEC (PTLH750-128KP) | Y | POLARIS , SEE SPEC (PTLH750-128KP) |  |  | 240.91 | 2001-12-04 13:19 | Anjanece | 1 | 0 | N | N
POLARIS | SEE SPEC (PTLH750-128KP) | Y | POLARIS , SEE SPEC (PTLH750-128KP) |  |  | 301.49 | 2001-12-04 13:19 | Anjanece | 1 | 0 | N | N
POLARIS | SEE SPEC (PTLH750-128KP) | Y | POLARIS , SEE SPEC (PTLH750-128KP) |  |  | 310.58 | 2001-12-04 13:19 | Anjanece | 1 | 0 | N | N
POLARIS | SEE SPEC (PTLH750-128KP) | Y | POLARIS , SEE SPEC (PTLH750-128KP) |  |  | 321.27 | 2001-12-04 13:19 | Anjanece | 1 | 0 | N | N
POLARIS | SEE SPEC (PTLH750-128KP) | Y | POLARIS , SEE SPEC (PTLH750-128KP) |  |  | 322.74 | 2001-12-04 13:19 | Anjanece | 1 | 0 | N | N
POLARIS | SEE SPEC (PTLH750-128KP) | Y | POLARIS , SEE SPEC (PTLH750-128KP) |  |  | 353.09 | 2001-12-04 13:19 | Anjanece | 1 | 0 | N | N
POLARIS | SEE SPEC (PTLH750-128KP) | Y | POLARIS , SEE SPEC (PTLH750-128KP) |  |  | 434.58 | 2001-12-04 13:19 | Anjanece | 1 | 0 | N | N
POLARIS | SEE SPEC (PTLH750-128KP) | Y | POLARIS , SEE SPEC (PTLH750-128KP) |  |  | 437.14 | 2001-12-04 13:19 | Anjanece | 1 | 0 | N | N
POLARIS | SEE SPEC (PTLH750-128KP) | Y | POLARIS , SEE SPEC (PTLH750-128KP) |  |  | 445.01 | 2001-12-04 13:19 | Anjanece | 1 | 0 | N | N
POLARIS | SEE SPEC (PTLH750-128KP) | Y | POLARIS , SEE SPEC (PTLH750-128KP) |  |  | 453.7 | 2001-12-04 13:19 | Anjanece | 1 | 0 | N | N
POLARIS | SEE SPEC (PTLH750-128KP) | Y | POLARIS , SEE SPEC (PTLH750-128KP) |  |  | 455.16 | 2001-12-04 13:19 | Anjanece | 1 | 0 | N | N
POLARIS | SEE SPEC (PTLH750-128KP) | Y | POLARIS , SEE SPEC (PTLH750-128KP) |  |  | 459.19 | 2001-12-04 13:19 | Anjanece | 1 | 0 | N | N
POLARIS | SEE SPEC (PTLH750-128KP) | Y | POLARIS , SEE SPEC (PTLH750-128KP) |  |  | 515.2 | 2001-12-04 13:19 | Anjanece | 1 | 0 | N | N
POLARIS | SEE SPEC (PTLH750-128KP) | Y | POLARIS , SEE SPEC (PTLH750-128KP) |  | Storm Stores | 0 | 2019-07-29 09:36 | Anjanece | 1 | 0 | N | N
POLARIS | SEE SPEC (PTLH750-128KP) | Y | POLARIS , SEE SPEC (PTLH750-128KP) |  |  | 145.4 | 2019-07-29 09:36 | Anjanece | 1 | 0 | N | N
POLARIS | SEE SPEC (PTLH750-128KP) | Y | POLARIS , SEE SPEC (PTLH750-128KP) |  |  | 235.09 | 2019-07-29 09:36 | Anjanece | 1 | 0 | N | N
POLARIS | SEE SPEC (PTLH750-128KP) | Y | POLARIS , SEE SPEC (PTLH750-128KP) |  |  | 299.8 | 2019-07-29 09:36 | Anjanece | 1 | 0 | N | N
POLARIS | SEE SPEC (PTLH750-128KP) | Y | POLARIS , SEE SPEC (PTLH750-128KP) |  |  | 329.96 | 2019-07-29 09:36 | Anjanece | 1 | 0 | N | N
UTILCO | SEE SPEC (USG2-750R128KP) | Y | UTILCO , SEE SPEC (USG2-750R128KP) | JEA UNDERGROUND DISTRIBUTION | CSC Stores | 130.83 | 2001-12-04 13:19 | Anjanece | 1 | 0 | N | N
UTILCO | SEE SPEC (USG2-750R128KP) | Y | UTILCO , SEE SPEC (USG2-750R128KP) |  |  | 139.87 | 2001-12-04 13:19 | Anjanece | 1 | 0 | N | N
UTILCO | SEE SPEC (USG2-750R128KP) | Y | UTILCO , SEE SPEC (USG2-750R128KP) |  |  | 147.82 | 2001-12-04 13:19 | Anjanece | 1 | 0 | N | N
UTILCO | SEE SPEC (USG2-750R128KP) | Y | UTILCO , SEE SPEC (USG2-750R128KP) |  |  | 148.41 | 2001-12-04 13:19 | Anjanece | 1 | 0 | N | N
UTILCO | SEE SPEC (USG2-750R128KP) | Y | UTILCO , SEE SPEC (USG2-750R128KP) |  |  | 149.06 | 2001-12-04 13:19 | Anjanece | 1 | 0 | N | N
UTILCO | SEE SPEC (USG2-750R128KP) | Y | UTILCO , SEE SPEC (USG2-750R128KP) |  |  | 151.56 | 2001-12-04 13:19 | Anjanece | 1 | 0 | N | N
UTILCO | SEE SPEC (USG2-750R128KP) | Y | UTILCO , SEE SPEC (USG2-750R128KP) |  |  | 151.94 | 2001-12-04 13:19 | Anjanece | 1 | 0 | N | N
UTILCO | SEE SPEC (USG2-750R128KP) | Y | UTILCO , SEE SPEC (USG2-750R128KP) |  |  | 153.16 | 2001-12-04 13:19 | Anjanece | 1 | 0 | N | N
UTILCO | SEE SPEC (USG2-750R128KP) | Y | UTILCO , SEE SPEC (USG2-750R128KP) |  |  | 153.37 | 2001-12-04 13:19 | Anjanece | 1 | 0 | N | N
UTILCO | SEE SPEC (USG2-750R128KP) | Y | UTILCO , SEE SPEC (USG2-750R128KP) |  |  | 153.41 | 2001-12-04 13:19 | Anjanece | 1 | 0 | N | N
UTILCO | SEE SPEC (USG2-750R128KP) | Y | UTILCO , SEE SPEC (USG2-750R128KP) |  |  | 153.43 | 2001-12-04 13:19 | Anjanece | 1 | 0 | N | N
UTILCO | SEE SPEC (USG2-750R128KP) | Y | UTILCO , SEE SPEC (USG2-750R128KP) |  |  | 155.62 | 2001-12-04 13:19 | Anjanece | 1 | 0 | N | N
UTILCO | SEE SPEC (USG2-750R128KP) | Y | UTILCO , SEE SPEC (USG2-750R128KP) |  |  | 155.85 | 2001-12-04 13:19 | Anjanece | 1 | 0 | N | N
UTILCO | SEE SPEC (USG2-750R128KP) | Y | UTILCO , SEE SPEC (USG2-750R128KP) |  |  | 156.3 | 2001-12-04 13:19 | Anjanece | 1 | 0 | N | N
UTILCO | SEE SPEC (USG2-750R128KP) | Y | UTILCO , SEE SPEC (USG2-750R128KP) |  |  | 156.77 | 2001-12-04 13:19 | Anjanece | 1 | 0 | N | N
UTILCO | SEE SPEC (USG2-750R128KP) | Y | UTILCO , SEE SPEC (USG2-750R128KP) |  |  | 158.86 | 2001-12-04 13:19 | Anjanece | 1 | 0 | N | N
UTILCO | SEE SPEC (USG2-750R128KP) | Y | UTILCO , SEE SPEC (USG2-750R128KP) |  |  | 161.52 | 2001-12-04 13:19 | Anjanece | 1 | 0 | N | N
UTILCO | SEE SPEC (USG2-750R128KP) | Y | UTILCO , SEE SPEC (USG2-750R128KP) |  |  | 164.08 | 2001-12-04 13:19 | Anjanece | 1 | 0 | N | N
UTILCO | SEE SPEC (USG2-750R128KP) | Y | UTILCO , SEE SPEC (USG2-750R128KP) |  |  | 164.17 | 2001-12-04 13:19 | Anjanece | 1 | 0 | N | N
UTILCO | SEE SPEC (USG2-750R128KP) | Y | UTILCO , SEE SPEC (USG2-750R128KP) |  |  | 165.18 | 2001-12-04 13:19 | Anjanece | 1 | 0 | N | N
UTILCO | SEE SPEC (USG2-750R128KP) | Y | UTILCO , SEE SPEC (USG2-750R128KP) |  |  | 165.28 | 2001-12-04 13:19 | Anjanece | 1 | 0 | N | N
UTILCO | SEE SPEC (USG2-750R128KP) | Y | UTILCO , SEE SPEC (USG2-750R128KP) |  |  | 165.49 | 2001-12-04 13:19 | Anjanece | 1 | 0 | N | N
UTILCO | SEE SPEC (USG2-750R128KP) | Y | UTILCO , SEE SPEC (USG2-750R128KP) |  |  | 165.86 | 2001-12-04 13:19 | Anjanece | 1 | 0 | N | N
UTILCO | SEE SPEC (USG2-750R128KP) | Y | UTILCO , SEE SPEC (USG2-750R128KP) |  |  | 166.11 | 2001-12-04 13:19 | Anjanece | 1 | 0 | N | N
UTILCO | SEE SPEC (USG2-750R128KP) | Y | UTILCO , SEE SPEC (USG2-750R128KP) |  |  | 166.38 | 2001-12-04 13:19 | Anjanece | 1 | 0 | N | N
UTILCO | SEE SPEC (USG2-750R128KP) | Y | UTILCO , SEE SPEC (USG2-750R128KP) |  |  | 166.43 | 2001-12-04 13:19 | Anjanece | 1 | 0 | N | N
UTILCO | SEE SPEC (USG2-750R128KP) | Y | UTILCO , SEE SPEC (USG2-750R128KP) |  |  | 166.51 | 2001-12-04 13:19 | Anjanece | 1 | 0 | N | N
UTILCO | SEE SPEC (USG2-750R128KP) | Y | UTILCO , SEE SPEC (USG2-750R128KP) |  |  | 208.7 | 2001-12-04 13:19 | Anjanece | 1 | 0 | N | N
UTILCO | SEE SPEC (USG2-750R128KP) | Y | UTILCO , SEE SPEC (USG2-750R128KP) |  |  | 210.27 | 2001-12-04 13:19 | Anjanece | 1 | 0 | N | N
UTILCO | SEE SPEC (USG2-750R128KP) | Y | UTILCO , SEE SPEC (USG2-750R128KP) |  |  | 211.37 | 2001-12-04 13:19 | Anjanece | 1 | 0 | N | N
UTILCO | SEE SPEC (USG2-750R128KP) | Y | UTILCO , SEE SPEC (USG2-750R128KP) |  |  | 215.35 | 2001-12-04 13:19 | Anjanece | 1 | 0 | N | N
UTILCO | SEE SPEC (USG2-750R128KP) | Y | UTILCO , SEE SPEC (USG2-750R128KP) |  |  | 224.58 | 2001-12-04 13:19 | Anjanece | 1 | 0 | N | N
UTILCO | SEE SPEC (USG2-750R128KP) | Y | UTILCO , SEE SPEC (USG2-750R128KP) |  |  | 231.5 | 2001-12-04 13:19 | Anjanece | 1 | 0 | N | N
UTILCO | SEE SPEC (USG2-750R128KP) | Y | UTILCO , SEE SPEC (USG2-750R128KP) |  |  | 231.97 | 2001-12-04 13:19 | Anjanece | 1 | 0 | N | N
UTILCO | SEE SPEC (USG2-750R128KP) | Y | UTILCO , SEE SPEC (USG2-750R128KP) |  |  | 233.03 | 2001-12-04 13:19 | Anjanece | 1 | 0 | N | N
UTILCO | SEE SPEC (USG2-750R128KP) | Y | UTILCO , SEE SPEC (USG2-750R128KP) |  |  | 235.09 | 2001-12-04 13:19 | Anjanece | 1 | 0 | N | N
UTILCO | SEE SPEC (USG2-750R128KP) | Y | UTILCO , SEE SPEC (USG2-750R128KP) |  |  | 240.57 | 2001-12-04 13:19 | Anjanece | 1 | 0 | N | N
UTILCO | SEE SPEC (USG2-750R128KP) | Y | UTILCO , SEE SPEC (USG2-750R128KP) |  |  | 240.63 | 2001-12-04 13:19 | Anjanece | 1 | 0 | N | N
UTILCO | SEE SPEC (USG2-750R128KP) | Y | UTILCO , SEE SPEC (USG2-750R128KP) |  |  | 240.78 | 2001-12-04 13:19 | Anjanece | 1 | 0 | N | N
UTILCO | SEE SPEC (USG2-750R128KP) | Y | UTILCO , SEE SPEC (USG2-750R128KP) |  |  | 240.85 | 2001-12-04 13:19 | Anjanece | 1 | 0 | N | N
UTILCO | SEE SPEC (USG2-750R128KP) | Y | UTILCO , SEE SPEC (USG2-750R128KP) |  |  | 240.88 | 2001-12-04 13:19 | Anjanece | 1 | 0 | N | N
UTILCO | SEE SPEC (USG2-750R128KP) | Y | UTILCO , SEE SPEC (USG2-750R128KP) |  |  | 240.89 | 2001-12-04 13:19 | Anjanece | 1 | 0 | N | N
UTILCO | SEE SPEC (USG2-750R128KP) | Y | UTILCO , SEE SPEC (USG2-750R128KP) |  |  | 240.91 | 2001-12-04 13:19 | Anjanece | 1 | 0 | N | N
UTILCO | SEE SPEC (USG2-750R128KP) | Y | UTILCO , SEE SPEC (USG2-750R128KP) |  |  | 301.49 | 2001-12-04 13:19 | Anjanece | 1 | 0 | N | N
UTILCO | SEE SPEC (USG2-750R128KP) | Y | UTILCO , SEE SPEC (USG2-750R128KP) |  |  | 310.58 | 2001-12-04 13:19 | Anjanece | 1 | 0 | N | N
UTILCO | SEE SPEC (USG2-750R128KP) | Y | UTILCO , SEE SPEC (USG2-750R128KP) |  |  | 321.27 | 2001-12-04 13:19 | Anjanece | 1 | 0 | N | N
UTILCO | SEE SPEC (USG2-750R128KP) | Y | UTILCO , SEE SPEC (USG2-750R128KP) |  |  | 322.74 | 2001-12-04 13:19 | Anjanece | 1 | 0 | N | N
UTILCO | SEE SPEC (USG2-750R128KP) | Y | UTILCO , SEE SPEC (USG2-750R128KP) |  |  | 353.09 | 2001-12-04 13:19 | Anjanece | 1 | 0 | N | N
UTILCO | SEE SPEC (USG2-750R128KP) | Y | UTILCO , SEE SPEC (USG2-750R128KP) |  |  | 434.58 | 2001-12-04 13:19 | Anjanece | 1 | 0 | N | N
UTILCO | SEE SPEC (USG2-750R128KP) | Y | UTILCO , SEE SPEC (USG2-750R128KP) |  |  | 437.14 | 2001-12-04 13:19 | Anjanece | 1 | 0 | N | N
UTILCO | SEE SPEC (USG2-750R128KP) | Y | UTILCO , SEE SPEC (USG2-750R128KP) |  |  | 445.01 | 2001-12-04 13:19 | Anjanece | 1 | 0 | N | N
UTILCO | SEE SPEC (USG2-750R128KP) | Y | UTILCO , SEE SPEC (USG2-750R128KP) |  |  | 453.7 | 2001-12-04 13:19 | Anjanece | 1 | 0 | N | N
UTILCO | SEE SPEC (USG2-750R128KP) | Y | UTILCO , SEE SPEC (USG2-750R128KP) |  |  | 455.16 | 2001-12-04 13:19 | Anjanece | 1 | 0 | N | N
UTILCO | SEE SPEC (USG2-750R128KP) | Y | UTILCO , SEE SPEC (USG2-750R128KP) |  |  | 459.19 | 2001-12-04 13:19 | Anjanece | 1 | 0 | N | N
UTILCO | SEE SPEC (USG2-750R128KP) | Y | UTILCO , SEE SPEC (USG2-750R128KP) |  |  | 515.2 | 2001-12-04 13:19 | Anjanece | 1 | 0 | N | N
UTILCO | SEE SPEC (USG2-750R128KP) | Y | UTILCO , SEE SPEC (USG2-750R128KP) |  | Storm Stores | 0 | 2019-07-29 09:36 | Anjanece | 1 | 0 | N | N
UTILCO | SEE SPEC (USG2-750R128KP) | Y | UTILCO , SEE SPEC (USG2-750R128KP) |  |  | 145.4 | 2019-07-29 09:36 | Anjanece | 1 | 0 | N | N
UTILCO | SEE SPEC (USG2-750R128KP) | Y | UTILCO , SEE SPEC (USG2-750R128KP) |  |  | 235.09 | 2019-07-29 09:36 | Anjanece | 1 | 0 | N | N
UTILCO | SEE SPEC (USG2-750R128KP) | Y | UTILCO , SEE SPEC (USG2-750R128KP) |  |  | 299.8 | 2019-07-29 09:36 | Anjanece | 1 | 0 | N | N
UTILCO | SEE SPEC (USG2-750R128KP) | Y | UTILCO , SEE SPEC (USG2-750R128KP) |  |  | 329.96 | 2019-07-29 09:36 | Anjanece | 1 | 0 | N | N
ALCON | T4G3-500G-RB | Y | ALCON , T4G3-500G-RB | JEA OVERHEAD DISTRIBUTION | CSC Stores | 8.04 | 2002-05-21 11:32 | Anjanece | 8 | 0 | N | N
ALCON | T4G3-500G-RB | Y | ALCON , T4G3-500G-RB |  |  | 8.06 | 2002-05-21 11:32 | Anjanece | 8 | 0 | N | N
ALCON | T4G3-500G-RB | Y | ALCON , T4G3-500G-RB |  |  | 8.12 | 2002-05-21 11:32 | Anjanece | 8 | 0 | N | N
ALCON | T4G3-500G-RB | Y | ALCON , T4G3-500G-RB |  |  | 8.16 | 2002-05-21 11:32 | Anjanece | 8 | 0 | N | N
ALCON | T4G3-500G-RB | Y | ALCON , T4G3-500G-RB |  |  | 8.28 | 2002-05-21 11:32 | Anjanece | 8 | 0 | N | N
ALCON | T4G3-500G-RB | Y | ALCON , T4G3-500G-RB |  |  | 8.33 | 2002-05-21 11:32 | Anjanece | 8 | 0 | N | N
ALCON | T4G3-500G-RB | Y | ALCON , T4G3-500G-RB |  |  | 8.51 | 2002-05-21 11:32 | Anjanece | 8 | 0 | N | N
ALCON | T4G3-500G-RB | Y | ALCON , T4G3-500G-RB |  |  | 8.69 | 2002-05-21 11:32 | Anjanece | 8 | 0 | N | N
ALCON | T4G3-500G-RB | Y | ALCON , T4G3-500G-RB |  |  | 8.8 | 2002-05-21 11:32 | Anjanece | 8 | 0 | N | N
ALCON | T4G3-500G-RB | Y | ALCON , T4G3-500G-RB |  |  | 8.81 | 2002-05-21 11:32 | Anjanece | 8 | 0 | N | N
ALCON | T4G3-500G-RB | Y | ALCON , T4G3-500G-RB |  |  | 8.85 | 2002-05-21 11:32 | Anjanece | 8 | 0 | N | N
ALCON | T4G3-500G-RB | Y | ALCON , T4G3-500G-RB |  |  | 9.04 | 2002-05-21 11:32 | Anjanece | 8 | 0 | N | N
ALCON | T4G3-500G-RB | Y | ALCON , T4G3-500G-RB |  |  | 9.71 | 2002-05-21 11:32 | Anjanece | 8 | 0 | N | N
ALCON | T4G3-500G-RB | Y | ALCON , T4G3-500G-RB |  |  | 9.88 | 2002-05-21 11:32 | Anjanece | 8 | 0 | N | N
ALCON | T4G3-500G-RB | Y | ALCON , T4G3-500G-RB |  |  | 10.17 | 2002-05-21 11:32 | Anjanece | 8 | 0 | N | N
ALCON | T4G3-500G-RB | Y | ALCON , T4G3-500G-RB |  |  | 10.69 | 2002-05-21 11:32 | Anjanece | 8 | 0 | N | N
ALCON | T4G3-500G-RB | Y | ALCON , T4G3-500G-RB |  |  | 11.29 | 2002-05-21 11:32 | Anjanece | 8 | 0 | N | N
ALCON | T4G3-500G-RB | Y | ALCON , T4G3-500G-RB |  |  | 11.32 | 2002-05-21 11:32 | Anjanece | 8 | 0 | N | N
ALCON | T4G3-500G-RB | Y | ALCON , T4G3-500G-RB |  |  | 11.35 | 2002-05-21 11:32 | Anjanece | 8 | 0 | N | N
ALCON | T4G3-500G-RB | Y | ALCON , T4G3-500G-RB |  |  | 11.68 | 2002-05-21 11:32 | Anjanece | 8 | 0 | N | N
ALCON | T4G3-500G-RB | Y | ALCON , T4G3-500G-RB |  |  | 12.08 | 2002-05-21 11:32 | Anjanece | 8 | 0 | N | N
ALCON | T4G3-500G-RB | Y | ALCON , T4G3-500G-RB |  |  | 12.09 | 2002-05-21 11:32 | Anjanece | 8 | 0 | N | N
ALCON | T4G3-500G-RB | Y | ALCON , T4G3-500G-RB |  |  | 12.2 | 2002-05-21 11:32 | Anjanece | 8 | 0 | N | N
ALCON | T4G3-500G-RB | Y | ALCON , T4G3-500G-RB |  |  | 12.23 | 2002-05-21 11:32 | Anjanece | 8 | 0 | N | N
ALCON | T4G3-500G-RB | Y | ALCON , T4G3-500G-RB |  |  | 12.48 | 2002-05-21 11:32 | Anjanece | 8 | 0 | N | N
ALCON | T4G3-500G-RB | Y | ALCON , T4G3-500G-RB |  |  | 12.54 | 2002-05-21 11:32 | Anjanece | 8 | 0 | N | N
ALCON | T4G3-500G-RB | Y | ALCON , T4G3-500G-RB |  |  | 12.88 | 2002-05-21 11:32 | Anjanece | 8 | 0 | N | N
ALCON | T4G3-500G-RB | Y | ALCON , T4G3-500G-RB |  |  | 12.9 | 2002-05-21 11:32 | Anjanece | 8 | 0 | N | N
ALCON | T4G3-500G-RB | Y | ALCON , T4G3-500G-RB |  |  | 12.95 | 2002-05-21 11:32 | Anjanece | 8 | 0 | N | N
ALCON | T4G3-500G-RB | Y | ALCON , T4G3-500G-RB |  |  | 12.96 | 2002-05-21 11:32 | Anjanece | 8 | 0 | N | N
ALCON | T4G3-500G-RB | Y | ALCON , T4G3-500G-RB |  |  | 13.41 | 2002-05-21 11:32 | Anjanece | 8 | 0 | N | N
ALCON | T4G3-500G-RB | Y | ALCON , T4G3-500G-RB |  |  | 13.42 | 2002-05-21 11:32 | Anjanece | 8 | 0 | N | N
CONNECTOR MANUFACTURING CO. | L3D4-500I | Y | CONNECTOR MANUFACTURING CO. , L3D4-500I | JEA OVERHEAD DISTRIBUTION | CSC Stores | 8.04 | 2002-05-21 11:32 | Anjanece | 8 | 0 | N | N
CONNECTOR MANUFACTURING CO. | L3D4-500I | Y | CONNECTOR MANUFACTURING CO. , L3D4-500I |  |  | 8.06 | 2002-05-21 11:32 | Anjanece | 8 | 0 | N | N
CONNECTOR MANUFACTURING CO. | L3D4-500I | Y | CONNECTOR MANUFACTURING CO. , L3D4-500I |  |  | 8.12 | 2002-05-21 11:32 | Anjanece | 8 | 0 | N | N
CONNECTOR MANUFACTURING CO. | L3D4-500I | Y | CONNECTOR MANUFACTURING CO. , L3D4-500I |  |  | 8.16 | 2002-05-21 11:32 | Anjanece | 8 | 0 | N | N
CONNECTOR MANUFACTURING CO. | L3D4-500I | Y | CONNECTOR MANUFACTURING CO. , L3D4-500I |  |  | 8.28 | 2002-05-21 11:32 | Anjanece | 8 | 0 | N | N
CONNECTOR MANUFACTURING CO. | L3D4-500I | Y | CONNECTOR MANUFACTURING CO. , L3D4-500I |  |  | 8.33 | 2002-05-21 11:32 | Anjanece | 8 | 0 | N | N
CONNECTOR MANUFACTURING CO. | L3D4-500I | Y | CONNECTOR MANUFACTURING CO. , L3D4-500I |  |  | 8.51 | 2002-05-21 11:32 | Anjanece | 8 | 0 | N | N
CONNECTOR MANUFACTURING CO. | L3D4-500I | Y | CONNECTOR MANUFACTURING CO. , L3D4-500I |  |  | 8.69 | 2002-05-21 11:32 | Anjanece | 8 | 0 | N | N
CONNECTOR MANUFACTURING CO. | L3D4-500I | Y | CONNECTOR MANUFACTURING CO. , L3D4-500I |  |  | 8.8 | 2002-05-21 11:32 | Anjanece | 8 | 0 | N | N
CONNECTOR MANUFACTURING CO. | L3D4-500I | Y | CONNECTOR MANUFACTURING CO. , L3D4-500I |  |  | 8.81 | 2002-05-21 11:32 | Anjanece | 8 | 0 | N | N
CONNECTOR MANUFACTURING CO. | L3D4-500I | Y | CONNECTOR MANUFACTURING CO. , L3D4-500I |  |  | 8.85 | 2002-05-21 11:32 | Anjanece | 8 | 0 | N | N
CONNECTOR MANUFACTURING CO. | L3D4-500I | Y | CONNECTOR MANUFACTURING CO. , L3D4-500I |  |  | 9.04 | 2002-05-21 11:32 | Anjanece | 8 | 0 | N | N
CONNECTOR MANUFACTURING CO. | L3D4-500I | Y | CONNECTOR MANUFACTURING CO. , L3D4-500I |  |  | 9.71 | 2002-05-21 11:32 | Anjanece | 8 | 0 | N | N
CONNECTOR MANUFACTURING CO. | L3D4-500I | Y | CONNECTOR MANUFACTURING CO. , L3D4-500I |  |  | 9.88 | 2002-05-21 11:32 | Anjanece | 8 | 0 | N | N
CONNECTOR MANUFACTURING CO. | L3D4-500I | Y | CONNECTOR MANUFACTURING CO. , L3D4-500I |  |  | 10.17 | 2002-05-21 11:32 | Anjanece | 8 | 0 | N | N
CONNECTOR MANUFACTURING CO. | L3D4-500I | Y | CONNECTOR MANUFACTURING CO. , L3D4-500I |  |  | 10.69 | 2002-05-21 11:32 | Anjanece | 8 | 0 | N | N
CONNECTOR MANUFACTURING CO. | L3D4-500I | Y | CONNECTOR MANUFACTURING CO. , L3D4-500I |  |  | 11.29 | 2002-05-21 11:32 | Anjanece | 8 | 0 | N | N
CONNECTOR MANUFACTURING CO. | L3D4-500I | Y | CONNECTOR MANUFACTURING CO. , L3D4-500I |  |  | 11.32 | 2002-05-21 11:32 | Anjanece | 8 | 0 | N | N
CONNECTOR MANUFACTURING CO. | L3D4-500I | Y | CONNECTOR MANUFACTURING CO. , L3D4-500I |  |  | 11.35 | 2002-05-21 11:32 | Anjanece | 8 | 0 | N | N
CONNECTOR MANUFACTURING CO. | L3D4-500I | Y | CONNECTOR MANUFACTURING CO. , L3D4-500I |  |  | 11.68 | 2002-05-21 11:32 | Anjanece | 8 | 0 | N | N
CONNECTOR MANUFACTURING CO. | L3D4-500I | Y | CONNECTOR MANUFACTURING CO. , L3D4-500I |  |  | 12.08 | 2002-05-21 11:32 | Anjanece | 8 | 0 | N | N
CONNECTOR MANUFACTURING CO. | L3D4-500I | Y | CONNECTOR MANUFACTURING CO. , L3D4-500I |  |  | 12.09 | 2002-05-21 11:32 | Anjanece | 8 | 0 | N | N
CONNECTOR MANUFACTURING CO. | L3D4-500I | Y | CONNECTOR MANUFACTURING CO. , L3D4-500I |  |  | 12.2 | 2002-05-21 11:32 | Anjanece | 8 | 0 | N | N
CONNECTOR MANUFACTURING CO. | L3D4-500I | Y | CONNECTOR MANUFACTURING CO. , L3D4-500I |  |  | 12.23 | 2002-05-21 11:32 | Anjanece | 8 | 0 | N | N
CONNECTOR MANUFACTURING CO. | L3D4-500I | Y | CONNECTOR MANUFACTURING CO. , L3D4-500I |  |  | 12.48 | 2002-05-21 11:32 | Anjanece | 8 | 0 | N | N
CONNECTOR MANUFACTURING CO. | L3D4-500I | Y | CONNECTOR MANUFACTURING CO. , L3D4-500I |  |  | 12.54 | 2002-05-21 11:32 | Anjanece | 8 | 0 | N | N
CONNECTOR MANUFACTURING CO. | L3D4-500I | Y | CONNECTOR MANUFACTURING CO. , L3D4-500I |  |  | 12.88 | 2002-05-21 11:32 | Anjanece | 8 | 0 | N | N
CONNECTOR MANUFACTURING CO. | L3D4-500I | Y | CONNECTOR MANUFACTURING CO. , L3D4-500I |  |  | 12.9 | 2002-05-21 11:32 | Anjanece | 8 | 0 | N | N
CONNECTOR MANUFACTURING CO. | L3D4-500I | Y | CONNECTOR MANUFACTURING CO. , L3D4-500I |  |  | 12.95 | 2002-05-21 11:32 | Anjanece | 8 | 0 | N | N
CONNECTOR MANUFACTURING CO. | L3D4-500I | Y | CONNECTOR MANUFACTURING CO. , L3D4-500I |  |  | 12.96 | 2002-05-21 11:32 | Anjanece | 8 | 0 | N | N
CONNECTOR MANUFACTURING CO. | L3D4-500I | Y | CONNECTOR MANUFACTURING CO. , L3D4-500I |  |  | 13.41 | 2002-05-21 11:32 | Anjanece | 8 | 0 | N | N
CONNECTOR MANUFACTURING CO. | L3D4-500I | Y | CONNECTOR MANUFACTURING CO. , L3D4-500I |  |  | 13.42 | 2002-05-21 11:32 | Anjanece | 8 | 0 | N | N
HOMAC | ABT3500DSC | Y | HOMAC , ABT3500DSC | JEA OVERHEAD DISTRIBUTION | CSC Stores | 8.04 | 2002-05-21 11:32 | Anjanece | 8 | 0 | N | N
HOMAC | ABT3500DSC | Y | HOMAC , ABT3500DSC |  |  | 8.06 | 2002-05-21 11:32 | Anjanece | 8 | 0 | N | N
HOMAC | ABT3500DSC | Y | HOMAC , ABT3500DSC |  |  | 8.12 | 2002-05-21 11:32 | Anjanece | 8 | 0 | N | N
HOMAC | ABT3500DSC | Y | HOMAC , ABT3500DSC |  |  | 8.16 | 2002-05-21 11:32 | Anjanece | 8 | 0 | N | N
HOMAC | ABT3500DSC | Y | HOMAC , ABT3500DSC |  |  | 8.28 | 2002-05-21 11:32 | Anjanece | 8 | 0 | N | N
HOMAC | ABT3500DSC | Y | HOMAC , ABT3500DSC |  |  | 8.33 | 2002-05-21 11:32 | Anjanece | 8 | 0 | N | N
HOMAC | ABT3500DSC | Y | HOMAC , ABT3500DSC |  |  | 8.51 | 2002-05-21 11:32 | Anjanece | 8 | 0 | N | N
HOMAC | ABT3500DSC | Y | HOMAC , ABT3500DSC |  |  | 8.69 | 2002-05-21 11:32 | Anjanece | 8 | 0 | N | N
HOMAC | ABT3500DSC | Y | HOMAC , ABT3500DSC |  |  | 8.8 | 2002-05-21 11:32 | Anjanece | 8 | 0 | N | N
HOMAC | ABT3500DSC | Y | HOMAC , ABT3500DSC |  |  | 8.81 | 2002-05-21 11:32 | Anjanece | 8 | 0 | N | N
HOMAC | ABT3500DSC | Y | HOMAC , ABT3500DSC |  |  | 8.85 | 2002-05-21 11:32 | Anjanece | 8 | 0 | N | N
HOMAC | ABT3500DSC | Y | HOMAC , ABT3500DSC |  |  | 9.04 | 2002-05-21 11:32 | Anjanece | 8 | 0 | N | N
HOMAC | ABT3500DSC | Y | HOMAC , ABT3500DSC |  |  | 9.71 | 2002-05-21 11:32 | Anjanece | 8 | 0 | N | N
HOMAC | ABT3500DSC | Y | HOMAC , ABT3500DSC |  |  | 9.88 | 2002-05-21 11:32 | Anjanece | 8 | 0 | N | N
HOMAC | ABT3500DSC | Y | HOMAC , ABT3500DSC |  |  | 10.17 | 2002-05-21 11:32 | Anjanece | 8 | 0 | N | N
HOMAC | ABT3500DSC | Y | HOMAC , ABT3500DSC |  |  | 10.69 | 2002-05-21 11:32 | Anjanece | 8 | 0 | N | N
HOMAC | ABT3500DSC | Y | HOMAC , ABT3500DSC |  |  | 11.29 | 2002-05-21 11:32 | Anjanece | 8 | 0 | N | N
HOMAC | ABT3500DSC | Y | HOMAC , ABT3500DSC |  |  | 11.32 | 2002-05-21 11:32 | Anjanece | 8 | 0 | N | N
HOMAC | ABT3500DSC | Y | HOMAC , ABT3500DSC |  |  | 11.35 | 2002-05-21 11:32 | Anjanece | 8 | 0 | N | N
HOMAC | ABT3500DSC | Y | HOMAC , ABT3500DSC |  |  | 11.68 | 2002-05-21 11:32 | Anjanece | 8 | 0 | N | N
HOMAC | ABT3500DSC | Y | HOMAC , ABT3500DSC |  |  | 12.08 | 2002-05-21 11:32 | Anjanece | 8 | 0 | N | N
HOMAC | ABT3500DSC | Y | HOMAC , ABT3500DSC |  |  | 12.09 | 2002-05-21 11:32 | Anjanece | 8 | 0 | N | N
HOMAC | ABT3500DSC | Y | HOMAC , ABT3500DSC |  |  | 12.2 | 2002-05-21 11:32 | Anjanece | 8 | 0 | N | N
HOMAC | ABT3500DSC | Y | HOMAC , ABT3500DSC |  |  | 12.23 | 2002-05-21 11:32 | Anjanece | 8 | 0 | N | N
HOMAC | ABT3500DSC | Y | HOMAC , ABT3500DSC |  |  | 12.48 | 2002-05-21 11:32 | Anjanece | 8 | 0 | N | N
HOMAC | ABT3500DSC | Y | HOMAC , ABT3500DSC |  |  | 12.54 | 2002-05-21 11:32 | Anjanece | 8 | 0 | N | N
HOMAC | ABT3500DSC | Y | HOMAC , ABT3500DSC |  |  | 12.88 | 2002-05-21 11:32 | Anjanece | 8 | 0 | N | N
HOMAC | ABT3500DSC | Y | HOMAC , ABT3500DSC |  |  | 12.9 | 2002-05-21 11:32 | Anjanece | 8 | 0 | N | N
HOMAC | ABT3500DSC | Y | HOMAC , ABT3500DSC |  |  | 12.95 | 2002-05-21 11:32 | Anjanece | 8 | 0 | N | N
HOMAC | ABT3500DSC | Y | HOMAC , ABT3500DSC |  |  | 12.96 | 2002-05-21 11:32 | Anjanece | 8 | 0 | N | N
HOMAC | ABT3500DSC | Y | HOMAC , ABT3500DSC |  |  | 13.41 | 2002-05-21 11:32 | Anjanece | 8 | 0 | N | N
HOMAC | ABT3500DSC | Y | HOMAC , ABT3500DSC |  |  | 13.42 | 2002-05-21 11:32 | Anjanece | 8 | 0 | N | N
POLARIS | PTLH-500-43P | Y | POLARIS , PTLH-500-43P | JEA OVERHEAD DISTRIBUTION | CSC Stores | 8.04 | 2002-05-21 11:32 | Anjanece | 8 | 0 | N | N
POLARIS | PTLH-500-43P | Y | POLARIS , PTLH-500-43P |  |  | 8.06 | 2002-05-21 11:32 | Anjanece | 8 | 0 | N | N
POLARIS | PTLH-500-43P | Y | POLARIS , PTLH-500-43P |  |  | 8.12 | 2002-05-21 11:32 | Anjanece | 8 | 0 | N | N
POLARIS | PTLH-500-43P | Y | POLARIS , PTLH-500-43P |  |  | 8.16 | 2002-05-21 11:32 | Anjanece | 8 | 0 | N | N
POLARIS | PTLH-500-43P | Y | POLARIS , PTLH-500-43P |  |  | 8.28 | 2002-05-21 11:32 | Anjanece | 8 | 0 | N | N
POLARIS | PTLH-500-43P | Y | POLARIS , PTLH-500-43P |  |  | 8.33 | 2002-05-21 11:32 | Anjanece | 8 | 0 | N | N
POLARIS | PTLH-500-43P | Y | POLARIS , PTLH-500-43P |  |  | 8.51 | 2002-05-21 11:32 | Anjanece | 8 | 0 | N | N
POLARIS | PTLH-500-43P | Y | POLARIS , PTLH-500-43P |  |  | 8.69 | 2002-05-21 11:32 | Anjanece | 8 | 0 | N | N
POLARIS | PTLH-500-43P | Y | POLARIS , PTLH-500-43P |  |  | 8.8 | 2002-05-21 11:32 | Anjanece | 8 | 0 | N | N
POLARIS | PTLH-500-43P | Y | POLARIS , PTLH-500-43P |  |  | 8.81 | 2002-05-21 11:32 | Anjanece | 8 | 0 | N | N
POLARIS | PTLH-500-43P | Y | POLARIS , PTLH-500-43P |  |  | 8.85 | 2002-05-21 11:32 | Anjanece | 8 | 0 | N | N
POLARIS | PTLH-500-43P | Y | POLARIS , PTLH-500-43P |  |  | 9.04 | 2002-05-21 11:32 | Anjanece | 8 | 0 | N | N
POLARIS | PTLH-500-43P | Y | POLARIS , PTLH-500-43P |  |  | 9.71 | 2002-05-21 11:32 | Anjanece | 8 | 0 | N | N
POLARIS | PTLH-500-43P | Y | POLARIS , PTLH-500-43P |  |  | 9.88 | 2002-05-21 11:32 | Anjanece | 8 | 0 | N | N
POLARIS | PTLH-500-43P | Y | POLARIS , PTLH-500-43P |  |  | 10.17 | 2002-05-21 11:32 | Anjanece | 8 | 0 | N | N
POLARIS | PTLH-500-43P | Y | POLARIS , PTLH-500-43P |  |  | 10.69 | 2002-05-21 11:32 | Anjanece | 8 | 0 | N | N
POLARIS | PTLH-500-43P | Y | POLARIS , PTLH-500-43P |  |  | 11.29 | 2002-05-21 11:32 | Anjanece | 8 | 0 | N | N
POLARIS | PTLH-500-43P | Y | POLARIS , PTLH-500-43P |  |  | 11.32 | 2002-05-21 11:32 | Anjanece | 8 | 0 | N | N
POLARIS | PTLH-500-43P | Y | POLARIS , PTLH-500-43P |  |  | 11.35 | 2002-05-21 11:32 | Anjanece | 8 | 0 | N | N
POLARIS | PTLH-500-43P | Y | POLARIS , PTLH-500-43P |  |  | 11.68 | 2002-05-21 11:32 | Anjanece | 8 | 0 | N | N
POLARIS | PTLH-500-43P | Y | POLARIS , PTLH-500-43P |  |  | 12.08 | 2002-05-21 11:32 | Anjanece | 8 | 0 | N | N
POLARIS | PTLH-500-43P | Y | POLARIS , PTLH-500-43P |  |  | 12.09 | 2002-05-21 11:32 | Anjanece | 8 | 0 | N | N
POLARIS | PTLH-500-43P | Y | POLARIS , PTLH-500-43P |  |  | 12.2 | 2002-05-21 11:32 | Anjanece | 8 | 0 | N | N
POLARIS | PTLH-500-43P | Y | POLARIS , PTLH-500-43P |  |  | 12.23 | 2002-05-21 11:32 | Anjanece | 8 | 0 | N | N
POLARIS | PTLH-500-43P | Y | POLARIS , PTLH-500-43P |  |  | 12.48 | 2002-05-21 11:32 | Anjanece | 8 | 0 | N | N
POLARIS | PTLH-500-43P | Y | POLARIS , PTLH-500-43P |  |  | 12.54 | 2002-05-21 11:32 | Anjanece | 8 | 0 | N | N
POLARIS | PTLH-500-43P | Y | POLARIS , PTLH-500-43P |  |  | 12.88 | 2002-05-21 11:32 | Anjanece | 8 | 0 | N | N
POLARIS | PTLH-500-43P | Y | POLARIS , PTLH-500-43P |  |  | 12.9 | 2002-05-21 11:32 | Anjanece | 8 | 0 | N | N
POLARIS | PTLH-500-43P | Y | POLARIS , PTLH-500-43P |  |  | 12.95 | 2002-05-21 11:32 | Anjanece | 8 | 0 | N | N
POLARIS | PTLH-500-43P | Y | POLARIS , PTLH-500-43P |  |  | 12.96 | 2002-05-21 11:32 | Anjanece | 8 | 0 | N | N
POLARIS | PTLH-500-43P | Y | POLARIS , PTLH-500-43P |  |  | 13.41 | 2002-05-21 11:32 | Anjanece | 8 | 0 | N | N
POLARIS | PTLH-500-43P | Y | POLARIS , PTLH-500-43P |  |  | 13.42 | 2002-05-21 11:32 | Anjanece | 8 | 0 | N | N
UTILCO | USG2-500-C43P | Y | UTILCO , USG2-500-C43P | JEA OVERHEAD DISTRIBUTION | CSC Stores | 8.04 | 2002-05-21 11:32 | Anjanece | 8 | 0 | N | N
UTILCO | USG2-500-C43P | Y | UTILCO , USG2-500-C43P |  |  | 8.06 | 2002-05-21 11:32 | Anjanece | 8 | 0 | N | N
UTILCO | USG2-500-C43P | Y | UTILCO , USG2-500-C43P |  |  | 8.12 | 2002-05-21 11:32 | Anjanece | 8 | 0 | N | N
UTILCO | USG2-500-C43P | Y | UTILCO , USG2-500-C43P |  |  | 8.16 | 2002-05-21 11:32 | Anjanece | 8 | 0 | N | N
UTILCO | USG2-500-C43P | Y | UTILCO , USG2-500-C43P |  |  | 8.28 | 2002-05-21 11:32 | Anjanece | 8 | 0 | N | N
UTILCO | USG2-500-C43P | Y | UTILCO , USG2-500-C43P |  |  | 8.33 | 2002-05-21 11:32 | Anjanece | 8 | 0 | N | N
UTILCO | USG2-500-C43P | Y | UTILCO , USG2-500-C43P |  |  | 8.51 | 2002-05-21 11:32 | Anjanece | 8 | 0 | N | N
UTILCO | USG2-500-C43P | Y | UTILCO , USG2-500-C43P |  |  | 8.69 | 2002-05-21 11:32 | Anjanece | 8 | 0 | N | N
UTILCO | USG2-500-C43P | Y | UTILCO , USG2-500-C43P |  |  | 8.8 | 2002-05-21 11:32 | Anjanece | 8 | 0 | N | N
UTILCO | USG2-500-C43P | Y | UTILCO , USG2-500-C43P |  |  | 8.81 | 2002-05-21 11:32 | Anjanece | 8 | 0 | N | N
UTILCO | USG2-500-C43P | Y | UTILCO , USG2-500-C43P |  |  | 8.85 | 2002-05-21 11:32 | Anjanece | 8 | 0 | N | N
UTILCO | USG2-500-C43P | Y | UTILCO , USG2-500-C43P |  |  | 9.04 | 2002-05-21 11:32 | Anjanece | 8 | 0 | N | N
UTILCO | USG2-500-C43P | Y | UTILCO , USG2-500-C43P |  |  | 9.71 | 2002-05-21 11:32 | Anjanece | 8 | 0 | N | N
UTILCO | USG2-500-C43P | Y | UTILCO , USG2-500-C43P |  |  | 9.88 | 2002-05-21 11:32 | Anjanece | 8 | 0 | N | N
UTILCO | USG2-500-C43P | Y | UTILCO , USG2-500-C43P |  |  | 10.17 | 2002-05-21 11:32 | Anjanece | 8 | 0 | N | N
UTILCO | USG2-500-C43P | Y | UTILCO , USG2-500-C43P |  |  | 10.69 | 2002-05-21 11:32 | Anjanece | 8 | 0 | N | N
UTILCO | USG2-500-C43P | Y | UTILCO , USG2-500-C43P |  |  | 11.29 | 2002-05-21 11:32 | Anjanece | 8 | 0 | N | N
UTILCO | USG2-500-C43P | Y | UTILCO , USG2-500-C43P |  |  | 11.32 | 2002-05-21 11:32 | Anjanece | 8 | 0 | N | N
UTILCO | USG2-500-C43P | Y | UTILCO , USG2-500-C43P |  |  | 11.35 | 2002-05-21 11:32 | Anjanece | 8 | 0 | N | N
UTILCO | USG2-500-C43P | Y | UTILCO , USG2-500-C43P |  |  | 11.68 | 2002-05-21 11:32 | Anjanece | 8 | 0 | N | N
UTILCO | USG2-500-C43P | Y | UTILCO , USG2-500-C43P |  |  | 12.08 | 2002-05-21 11:32 | Anjanece | 8 | 0 | N | N
UTILCO | USG2-500-C43P | Y | UTILCO , USG2-500-C43P |  |  | 12.09 | 2002-05-21 11:32 | Anjanece | 8 | 0 | N | N
UTILCO | USG2-500-C43P | Y | UTILCO , USG2-500-C43P |  |  | 12.2 | 2002-05-21 11:32 | Anjanece | 8 | 0 | N | N
UTILCO | USG2-500-C43P | Y | UTILCO , USG2-500-C43P |  |  | 12.23 | 2002-05-21 11:32 | Anjanece | 8 | 0 | N | N
UTILCO | USG2-500-C43P | Y | UTILCO , USG2-500-C43P |  |  | 12.48 | 2002-05-21 11:32 | Anjanece | 8 | 0 | N | N
UTILCO | USG2-500-C43P | Y | UTILCO , USG2-500-C43P |  |  | 12.54 | 2002-05-21 11:32 | Anjanece | 8 | 0 | N | N
UTILCO | USG2-500-C43P | Y | UTILCO , USG2-500-C43P |  |  | 12.88 | 2002-05-21 11:32 | Anjanece | 8 | 0 | N | N
UTILCO | USG2-500-C43P | Y | UTILCO , USG2-500-C43P |  |  | 12.9 | 2002-05-21 11:32 | Anjanece | 8 | 0 | N | N
UTILCO | USG2-500-C43P | Y | UTILCO , USG2-500-C43P |  |  | 12.95 | 2002-05-21 11:32 | Anjanece | 8 | 0 | N | N
UTILCO | USG2-500-C43P | Y | UTILCO , USG2-500-C43P |  |  | 12.96 | 2002-05-21 11:32 | Anjanece | 8 | 0 | N | N
UTILCO | USG2-500-C43P | Y | UTILCO , USG2-500-C43P |  |  | 13.41 | 2002-05-21 11:32 | Anjanece | 8 | 0 | N | N
UTILCO | USG2-500-C43P | Y | UTILCO , USG2-500-C43P |  |  | 13.42 | 2002-05-21 11:32 | Anjanece | 8 | 0 | N | N
ALCON | BTC6-500G-RB | Y | ALCON , BTC6-500G-RB | JEA OVERHEAD DISTRIBUTION | CSC Stores | 10.82 | 2002-05-21 11:33 | Anjanece | 24 | 2800 | N | N
ALCON | BTC6-500G-RB | Y | ALCON , BTC6-500G-RB |  |  | 10.83 | 2002-05-21 11:33 | Anjanece | 24 | 2800 | N | N
ALCON | BTC6-500G-RB | Y | ALCON , BTC6-500G-RB |  |  | 10.87 | 2002-05-21 11:33 | Anjanece | 24 | 2800 | N | N
ALCON | BTC6-500G-RB | Y | ALCON , BTC6-500G-RB |  |  | 10.88 | 2002-05-21 11:33 | Anjanece | 24 | 2800 | N | N
ALCON | BTC6-500G-RB | Y | ALCON , BTC6-500G-RB |  |  | 10.89 | 2002-05-21 11:33 | Anjanece | 24 | 2800 | N | N
ALCON | BTC6-500G-RB | Y | ALCON , BTC6-500G-RB |  |  | 10.9 | 2002-05-21 11:33 | Anjanece | 24 | 2800 | N | N
ALCON | BTC6-500G-RB | Y | ALCON , BTC6-500G-RB |  |  | 10.91 | 2002-05-21 11:33 | Anjanece | 24 | 2800 | N | N
ALCON | BTC6-500G-RB | Y | ALCON , BTC6-500G-RB |  |  | 10.93 | 2002-05-21 11:33 | Anjanece | 24 | 2800 | N | N
ALCON | BTC6-500G-RB | Y | ALCON , BTC6-500G-RB |  |  | 10.98 | 2002-05-21 11:33 | Anjanece | 24 | 2800 | N | N
ALCON | BTC6-500G-RB | Y | ALCON , BTC6-500G-RB |  |  | 11.03 | 2002-05-21 11:33 | Anjanece | 24 | 2800 | N | N
ALCON | BTC6-500G-RB | Y | ALCON , BTC6-500G-RB |  |  | 11.11 | 2002-05-21 11:33 | Anjanece | 24 | 2800 | N | N
ALCON | BTC6-500G-RB | Y | ALCON , BTC6-500G-RB |  |  | 11.14 | 2002-05-21 11:33 | Anjanece | 24 | 2800 | N | N
ALCON | BTC6-500G-RB | Y | ALCON , BTC6-500G-RB |  |  | 11.19 | 2002-05-21 11:33 | Anjanece | 24 | 2800 | N | N
ALCON | BTC6-500G-RB | Y | ALCON , BTC6-500G-RB |  |  | 11.24 | 2002-05-21 11:33 | Anjanece | 24 | 2800 | N | N
ALCON | BTC6-500G-RB | Y | ALCON , BTC6-500G-RB |  |  | 11.41 | 2002-05-21 11:33 | Anjanece | 24 | 2800 | N | N
ALCON | BTC6-500G-RB | Y | ALCON , BTC6-500G-RB |  |  | 11.42 | 2002-05-21 11:33 | Anjanece | 24 | 2800 | N | N
ALCON | BTC6-500G-RB | Y | ALCON , BTC6-500G-RB |  |  | 11.62 | 2002-05-21 11:33 | Anjanece | 24 | 2800 | N | N
ALCON | BTC6-500G-RB | Y | ALCON , BTC6-500G-RB |  |  | 12.12 | 2002-05-21 11:33 | Anjanece | 24 | 2800 | N | N
ALCON | BTC6-500G-RB | Y | ALCON , BTC6-500G-RB |  |  | 12.16 | 2002-05-21 11:33 | Anjanece | 24 | 2800 | N | N
ALCON | BTC6-500G-RB | Y | ALCON , BTC6-500G-RB |  |  | 12.34 | 2002-05-21 11:33 | Anjanece | 24 | 2800 | N | N
ALCON | BTC6-500G-RB | Y | ALCON , BTC6-500G-RB |  |  | 12.45 | 2002-05-21 11:33 | Anjanece | 24 | 2800 | N | N
ALCON | BTC6-500G-RB | Y | ALCON , BTC6-500G-RB |  |  | 12.46 | 2002-05-21 11:33 | Anjanece | 24 | 2800 | N | N
ALCON | BTC6-500G-RB | Y | ALCON , BTC6-500G-RB |  |  | 12.48 | 2002-05-21 11:33 | Anjanece | 24 | 2800 | N | N
ALCON | BTC6-500G-RB | Y | ALCON , BTC6-500G-RB |  |  | 12.49 | 2002-05-21 11:33 | Anjanece | 24 | 2800 | N | N
ALCON | BTC6-500G-RB | Y | ALCON , BTC6-500G-RB |  |  | 12.52 | 2002-05-21 11:33 | Anjanece | 24 | 2800 | N | N
ALCON | BTC6-500G-RB | Y | ALCON , BTC6-500G-RB |  |  | 12.8 | 2002-05-21 11:33 | Anjanece | 24 | 2800 | N | N
ALCON | BTC6-500G-RB | Y | ALCON , BTC6-500G-RB |  |  | 12.81 | 2002-05-21 11:33 | Anjanece | 24 | 2800 | N | N
ALCON | BTC6-500G-RB | Y | ALCON , BTC6-500G-RB |  |  | 12.83 | 2002-05-21 11:33 | Anjanece | 24 | 2800 | N | N
ALCON | BTC6-500G-RB | Y | ALCON , BTC6-500G-RB |  |  | 12.85 | 2002-05-21 11:33 | Anjanece | 24 | 2800 | N | N
ALCON | BTC6-500G-RB | Y | ALCON , BTC6-500G-RB |  |  | 12.86 | 2002-05-21 11:33 | Anjanece | 24 | 2800 | N | N
ALCON | BTC6-500G-RB | Y | ALCON , BTC6-500G-RB |  |  | 12.87 | 2002-05-21 11:33 | Anjanece | 24 | 2800 | N | N
ALCON | BTC6-500G-RB | Y | ALCON , BTC6-500G-RB |  |  | 12.9 | 2002-05-21 11:33 | Anjanece | 24 | 2800 | N | N
ALCON | BTC6-500G-RB | Y | ALCON , BTC6-500G-RB |  |  | 12.91 | 2002-05-21 11:33 | Anjanece | 24 | 2800 | N | N
ALCON | BTC6-500G-RB | Y | ALCON , BTC6-500G-RB |  |  | 12.92 | 2002-05-21 11:33 | Anjanece | 24 | 2800 | N | N
ALCON | BTC6-500G-RB | Y | ALCON , BTC6-500G-RB |  |  | 12.98 | 2002-05-21 11:33 | Anjanece | 24 | 2800 | N | N
ALCON | BTC6-500G-RB | Y | ALCON , BTC6-500G-RB |  |  | 13.04 | 2002-05-21 11:33 | Anjanece | 24 | 2800 | N | N
ALCON | BTC6-500G-RB | Y | ALCON , BTC6-500G-RB |  |  | 13.07 | 2002-05-21 11:33 | Anjanece | 24 | 2800 | N | N
ALCON | BTC6-500G-RB | Y | ALCON , BTC6-500G-RB |  |  | 13.15 | 2002-05-21 11:33 | Anjanece | 24 | 2800 | N | N
ALCON | BTC6-500G-RB | Y | ALCON , BTC6-500G-RB |  |  | 13.16 | 2002-05-21 11:33 | Anjanece | 24 | 2800 | N | N
ALCON | BTC6-500G-RB | Y | ALCON , BTC6-500G-RB |  |  | 13.2 | 2002-05-21 11:33 | Anjanece | 24 | 2800 | N | N
ALCON | BTC6-500G-RB | Y | ALCON , BTC6-500G-RB |  |  | 13.22 | 2002-05-21 11:33 | Anjanece | 24 | 2800 | N | N
ALCON | BTC6-500G-RB | Y | ALCON , BTC6-500G-RB |  |  | 13.25 | 2002-05-21 11:33 | Anjanece | 24 | 2800 | N | N
ALCON | BTC6-500G-RB | Y | ALCON , BTC6-500G-RB |  |  | 13.29 | 2002-05-21 11:33 | Anjanece | 24 | 2800 | N | N
ALCON | BTC6-500G-RB | Y | ALCON , BTC6-500G-RB |  |  | 13.43 | 2002-05-21 11:33 | Anjanece | 24 | 2800 | N | N
ALCON | BTC6-500G-RB | Y | ALCON , BTC6-500G-RB |  |  | 13.93 | 2002-05-21 11:33 | Anjanece | 24 | 2800 | N | N
ALCON | BTC6-500G-RB | Y | ALCON , BTC6-500G-RB |  |  | 13.94 | 2002-05-21 11:33 | Anjanece | 24 | 2800 | N | N
ALCON | BTC6-500G-RB | Y | ALCON , BTC6-500G-RB |  |  | 13.95 | 2002-05-21 11:33 | Anjanece | 24 | 2800 | N | N
ALCON | BTC6-500G-RB | Y | ALCON , BTC6-500G-RB |  |  | 14.19 | 2002-05-21 11:33 | Anjanece | 24 | 2800 | N | N
ALCON | BTC6-500G-RB | Y | ALCON , BTC6-500G-RB |  |  | 14.35 | 2002-05-21 11:33 | Anjanece | 24 | 2800 | N | N
ALCON | BTC6-500G-RB | Y | ALCON , BTC6-500G-RB |  |  | 14.38 | 2002-05-21 11:33 | Anjanece | 24 | 2800 | N | N
ALCON | BTC6-500G-RB | Y | ALCON , BTC6-500G-RB |  |  | 14.43 | 2002-05-21 11:33 | Anjanece | 24 | 2800 | N | N
ALCON | BTC6-500G-RB | Y | ALCON , BTC6-500G-RB |  |  | 14.53 | 2002-05-21 11:33 | Anjanece | 24 | 2800 | N | N
ALCON | BTC6-500G-RB | Y | ALCON , BTC6-500G-RB |  |  | 14.54 | 2002-05-21 11:33 | Anjanece | 24 | 2800 | N | N
ALCON | BTC6-500G-RB | Y | ALCON , BTC6-500G-RB |  |  | 14.56 | 2002-05-21 11:33 | Anjanece | 24 | 2800 | N | N
ALCON | BTC6-500G-RB | Y | ALCON , BTC6-500G-RB |  |  | 14.64 | 2002-05-21 11:33 | Anjanece | 24 | 2800 | N | N
ALCON | BTC6-500G-RB | Y | ALCON , BTC6-500G-RB |  |  | 14.82 | 2002-05-21 11:33 | Anjanece | 24 | 2800 | N | N
ALCON | BTC6-500G-RB | Y | ALCON , BTC6-500G-RB |  |  | 14.89 | 2002-05-21 11:33 | Anjanece | 24 | 2800 | N | N
ALCON | BTC6-500G-RB | Y | ALCON , BTC6-500G-RB |  |  | 14.93 | 2002-05-21 11:33 | Anjanece | 24 | 2800 | N | N
ALCON | BTC6-500G-RB | Y | ALCON , BTC6-500G-RB |  |  | 14.97 | 2002-05-21 11:33 | Anjanece | 24 | 2800 | N | N
ALCON | BTC6-500G-RB | Y | ALCON , BTC6-500G-RB |  |  | 15.01 | 2002-05-21 11:33 | Anjanece | 24 | 2800 | N | N
ALCON | BTC6-500G-RB | Y | ALCON , BTC6-500G-RB |  |  | 15.03 | 2002-05-21 11:33 | Anjanece | 24 | 2800 | N | N
ALCON | BTC6-500G-RB | Y | ALCON , BTC6-500G-RB |  |  | 15.17 | 2002-05-21 11:33 | Anjanece | 24 | 2800 | N | N
ALCON | BTC6-500G-RB | Y | ALCON , BTC6-500G-RB |  |  | 15.39 | 2002-05-21 11:33 | Anjanece | 24 | 2800 | N | N
ALCON | BTC6-500G-RB | Y | ALCON , BTC6-500G-RB |  |  | 15.41 | 2002-05-21 11:33 | Anjanece | 24 | 2800 | N | N
ALCON | BTC6-500G-RB | Y | ALCON , BTC6-500G-RB |  |  | 15.42 | 2002-05-21 11:33 | Anjanece | 24 | 2800 | N | N
ALCON | BTC6-500G-RB | Y | ALCON , BTC6-500G-RB |  |  | 15.84 | 2002-05-21 11:33 | Anjanece | 24 | 2800 | N | N
ALCON | BTC6-500G-RB | Y | ALCON , BTC6-500G-RB |  |  | 15.89 | 2002-05-21 11:33 | Anjanece | 24 | 2800 | N | N
ALCON | BTC6-500G-RB | Y | ALCON , BTC6-500G-RB |  |  | 16.25 | 2002-05-21 11:33 | Anjanece | 24 | 2800 | N | N
ALCON | BTC6-500G-RB | Y | ALCON , BTC6-500G-RB |  |  | 16.29 | 2002-05-21 11:33 | Anjanece | 24 | 2800 | N | N
ALCON | BTC6-500G-RB | Y | ALCON , BTC6-500G-RB |  |  | 16.33 | 2002-05-21 11:33 | Anjanece | 24 | 2800 | N | N
ALCON | BTC6-500G-RB | Y | ALCON , BTC6-500G-RB |  |  | 16.42 | 2002-05-21 11:33 | Anjanece | 24 | 2800 | N | N
ALCON | BTC6-500G-RB | Y | ALCON , BTC6-500G-RB |  |  | 16.48 | 2002-05-21 11:33 | Anjanece | 24 | 2800 | N | N
ALCON | BTC6-500G-RB | Y | ALCON , BTC6-500G-RB |  |  | 16.49 | 2002-05-21 11:33 | Anjanece | 24 | 2800 | N | N
ALCON | BTC6-500G-RB | Y | ALCON , BTC6-500G-RB |  |  | 16.61 | 2002-05-21 11:33 | Anjanece | 24 | 2800 | N | N
ALCON | BTC6-500G-RB | Y | ALCON , BTC6-500G-RB |  |  | 16.72 | 2002-05-21 11:33 | Anjanece | 24 | 2800 | N | N
ALCON | BTC6-500G-RB | Y | ALCON , BTC6-500G-RB |  |  | 18.91 | 2002-05-21 11:33 | Anjanece | 24 | 2800 | N | N
ALCON | BTC6-500G-RB | Y | ALCON , BTC6-500G-RB |  |  | 19.67 | 2002-05-21 11:33 | Anjanece | 24 | 2800 | N | N
ALCON | BTC6-500G-RB | Y | ALCON , BTC6-500G-RB |  |  | 19.74 | 2002-05-21 11:33 | Anjanece | 24 | 2800 | N | N
ALCON | BTC6-500G-RB | Y | ALCON , BTC6-500G-RB |  |  | 20.6 | 2002-05-21 11:33 | Anjanece | 24 | 2800 | N | N
ALCON | BTC6-500G-RB | Y | ALCON , BTC6-500G-RB |  |  | 20.78 | 2002-05-21 11:33 | Anjanece | 24 | 2800 | N | N
ALCON | BTC6-500G-RB | Y | ALCON , BTC6-500G-RB |  |  | 20.79 | 2002-05-21 11:33 | Anjanece | 24 | 2800 | N | N
ALCON | BTC6-500G-RB | Y | ALCON , BTC6-500G-RB |  |  | 20.83 | 2002-05-21 11:33 | Anjanece | 24 | 2800 | N | N
ALCON | BTC6-500G-RB | Y | ALCON , BTC6-500G-RB |  |  | 20.86 | 2002-05-21 11:33 | Anjanece | 24 | 2800 | N | N
ALCON | BTC6-500G-RB | Y | ALCON , BTC6-500G-RB |  |  | 21.03 | 2002-05-21 11:33 | Anjanece | 24 | 2800 | N | N
ALCON | BTC6-500G-RB | Y | ALCON , BTC6-500G-RB |  |  | 21.04 | 2002-05-21 11:33 | Anjanece | 24 | 2800 | N | N
ALCON | BTC6-500G-RB | Y | ALCON , BTC6-500G-RB |  |  | 21.06 | 2002-05-21 11:33 | Anjanece | 24 | 2800 | N | N
ALCON | BTC6-500G-RB | Y | ALCON , BTC6-500G-RB |  |  | 21.07 | 2002-05-21 11:33 | Anjanece | 24 | 2800 | N | N
ALCON | BTC6-500G-RB | Y | ALCON , BTC6-500G-RB |  |  | 21.08 | 2002-05-21 11:33 | Anjanece | 24 | 2800 | N | N
ALCON | BTC6-500G-RB | Y | ALCON , BTC6-500G-RB |  |  | 21.09 | 2002-05-21 11:33 | Anjanece | 24 | 2800 | N | N
ALCON | BTC6-500G-RB | Y | ALCON , BTC6-500G-RB |  |  | 21.15 | 2002-05-21 11:33 | Anjanece | 24 | 2800 | N | N
ALCON | BTC6-500G-RB | Y | ALCON , BTC6-500G-RB |  |  | 21.16 | 2002-05-21 11:33 | Anjanece | 24 | 2800 | N | N
ALCON | BTC6-500G-RB | Y | ALCON , BTC6-500G-RB |  |  | 21.23 | 2002-05-21 11:33 | Anjanece | 24 | 2800 | N | N
ALCON | BTC6-500G-RB | Y | ALCON , BTC6-500G-RB |  |  | 21.24 | 2002-05-21 11:33 | Anjanece | 24 | 2800 | N | N
ALCON | BTC6-500G-RB | Y | ALCON , BTC6-500G-RB |  |  | 21.35 | 2002-05-21 11:33 | Anjanece | 24 | 2800 | N | N
ALCON | BTC6-500G-RB | Y | ALCON , BTC6-500G-RB |  |  | 21.37 | 2002-05-21 11:33 | Anjanece | 24 | 2800 | N | N
ALCON | BTC6-500G-RB | Y | ALCON , BTC6-500G-RB |  |  | 21.41 | 2002-05-21 11:33 | Anjanece | 24 | 2800 | N | N
ALCON | BTC6-500G-RB | Y | ALCON , BTC6-500G-RB |  |  | 21.44 | 2002-05-21 11:33 | Anjanece | 24 | 2800 | N | N
ALCON | BTC6-500G-RB | Y | ALCON , BTC6-500G-RB |  |  | 21.48 | 2002-05-21 11:33 | Anjanece | 24 | 2800 | N | N
ALCON | BTC6-500G-RB | Y | ALCON , BTC6-500G-RB |  |  | 21.5 | 2002-05-21 11:33 | Anjanece | 24 | 2800 | N | N
ALCON | BTC6-500G-RB | Y | ALCON , BTC6-500G-RB |  |  | 21.56 | 2002-05-21 11:33 | Anjanece | 24 | 2800 | N | N
ALCON | BTC6-500G-RB | Y | ALCON , BTC6-500G-RB |  |  | 21.6 | 2002-05-21 11:33 | Anjanece | 24 | 2800 | N | N
ALCON | BTC6-500G-RB | Y | ALCON , BTC6-500G-RB |  | Storm Stores | 0 | 2018-04-16 10:15 | Anjanece | 24 | 2800 | N | N
ALCON | BTC6-500G-RB | Y | ALCON , BTC6-500G-RB |  |  | 12.72 | 2018-04-16 10:15 | Anjanece | 24 | 2800 | N | N
ALCON | BTC6-500G-RB | Y | ALCON , BTC6-500G-RB |  |  | 13.33 | 2018-04-16 10:15 | Anjanece | 24 | 2800 | N | N
ALCON | BTC6-500G-RB | Y | ALCON , BTC6-500G-RB |  |  | 17.05 | 2018-04-16 10:15 | Anjanece | 24 | 2800 | N | N
ALCON | BTC6-500G-RB | Y | ALCON , BTC6-500G-RB |  |  | 18.11 | 2018-04-16 10:15 | Anjanece | 24 | 2800 | N | N
ALCON | BTC6-500G-RB | Y | ALCON , BTC6-500G-RB |  |  | 19.06 | 2018-04-16 10:15 | Anjanece | 24 | 2800 | N | N
ALCON | BTC6-500G-RB | Y | ALCON , BTC6-500G-RB |  |  | 19.09 | 2018-04-16 10:15 | Anjanece | 24 | 2800 | N | N
ALCON | BTC6-500G-RB | Y | ALCON , BTC6-500G-RB |  |  | 19.25 | 2018-04-16 10:15 | Anjanece | 24 | 2800 | N | N
ALCON | BTC6-500G-RB | Y | ALCON , BTC6-500G-RB |  |  | 19.33 | 2018-04-16 10:15 | Anjanece | 24 | 2800 | N | N
ALCON | BTC6-500G-RB | Y | ALCON , BTC6-500G-RB |  |  | 19.45 | 2018-04-16 10:15 | Anjanece | 24 | 2800 | N | N
ALCON | BTC6-500G-RB | Y | ALCON , BTC6-500G-RB |  |  | 19.6 | 2018-04-16 10:15 | Anjanece | 24 | 2800 | N | N
ALCON | BTC6-500G-RB | Y | ALCON , BTC6-500G-RB |  |  | 19.74 | 2018-04-16 10:15 | Anjanece | 24 | 2800 | N | N
ALCON | BTC6-500G-RB | Y | ALCON , BTC6-500G-RB |  |  | 19.77 | 2018-04-16 10:15 | Anjanece | 24 | 2800 | N | N
ALCON | BTC6-500G-RB | Y | ALCON , BTC6-500G-RB |  |  | 20.11 | 2018-04-16 10:15 | Anjanece | 24 | 2800 | N | N
ALCON | BTC6-500G-RB | Y | ALCON , BTC6-500G-RB |  |  | 20.34 | 2018-04-16 10:15 | Anjanece | 24 | 2800 | N | N
CONNECTOR MANUFACTURING CO. | NP6-500I | Y | CONNECTOR MANUFACTURING CO. , NP6-500I | JEA OVERHEAD DISTRIBUTION | CSC Stores | 10.82 | 2002-05-21 11:33 | Anjanece | 24 | 2800 | N | N
CONNECTOR MANUFACTURING CO. | NP6-500I | Y | CONNECTOR MANUFACTURING CO. , NP6-500I |  |  | 10.83 | 2002-05-21 11:33 | Anjanece | 24 | 2800 | N | N
CONNECTOR MANUFACTURING CO. | NP6-500I | Y | CONNECTOR MANUFACTURING CO. , NP6-500I |  |  | 10.87 | 2002-05-21 11:33 | Anjanece | 24 | 2800 | N | N
CONNECTOR MANUFACTURING CO. | NP6-500I | Y | CONNECTOR MANUFACTURING CO. , NP6-500I |  |  | 10.88 | 2002-05-21 11:33 | Anjanece | 24 | 2800 | N | N
CONNECTOR MANUFACTURING CO. | NP6-500I | Y | CONNECTOR MANUFACTURING CO. , NP6-500I |  |  | 10.89 | 2002-05-21 11:33 | Anjanece | 24 | 2800 | N | N
CONNECTOR MANUFACTURING CO. | NP6-500I | Y | CONNECTOR MANUFACTURING CO. , NP6-500I |  |  | 10.9 | 2002-05-21 11:33 | Anjanece | 24 | 2800 | N | N
CONNECTOR MANUFACTURING CO. | NP6-500I | Y | CONNECTOR MANUFACTURING CO. , NP6-500I |  |  | 10.91 | 2002-05-21 11:33 | Anjanece | 24 | 2800 | N | N
CONNECTOR MANUFACTURING CO. | NP6-500I | Y | CONNECTOR MANUFACTURING CO. , NP6-500I |  |  | 10.93 | 2002-05-21 11:33 | Anjanece | 24 | 2800 | N | N
CONNECTOR MANUFACTURING CO. | NP6-500I | Y | CONNECTOR MANUFACTURING CO. , NP6-500I |  |  | 10.98 | 2002-05-21 11:33 | Anjanece | 24 | 2800 | N | N
CONNECTOR MANUFACTURING CO. | NP6-500I | Y | CONNECTOR MANUFACTURING CO. , NP6-500I |  |  | 11.03 | 2002-05-21 11:33 | Anjanece | 24 | 2800 | N | N
CONNECTOR MANUFACTURING CO. | NP6-500I | Y | CONNECTOR MANUFACTURING CO. , NP6-500I |  |  | 11.11 | 2002-05-21 11:33 | Anjanece | 24 | 2800 | N | N
CONNECTOR MANUFACTURING CO. | NP6-500I | Y | CONNECTOR MANUFACTURING CO. , NP6-500I |  |  | 11.14 | 2002-05-21 11:33 | Anjanece | 24 | 2800 | N | N
CONNECTOR MANUFACTURING CO. | NP6-500I | Y | CONNECTOR MANUFACTURING CO. , NP6-500I |  |  | 11.19 | 2002-05-21 11:33 | Anjanece | 24 | 2800 | N | N
CONNECTOR MANUFACTURING CO. | NP6-500I | Y | CONNECTOR MANUFACTURING CO. , NP6-500I |  |  | 11.24 | 2002-05-21 11:33 | Anjanece | 24 | 2800 | N | N
CONNECTOR MANUFACTURING CO. | NP6-500I | Y | CONNECTOR MANUFACTURING CO. , NP6-500I |  |  | 11.41 | 2002-05-21 11:33 | Anjanece | 24 | 2800 | N | N
CONNECTOR MANUFACTURING CO. | NP6-500I | Y | CONNECTOR MANUFACTURING CO. , NP6-500I |  |  | 11.42 | 2002-05-21 11:33 | Anjanece | 24 | 2800 | N | N
CONNECTOR MANUFACTURING CO. | NP6-500I | Y | CONNECTOR MANUFACTURING CO. , NP6-500I |  |  | 11.62 | 2002-05-21 11:33 | Anjanece | 24 | 2800 | N | N
CONNECTOR MANUFACTURING CO. | NP6-500I | Y | CONNECTOR MANUFACTURING CO. , NP6-500I |  |  | 12.12 | 2002-05-21 11:33 | Anjanece | 24 | 2800 | N | N
CONNECTOR MANUFACTURING CO. | NP6-500I | Y | CONNECTOR MANUFACTURING CO. , NP6-500I |  |  | 12.16 | 2002-05-21 11:33 | Anjanece | 24 | 2800 | N | N
CONNECTOR MANUFACTURING CO. | NP6-500I | Y | CONNECTOR MANUFACTURING CO. , NP6-500I |  |  | 12.34 | 2002-05-21 11:33 | Anjanece | 24 | 2800 | N | N
CONNECTOR MANUFACTURING CO. | NP6-500I | Y | CONNECTOR MANUFACTURING CO. , NP6-500I |  |  | 12.45 | 2002-05-21 11:33 | Anjanece | 24 | 2800 | N | N
CONNECTOR MANUFACTURING CO. | NP6-500I | Y | CONNECTOR MANUFACTURING CO. , NP6-500I |  |  | 12.46 | 2002-05-21 11:33 | Anjanece | 24 | 2800 | N | N
CONNECTOR MANUFACTURING CO. | NP6-500I | Y | CONNECTOR MANUFACTURING CO. , NP6-500I |  |  | 12.48 | 2002-05-21 11:33 | Anjanece | 24 | 2800 | N | N
CONNECTOR MANUFACTURING CO. | NP6-500I | Y | CONNECTOR MANUFACTURING CO. , NP6-500I |  |  | 12.49 | 2002-05-21 11:33 | Anjanece | 24 | 2800 | N | N
CONNECTOR MANUFACTURING CO. | NP6-500I | Y | CONNECTOR MANUFACTURING CO. , NP6-500I |  |  | 12.52 | 2002-05-21 11:33 | Anjanece | 24 | 2800 | N | N
CONNECTOR MANUFACTURING CO. | NP6-500I | Y | CONNECTOR MANUFACTURING CO. , NP6-500I |  |  | 12.8 | 2002-05-21 11:33 | Anjanece | 24 | 2800 | N | N
CONNECTOR MANUFACTURING CO. | NP6-500I | Y | CONNECTOR MANUFACTURING CO. , NP6-500I |  |  | 12.81 | 2002-05-21 11:33 | Anjanece | 24 | 2800 | N | N
CONNECTOR MANUFACTURING CO. | NP6-500I | Y | CONNECTOR MANUFACTURING CO. , NP6-500I |  |  | 12.83 | 2002-05-21 11:33 | Anjanece | 24 | 2800 | N | N
CONNECTOR MANUFACTURING CO. | NP6-500I | Y | CONNECTOR MANUFACTURING CO. , NP6-500I |  |  | 12.85 | 2002-05-21 11:33 | Anjanece | 24 | 2800 | N | N
CONNECTOR MANUFACTURING CO. | NP6-500I | Y | CONNECTOR MANUFACTURING CO. , NP6-500I |  |  | 12.86 | 2002-05-21 11:33 | Anjanece | 24 | 2800 | N | N
CONNECTOR MANUFACTURING CO. | NP6-500I | Y | CONNECTOR MANUFACTURING CO. , NP6-500I |  |  | 12.87 | 2002-05-21 11:33 | Anjanece | 24 | 2800 | N | N
CONNECTOR MANUFACTURING CO. | NP6-500I | Y | CONNECTOR MANUFACTURING CO. , NP6-500I |  |  | 12.9 | 2002-05-21 11:33 | Anjanece | 24 | 2800 | N | N
CONNECTOR MANUFACTURING CO. | NP6-500I | Y | CONNECTOR MANUFACTURING CO. , NP6-500I |  |  | 12.91 | 2002-05-21 11:33 | Anjanece | 24 | 2800 | N | N
CONNECTOR MANUFACTURING CO. | NP6-500I | Y | CONNECTOR MANUFACTURING CO. , NP6-500I |  |  | 12.92 | 2002-05-21 11:33 | Anjanece | 24 | 2800 | N | N
CONNECTOR MANUFACTURING CO. | NP6-500I | Y | CONNECTOR MANUFACTURING CO. , NP6-500I |  |  | 12.98 | 2002-05-21 11:33 | Anjanece | 24 | 2800 | N | N
CONNECTOR MANUFACTURING CO. | NP6-500I | Y | CONNECTOR MANUFACTURING CO. , NP6-500I |  |  | 13.04 | 2002-05-21 11:33 | Anjanece | 24 | 2800 | N | N
CONNECTOR MANUFACTURING CO. | NP6-500I | Y | CONNECTOR MANUFACTURING CO. , NP6-500I |  |  | 13.07 | 2002-05-21 11:33 | Anjanece | 24 | 2800 | N | N
CONNECTOR MANUFACTURING CO. | NP6-500I | Y | CONNECTOR MANUFACTURING CO. , NP6-500I |  |  | 13.15 | 2002-05-21 11:33 | Anjanece | 24 | 2800 | N | N
CONNECTOR MANUFACTURING CO. | NP6-500I | Y | CONNECTOR MANUFACTURING CO. , NP6-500I |  |  | 13.16 | 2002-05-21 11:33 | Anjanece | 24 | 2800 | N | N
CONNECTOR MANUFACTURING CO. | NP6-500I | Y | CONNECTOR MANUFACTURING CO. , NP6-500I |  |  | 13.2 | 2002-05-21 11:33 | Anjanece | 24 | 2800 | N | N
CONNECTOR MANUFACTURING CO. | NP6-500I | Y | CONNECTOR MANUFACTURING CO. , NP6-500I |  |  | 13.22 | 2002-05-21 11:33 | Anjanece | 24 | 2800 | N | N
CONNECTOR MANUFACTURING CO. | NP6-500I | Y | CONNECTOR MANUFACTURING CO. , NP6-500I |  |  | 13.25 | 2002-05-21 11:33 | Anjanece | 24 | 2800 | N | N
CONNECTOR MANUFACTURING CO. | NP6-500I | Y | CONNECTOR MANUFACTURING CO. , NP6-500I |  |  | 13.29 | 2002-05-21 11:33 | Anjanece | 24 | 2800 | N | N
CONNECTOR MANUFACTURING CO. | NP6-500I | Y | CONNECTOR MANUFACTURING CO. , NP6-500I |  |  | 13.43 | 2002-05-21 11:33 | Anjanece | 24 | 2800 | N | N
CONNECTOR MANUFACTURING CO. | NP6-500I | Y | CONNECTOR MANUFACTURING CO. , NP6-500I |  |  | 13.93 | 2002-05-21 11:33 | Anjanece | 24 | 2800 | N | N
CONNECTOR MANUFACTURING CO. | NP6-500I | Y | CONNECTOR MANUFACTURING CO. , NP6-500I |  |  | 13.94 | 2002-05-21 11:33 | Anjanece | 24 | 2800 | N | N
CONNECTOR MANUFACTURING CO. | NP6-500I | Y | CONNECTOR MANUFACTURING CO. , NP6-500I |  |  | 13.95 | 2002-05-21 11:33 | Anjanece | 24 | 2800 | N | N
CONNECTOR MANUFACTURING CO. | NP6-500I | Y | CONNECTOR MANUFACTURING CO. , NP6-500I |  |  | 14.19 | 2002-05-21 11:33 | Anjanece | 24 | 2800 | N | N
CONNECTOR MANUFACTURING CO. | NP6-500I | Y | CONNECTOR MANUFACTURING CO. , NP6-500I |  |  | 14.35 | 2002-05-21 11:33 | Anjanece | 24 | 2800 | N | N
CONNECTOR MANUFACTURING CO. | NP6-500I | Y | CONNECTOR MANUFACTURING CO. , NP6-500I |  |  | 14.38 | 2002-05-21 11:33 | Anjanece | 24 | 2800 | N | N
CONNECTOR MANUFACTURING CO. | NP6-500I | Y | CONNECTOR MANUFACTURING CO. , NP6-500I |  |  | 14.43 | 2002-05-21 11:33 | Anjanece | 24 | 2800 | N | N
CONNECTOR MANUFACTURING CO. | NP6-500I | Y | CONNECTOR MANUFACTURING CO. , NP6-500I |  |  | 14.53 | 2002-05-21 11:33 | Anjanece | 24 | 2800 | N | N
CONNECTOR MANUFACTURING CO. | NP6-500I | Y | CONNECTOR MANUFACTURING CO. , NP6-500I |  |  | 14.54 | 2002-05-21 11:33 | Anjanece | 24 | 2800 | N | N
CONNECTOR MANUFACTURING CO. | NP6-500I | Y | CONNECTOR MANUFACTURING CO. , NP6-500I |  |  | 14.56 | 2002-05-21 11:33 | Anjanece | 24 | 2800 | N | N
CONNECTOR MANUFACTURING CO. | NP6-500I | Y | CONNECTOR MANUFACTURING CO. , NP6-500I |  |  | 14.64 | 2002-05-21 11:33 | Anjanece | 24 | 2800 | N | N
CONNECTOR MANUFACTURING CO. | NP6-500I | Y | CONNECTOR MANUFACTURING CO. , NP6-500I |  |  | 14.82 | 2002-05-21 11:33 | Anjanece | 24 | 2800 | N | N
CONNECTOR MANUFACTURING CO. | NP6-500I | Y | CONNECTOR MANUFACTURING CO. , NP6-500I |  |  | 14.89 | 2002-05-21 11:33 | Anjanece | 24 | 2800 | N | N
CONNECTOR MANUFACTURING CO. | NP6-500I | Y | CONNECTOR MANUFACTURING CO. , NP6-500I |  |  | 14.93 | 2002-05-21 11:33 | Anjanece | 24 | 2800 | N | N
CONNECTOR MANUFACTURING CO. | NP6-500I | Y | CONNECTOR MANUFACTURING CO. , NP6-500I |  |  | 14.97 | 2002-05-21 11:33 | Anjanece | 24 | 2800 | N | N
CONNECTOR MANUFACTURING CO. | NP6-500I | Y | CONNECTOR MANUFACTURING CO. , NP6-500I |  |  | 15.01 | 2002-05-21 11:33 | Anjanece | 24 | 2800 | N | N
CONNECTOR MANUFACTURING CO. | NP6-500I | Y | CONNECTOR MANUFACTURING CO. , NP6-500I |  |  | 15.03 | 2002-05-21 11:33 | Anjanece | 24 | 2800 | N | N
CONNECTOR MANUFACTURING CO. | NP6-500I | Y | CONNECTOR MANUFACTURING CO. , NP6-500I |  |  | 15.17 | 2002-05-21 11:33 | Anjanece | 24 | 2800 | N | N
CONNECTOR MANUFACTURING CO. | NP6-500I | Y | CONNECTOR MANUFACTURING CO. , NP6-500I |  |  | 15.39 | 2002-05-21 11:33 | Anjanece | 24 | 2800 | N | N
CONNECTOR MANUFACTURING CO. | NP6-500I | Y | CONNECTOR MANUFACTURING CO. , NP6-500I |  |  | 15.41 | 2002-05-21 11:33 | Anjanece | 24 | 2800 | N | N
CONNECTOR MANUFACTURING CO. | NP6-500I | Y | CONNECTOR MANUFACTURING CO. , NP6-500I |  |  | 15.42 | 2002-05-21 11:33 | Anjanece | 24 | 2800 | N | N
CONNECTOR MANUFACTURING CO. | NP6-500I | Y | CONNECTOR MANUFACTURING CO. , NP6-500I |  |  | 15.84 | 2002-05-21 11:33 | Anjanece | 24 | 2800 | N | N
CONNECTOR MANUFACTURING CO. | NP6-500I | Y | CONNECTOR MANUFACTURING CO. , NP6-500I |  |  | 15.89 | 2002-05-21 11:33 | Anjanece | 24 | 2800 | N | N
CONNECTOR MANUFACTURING CO. | NP6-500I | Y | CONNECTOR MANUFACTURING CO. , NP6-500I |  |  | 16.25 | 2002-05-21 11:33 | Anjanece | 24 | 2800 | N | N
CONNECTOR MANUFACTURING CO. | NP6-500I | Y | CONNECTOR MANUFACTURING CO. , NP6-500I |  |  | 16.29 | 2002-05-21 11:33 | Anjanece | 24 | 2800 | N | N
CONNECTOR MANUFACTURING CO. | NP6-500I | Y | CONNECTOR MANUFACTURING CO. , NP6-500I |  |  | 16.33 | 2002-05-21 11:33 | Anjanece | 24 | 2800 | N | N
CONNECTOR MANUFACTURING CO. | NP6-500I | Y | CONNECTOR MANUFACTURING CO. , NP6-500I |  |  | 16.42 | 2002-05-21 11:33 | Anjanece | 24 | 2800 | N | N
CONNECTOR MANUFACTURING CO. | NP6-500I | Y | CONNECTOR MANUFACTURING CO. , NP6-500I |  |  | 16.48 | 2002-05-21 11:33 | Anjanece | 24 | 2800 | N | N
CONNECTOR MANUFACTURING CO. | NP6-500I | Y | CONNECTOR MANUFACTURING CO. , NP6-500I |  |  | 16.49 | 2002-05-21 11:33 | Anjanece | 24 | 2800 | N | N
CONNECTOR MANUFACTURING CO. | NP6-500I | Y | CONNECTOR MANUFACTURING CO. , NP6-500I |  |  | 16.61 | 2002-05-21 11:33 | Anjanece | 24 | 2800 | N | N
CONNECTOR MANUFACTURING CO. | NP6-500I | Y | CONNECTOR MANUFACTURING CO. , NP6-500I |  |  | 16.72 | 2002-05-21 11:33 | Anjanece | 24 | 2800 | N | N
CONNECTOR MANUFACTURING CO. | NP6-500I | Y | CONNECTOR MANUFACTURING CO. , NP6-500I |  |  | 18.91 | 2002-05-21 11:33 | Anjanece | 24 | 2800 | N | N
CONNECTOR MANUFACTURING CO. | NP6-500I | Y | CONNECTOR MANUFACTURING CO. , NP6-500I |  |  | 19.67 | 2002-05-21 11:33 | Anjanece | 24 | 2800 | N | N
CONNECTOR MANUFACTURING CO. | NP6-500I | Y | CONNECTOR MANUFACTURING CO. , NP6-500I |  |  | 19.74 | 2002-05-21 11:33 | Anjanece | 24 | 2800 | N | N
CONNECTOR MANUFACTURING CO. | NP6-500I | Y | CONNECTOR MANUFACTURING CO. , NP6-500I |  |  | 20.6 | 2002-05-21 11:33 | Anjanece | 24 | 2800 | N | N
CONNECTOR MANUFACTURING CO. | NP6-500I | Y | CONNECTOR MANUFACTURING CO. , NP6-500I |  |  | 20.78 | 2002-05-21 11:33 | Anjanece | 24 | 2800 | N | N
CONNECTOR MANUFACTURING CO. | NP6-500I | Y | CONNECTOR MANUFACTURING CO. , NP6-500I |  |  | 20.79 | 2002-05-21 11:33 | Anjanece | 24 | 2800 | N | N
CONNECTOR MANUFACTURING CO. | NP6-500I | Y | CONNECTOR MANUFACTURING CO. , NP6-500I |  |  | 20.83 | 2002-05-21 11:33 | Anjanece | 24 | 2800 | N | N
CONNECTOR MANUFACTURING CO. | NP6-500I | Y | CONNECTOR MANUFACTURING CO. , NP6-500I |  |  | 20.86 | 2002-05-21 11:33 | Anjanece | 24 | 2800 | N | N
CONNECTOR MANUFACTURING CO. | NP6-500I | Y | CONNECTOR MANUFACTURING CO. , NP6-500I |  |  | 21.03 | 2002-05-21 11:33 | Anjanece | 24 | 2800 | N | N
CONNECTOR MANUFACTURING CO. | NP6-500I | Y | CONNECTOR MANUFACTURING CO. , NP6-500I |  |  | 21.04 | 2002-05-21 11:33 | Anjanece | 24 | 2800 | N | N
CONNECTOR MANUFACTURING CO. | NP6-500I | Y | CONNECTOR MANUFACTURING CO. , NP6-500I |  |  | 21.06 | 2002-05-21 11:33 | Anjanece | 24 | 2800 | N | N
CONNECTOR MANUFACTURING CO. | NP6-500I | Y | CONNECTOR MANUFACTURING CO. , NP6-500I |  |  | 21.07 | 2002-05-21 11:33 | Anjanece | 24 | 2800 | N | N
CONNECTOR MANUFACTURING CO. | NP6-500I | Y | CONNECTOR MANUFACTURING CO. , NP6-500I |  |  | 21.08 | 2002-05-21 11:33 | Anjanece | 24 | 2800 | N | N
CONNECTOR MANUFACTURING CO. | NP6-500I | Y | CONNECTOR MANUFACTURING CO. , NP6-500I |  |  | 21.09 | 2002-05-21 11:33 | Anjanece | 24 | 2800 | N | N
CONNECTOR MANUFACTURING CO. | NP6-500I | Y | CONNECTOR MANUFACTURING CO. , NP6-500I |  |  | 21.15 | 2002-05-21 11:33 | Anjanece | 24 | 2800 | N | N
CONNECTOR MANUFACTURING CO. | NP6-500I | Y | CONNECTOR MANUFACTURING CO. , NP6-500I |  |  | 21.16 | 2002-05-21 11:33 | Anjanece | 24 | 2800 | N | N
CONNECTOR MANUFACTURING CO. | NP6-500I | Y | CONNECTOR MANUFACTURING CO. , NP6-500I |  |  | 21.23 | 2002-05-21 11:33 | Anjanece | 24 | 2800 | N | N
CONNECTOR MANUFACTURING CO. | NP6-500I | Y | CONNECTOR MANUFACTURING CO. , NP6-500I |  |  | 21.24 | 2002-05-21 11:33 | Anjanece | 24 | 2800 | N | N
CONNECTOR MANUFACTURING CO. | NP6-500I | Y | CONNECTOR MANUFACTURING CO. , NP6-500I |  |  | 21.35 | 2002-05-21 11:33 | Anjanece | 24 | 2800 | N | N
CONNECTOR MANUFACTURING CO. | NP6-500I | Y | CONNECTOR MANUFACTURING CO. , NP6-500I |  |  | 21.37 | 2002-05-21 11:33 | Anjanece | 24 | 2800 | N | N
CONNECTOR MANUFACTURING CO. | NP6-500I | Y | CONNECTOR MANUFACTURING CO. , NP6-500I |  |  | 21.41 | 2002-05-21 11:33 | Anjanece | 24 | 2800 | N | N
CONNECTOR MANUFACTURING CO. | NP6-500I | Y | CONNECTOR MANUFACTURING CO. , NP6-500I |  |  | 21.44 | 2002-05-21 11:33 | Anjanece | 24 | 2800 | N | N
CONNECTOR MANUFACTURING CO. | NP6-500I | Y | CONNECTOR MANUFACTURING CO. , NP6-500I |  |  | 21.48 | 2002-05-21 11:33 | Anjanece | 24 | 2800 | N | N
CONNECTOR MANUFACTURING CO. | NP6-500I | Y | CONNECTOR MANUFACTURING CO. , NP6-500I |  |  | 21.5 | 2002-05-21 11:33 | Anjanece | 24 | 2800 | N | N
CONNECTOR MANUFACTURING CO. | NP6-500I | Y | CONNECTOR MANUFACTURING CO. , NP6-500I |  |  | 21.56 | 2002-05-21 11:33 | Anjanece | 24 | 2800 | N | N
CONNECTOR MANUFACTURING CO. | NP6-500I | Y | CONNECTOR MANUFACTURING CO. , NP6-500I |  |  | 21.6 | 2002-05-21 11:33 | Anjanece | 24 | 2800 | N | N
CONNECTOR MANUFACTURING CO. | NP6-500I | Y | CONNECTOR MANUFACTURING CO. , NP6-500I |  | Storm Stores | 0 | 2018-04-16 10:15 | Anjanece | 24 | 2800 | N | N
CONNECTOR MANUFACTURING CO. | NP6-500I | Y | CONNECTOR MANUFACTURING CO. , NP6-500I |  |  | 12.72 | 2018-04-16 10:15 | Anjanece | 24 | 2800 | N | N
CONNECTOR MANUFACTURING CO. | NP6-500I | Y | CONNECTOR MANUFACTURING CO. , NP6-500I |  |  | 13.33 | 2018-04-16 10:15 | Anjanece | 24 | 2800 | N | N
CONNECTOR MANUFACTURING CO. | NP6-500I | Y | CONNECTOR MANUFACTURING CO. , NP6-500I |  |  | 17.05 | 2018-04-16 10:15 | Anjanece | 24 | 2800 | N | N
CONNECTOR MANUFACTURING CO. | NP6-500I | Y | CONNECTOR MANUFACTURING CO. , NP6-500I |  |  | 18.11 | 2018-04-16 10:15 | Anjanece | 24 | 2800 | N | N
CONNECTOR MANUFACTURING CO. | NP6-500I | Y | CONNECTOR MANUFACTURING CO. , NP6-500I |  |  | 19.06 | 2018-04-16 10:15 | Anjanece | 24 | 2800 | N | N
CONNECTOR MANUFACTURING CO. | NP6-500I | Y | CONNECTOR MANUFACTURING CO. , NP6-500I |  |  | 19.09 | 2018-04-16 10:15 | Anjanece | 24 | 2800 | N | N
CONNECTOR MANUFACTURING CO. | NP6-500I | Y | CONNECTOR MANUFACTURING CO. , NP6-500I |  |  | 19.25 | 2018-04-16 10:15 | Anjanece | 24 | 2800 | N | N
CONNECTOR MANUFACTURING CO. | NP6-500I | Y | CONNECTOR MANUFACTURING CO. , NP6-500I |  |  | 19.33 | 2018-04-16 10:15 | Anjanece | 24 | 2800 | N | N
CONNECTOR MANUFACTURING CO. | NP6-500I | Y | CONNECTOR MANUFACTURING CO. , NP6-500I |  |  | 19.45 | 2018-04-16 10:15 | Anjanece | 24 | 2800 | N | N
CONNECTOR MANUFACTURING CO. | NP6-500I | Y | CONNECTOR MANUFACTURING CO. , NP6-500I |  |  | 19.6 | 2018-04-16 10:15 | Anjanece | 24 | 2800 | N | N
CONNECTOR MANUFACTURING CO. | NP6-500I | Y | CONNECTOR MANUFACTURING CO. , NP6-500I |  |  | 19.74 | 2018-04-16 10:15 | Anjanece | 24 | 2800 | N | N
CONNECTOR MANUFACTURING CO. | NP6-500I | Y | CONNECTOR MANUFACTURING CO. , NP6-500I |  |  | 19.77 | 2018-04-16 10:15 | Anjanece | 24 | 2800 | N | N
CONNECTOR MANUFACTURING CO. | NP6-500I | Y | CONNECTOR MANUFACTURING CO. , NP6-500I |  |  | 20.11 | 2018-04-16 10:15 | Anjanece | 24 | 2800 | N | N
CONNECTOR MANUFACTURING CO. | NP6-500I | Y | CONNECTOR MANUFACTURING CO. , NP6-500I |  |  | 20.34 | 2018-04-16 10:15 | Anjanece | 24 | 2800 | N | N
HOMAC | ABP6500C | Y | HOMAC , ABP6500C | JEA OVERHEAD DISTRIBUTION | CSC Stores | 10.82 | 2002-05-21 11:33 | Anjanece | 24 | 2800 | N | N
HOMAC | ABP6500C | Y | HOMAC , ABP6500C |  |  | 10.83 | 2002-05-21 11:33 | Anjanece | 24 | 2800 | N | N
HOMAC | ABP6500C | Y | HOMAC , ABP6500C |  |  | 10.87 | 2002-05-21 11:33 | Anjanece | 24 | 2800 | N | N
HOMAC | ABP6500C | Y | HOMAC , ABP6500C |  |  | 10.88 | 2002-05-21 11:33 | Anjanece | 24 | 2800 | N | N
HOMAC | ABP6500C | Y | HOMAC , ABP6500C |  |  | 10.89 | 2002-05-21 11:33 | Anjanece | 24 | 2800 | N | N
HOMAC | ABP6500C | Y | HOMAC , ABP6500C |  |  | 10.9 | 2002-05-21 11:33 | Anjanece | 24 | 2800 | N | N
HOMAC | ABP6500C | Y | HOMAC , ABP6500C |  |  | 10.91 | 2002-05-21 11:33 | Anjanece | 24 | 2800 | N | N
HOMAC | ABP6500C | Y | HOMAC , ABP6500C |  |  | 10.93 | 2002-05-21 11:33 | Anjanece | 24 | 2800 | N | N
HOMAC | ABP6500C | Y | HOMAC , ABP6500C |  |  | 10.98 | 2002-05-21 11:33 | Anjanece | 24 | 2800 | N | N
HOMAC | ABP6500C | Y | HOMAC , ABP6500C |  |  | 11.03 | 2002-05-21 11:33 | Anjanece | 24 | 2800 | N | N
HOMAC | ABP6500C | Y | HOMAC , ABP6500C |  |  | 11.11 | 2002-05-21 11:33 | Anjanece | 24 | 2800 | N | N
HOMAC | ABP6500C | Y | HOMAC , ABP6500C |  |  | 11.14 | 2002-05-21 11:33 | Anjanece | 24 | 2800 | N | N
HOMAC | ABP6500C | Y | HOMAC , ABP6500C |  |  | 11.19 | 2002-05-21 11:33 | Anjanece | 24 | 2800 | N | N
HOMAC | ABP6500C | Y | HOMAC , ABP6500C |  |  | 11.24 | 2002-05-21 11:33 | Anjanece | 24 | 2800 | N | N
HOMAC | ABP6500C | Y | HOMAC , ABP6500C |  |  | 11.41 | 2002-05-21 11:33 | Anjanece | 24 | 2800 | N | N
HOMAC | ABP6500C | Y | HOMAC , ABP6500C |  |  | 11.42 | 2002-05-21 11:33 | Anjanece | 24 | 2800 | N | N
HOMAC | ABP6500C | Y | HOMAC , ABP6500C |  |  | 11.62 | 2002-05-21 11:33 | Anjanece | 24 | 2800 | N | N
HOMAC | ABP6500C | Y | HOMAC , ABP6500C |  |  | 12.12 | 2002-05-21 11:33 | Anjanece | 24 | 2800 | N | N
HOMAC | ABP6500C | Y | HOMAC , ABP6500C |  |  | 12.16 | 2002-05-21 11:33 | Anjanece | 24 | 2800 | N | N
HOMAC | ABP6500C | Y | HOMAC , ABP6500C |  |  | 12.34 | 2002-05-21 11:33 | Anjanece | 24 | 2800 | N | N
HOMAC | ABP6500C | Y | HOMAC , ABP6500C |  |  | 12.45 | 2002-05-21 11:33 | Anjanece | 24 | 2800 | N | N
HOMAC | ABP6500C | Y | HOMAC , ABP6500C |  |  | 12.46 | 2002-05-21 11:33 | Anjanece | 24 | 2800 | N | N
HOMAC | ABP6500C | Y | HOMAC , ABP6500C |  |  | 12.48 | 2002-05-21 11:33 | Anjanece | 24 | 2800 | N | N
HOMAC | ABP6500C | Y | HOMAC , ABP6500C |  |  | 12.49 | 2002-05-21 11:33 | Anjanece | 24 | 2800 | N | N
HOMAC | ABP6500C | Y | HOMAC , ABP6500C |  |  | 12.52 | 2002-05-21 11:33 | Anjanece | 24 | 2800 | N | N
HOMAC | ABP6500C | Y | HOMAC , ABP6500C |  |  | 12.8 | 2002-05-21 11:33 | Anjanece | 24 | 2800 | N | N
HOMAC | ABP6500C | Y | HOMAC , ABP6500C |  |  | 12.81 | 2002-05-21 11:33 | Anjanece | 24 | 2800 | N | N
HOMAC | ABP6500C | Y | HOMAC , ABP6500C |  |  | 12.83 | 2002-05-21 11:33 | Anjanece | 24 | 2800 | N | N
HOMAC | ABP6500C | Y | HOMAC , ABP6500C |  |  | 12.85 | 2002-05-21 11:33 | Anjanece | 24 | 2800 | N | N
HOMAC | ABP6500C | Y | HOMAC , ABP6500C |  |  | 12.86 | 2002-05-21 11:33 | Anjanece | 24 | 2800 | N | N
HOMAC | ABP6500C | Y | HOMAC , ABP6500C |  |  | 12.87 | 2002-05-21 11:33 | Anjanece | 24 | 2800 | N | N
HOMAC | ABP6500C | Y | HOMAC , ABP6500C |  |  | 12.9 | 2002-05-21 11:33 | Anjanece | 24 | 2800 | N | N
HOMAC | ABP6500C | Y | HOMAC , ABP6500C |  |  | 12.91 | 2002-05-21 11:33 | Anjanece | 24 | 2800 | N | N
HOMAC | ABP6500C | Y | HOMAC , ABP6500C |  |  | 12.92 | 2002-05-21 11:33 | Anjanece | 24 | 2800 | N | N
HOMAC | ABP6500C | Y | HOMAC , ABP6500C |  |  | 12.98 | 2002-05-21 11:33 | Anjanece | 24 | 2800 | N | N
HOMAC | ABP6500C | Y | HOMAC , ABP6500C |  |  | 13.04 | 2002-05-21 11:33 | Anjanece | 24 | 2800 | N | N
HOMAC | ABP6500C | Y | HOMAC , ABP6500C |  |  | 13.07 | 2002-05-21 11:33 | Anjanece | 24 | 2800 | N | N
HOMAC | ABP6500C | Y | HOMAC , ABP6500C |  |  | 13.15 | 2002-05-21 11:33 | Anjanece | 24 | 2800 | N | N
HOMAC | ABP6500C | Y | HOMAC , ABP6500C |  |  | 13.16 | 2002-05-21 11:33 | Anjanece | 24 | 2800 | N | N
HOMAC | ABP6500C | Y | HOMAC , ABP6500C |  |  | 13.2 | 2002-05-21 11:33 | Anjanece | 24 | 2800 | N | N
HOMAC | ABP6500C | Y | HOMAC , ABP6500C |  |  | 13.22 | 2002-05-21 11:33 | Anjanece | 24 | 2800 | N | N
HOMAC | ABP6500C | Y | HOMAC , ABP6500C |  |  | 13.25 | 2002-05-21 11:33 | Anjanece | 24 | 2800 | N | N
HOMAC | ABP6500C | Y | HOMAC , ABP6500C |  |  | 13.29 | 2002-05-21 11:33 | Anjanece | 24 | 2800 | N | N
HOMAC | ABP6500C | Y | HOMAC , ABP6500C |  |  | 13.43 | 2002-05-21 11:33 | Anjanece | 24 | 2800 | N | N
HOMAC | ABP6500C | Y | HOMAC , ABP6500C |  |  | 13.93 | 2002-05-21 11:33 | Anjanece | 24 | 2800 | N | N
HOMAC | ABP6500C | Y | HOMAC , ABP6500C |  |  | 13.94 | 2002-05-21 11:33 | Anjanece | 24 | 2800 | N | N
HOMAC | ABP6500C | Y | HOMAC , ABP6500C |  |  | 13.95 | 2002-05-21 11:33 | Anjanece | 24 | 2800 | N | N
HOMAC | ABP6500C | Y | HOMAC , ABP6500C |  |  | 14.19 | 2002-05-21 11:33 | Anjanece | 24 | 2800 | N | N
HOMAC | ABP6500C | Y | HOMAC , ABP6500C |  |  | 14.35 | 2002-05-21 11:33 | Anjanece | 24 | 2800 | N | N
HOMAC | ABP6500C | Y | HOMAC , ABP6500C |  |  | 14.38 | 2002-05-21 11:33 | Anjanece | 24 | 2800 | N | N
HOMAC | ABP6500C | Y | HOMAC , ABP6500C |  |  | 14.43 | 2002-05-21 11:33 | Anjanece | 24 | 2800 | N | N
HOMAC | ABP6500C | Y | HOMAC , ABP6500C |  |  | 14.53 | 2002-05-21 11:33 | Anjanece | 24 | 2800 | N | N
HOMAC | ABP6500C | Y | HOMAC , ABP6500C |  |  | 14.54 | 2002-05-21 11:33 | Anjanece | 24 | 2800 | N | N
HOMAC | ABP6500C | Y | HOMAC , ABP6500C |  |  | 14.56 | 2002-05-21 11:33 | Anjanece | 24 | 2800 | N | N
HOMAC | ABP6500C | Y | HOMAC , ABP6500C |  |  | 14.64 | 2002-05-21 11:33 | Anjanece | 24 | 2800 | N | N
HOMAC | ABP6500C | Y | HOMAC , ABP6500C |  |  | 14.82 | 2002-05-21 11:33 | Anjanece | 24 | 2800 | N | N
HOMAC | ABP6500C | Y | HOMAC , ABP6500C |  |  | 14.89 | 2002-05-21 11:33 | Anjanece | 24 | 2800 | N | N
HOMAC | ABP6500C | Y | HOMAC , ABP6500C |  |  | 14.93 | 2002-05-21 11:33 | Anjanece | 24 | 2800 | N | N
HOMAC | ABP6500C | Y | HOMAC , ABP6500C |  |  | 14.97 | 2002-05-21 11:33 | Anjanece | 24 | 2800 | N | N
HOMAC | ABP6500C | Y | HOMAC , ABP6500C |  |  | 15.01 | 2002-05-21 11:33 | Anjanece | 24 | 2800 | N | N
HOMAC | ABP6500C | Y | HOMAC , ABP6500C |  |  | 15.03 | 2002-05-21 11:33 | Anjanece | 24 | 2800 | N | N
HOMAC | ABP6500C | Y | HOMAC , ABP6500C |  |  | 15.17 | 2002-05-21 11:33 | Anjanece | 24 | 2800 | N | N
HOMAC | ABP6500C | Y | HOMAC , ABP6500C |  |  | 15.39 | 2002-05-21 11:33 | Anjanece | 24 | 2800 | N | N
HOMAC | ABP6500C | Y | HOMAC , ABP6500C |  |  | 15.41 | 2002-05-21 11:33 | Anjanece | 24 | 2800 | N | N
HOMAC | ABP6500C | Y | HOMAC , ABP6500C |  |  | 15.42 | 2002-05-21 11:33 | Anjanece | 24 | 2800 | N | N
HOMAC | ABP6500C | Y | HOMAC , ABP6500C |  |  | 15.84 | 2002-05-21 11:33 | Anjanece | 24 | 2800 | N | N
HOMAC | ABP6500C | Y | HOMAC , ABP6500C |  |  | 15.89 | 2002-05-21 11:33 | Anjanece | 24 | 2800 | N | N
HOMAC | ABP6500C | Y | HOMAC , ABP6500C |  |  | 16.25 | 2002-05-21 11:33 | Anjanece | 24 | 2800 | N | N
HOMAC | ABP6500C | Y | HOMAC , ABP6500C |  |  | 16.29 | 2002-05-21 11:33 | Anjanece | 24 | 2800 | N | N
HOMAC | ABP6500C | Y | HOMAC , ABP6500C |  |  | 16.33 | 2002-05-21 11:33 | Anjanece | 24 | 2800 | N | N
HOMAC | ABP6500C | Y | HOMAC , ABP6500C |  |  | 16.42 | 2002-05-21 11:33 | Anjanece | 24 | 2800 | N | N
HOMAC | ABP6500C | Y | HOMAC , ABP6500C |  |  | 16.48 | 2002-05-21 11:33 | Anjanece | 24 | 2800 | N | N
HOMAC | ABP6500C | Y | HOMAC , ABP6500C |  |  | 16.49 | 2002-05-21 11:33 | Anjanece | 24 | 2800 | N | N
HOMAC | ABP6500C | Y | HOMAC , ABP6500C |  |  | 16.61 | 2002-05-21 11:33 | Anjanece | 24 | 2800 | N | N
HOMAC | ABP6500C | Y | HOMAC , ABP6500C |  |  | 16.72 | 2002-05-21 11:33 | Anjanece | 24 | 2800 | N | N
HOMAC | ABP6500C | Y | HOMAC , ABP6500C |  |  | 18.91 | 2002-05-21 11:33 | Anjanece | 24 | 2800 | N | N
HOMAC | ABP6500C | Y | HOMAC , ABP6500C |  |  | 19.67 | 2002-05-21 11:33 | Anjanece | 24 | 2800 | N | N
HOMAC | ABP6500C | Y | HOMAC , ABP6500C |  |  | 19.74 | 2002-05-21 11:33 | Anjanece | 24 | 2800 | N | N
HOMAC | ABP6500C | Y | HOMAC , ABP6500C |  |  | 20.6 | 2002-05-21 11:33 | Anjanece | 24 | 2800 | N | N
HOMAC | ABP6500C | Y | HOMAC , ABP6500C |  |  | 20.78 | 2002-05-21 11:33 | Anjanece | 24 | 2800 | N | N
HOMAC | ABP6500C | Y | HOMAC , ABP6500C |  |  | 20.79 | 2002-05-21 11:33 | Anjanece | 24 | 2800 | N | N
HOMAC | ABP6500C | Y | HOMAC , ABP6500C |  |  | 20.83 | 2002-05-21 11:33 | Anjanece | 24 | 2800 | N | N
HOMAC | ABP6500C | Y | HOMAC , ABP6500C |  |  | 20.86 | 2002-05-21 11:33 | Anjanece | 24 | 2800 | N | N
HOMAC | ABP6500C | Y | HOMAC , ABP6500C |  |  | 21.03 | 2002-05-21 11:33 | Anjanece | 24 | 2800 | N | N
HOMAC | ABP6500C | Y | HOMAC , ABP6500C |  |  | 21.04 | 2002-05-21 11:33 | Anjanece | 24 | 2800 | N | N
HOMAC | ABP6500C | Y | HOMAC , ABP6500C |  |  | 21.06 | 2002-05-21 11:33 | Anjanece | 24 | 2800 | N | N
HOMAC | ABP6500C | Y | HOMAC , ABP6500C |  |  | 21.07 | 2002-05-21 11:33 | Anjanece | 24 | 2800 | N | N
HOMAC | ABP6500C | Y | HOMAC , ABP6500C |  |  | 21.08 | 2002-05-21 11:33 | Anjanece | 24 | 2800 | N | N
HOMAC | ABP6500C | Y | HOMAC , ABP6500C |  |  | 21.09 | 2002-05-21 11:33 | Anjanece | 24 | 2800 | N | N
HOMAC | ABP6500C | Y | HOMAC , ABP6500C |  |  | 21.15 | 2002-05-21 11:33 | Anjanece | 24 | 2800 | N | N
HOMAC | ABP6500C | Y | HOMAC , ABP6500C |  |  | 21.16 | 2002-05-21 11:33 | Anjanece | 24 | 2800 | N | N
HOMAC | ABP6500C | Y | HOMAC , ABP6500C |  |  | 21.23 | 2002-05-21 11:33 | Anjanece | 24 | 2800 | N | N
HOMAC | ABP6500C | Y | HOMAC , ABP6500C |  |  | 21.24 | 2002-05-21 11:33 | Anjanece | 24 | 2800 | N | N
HOMAC | ABP6500C | Y | HOMAC , ABP6500C |  |  | 21.35 | 2002-05-21 11:33 | Anjanece | 24 | 2800 | N | N
HOMAC | ABP6500C | Y | HOMAC , ABP6500C |  |  | 21.37 | 2002-05-21 11:33 | Anjanece | 24 | 2800 | N | N
HOMAC | ABP6500C | Y | HOMAC , ABP6500C |  |  | 21.41 | 2002-05-21 11:33 | Anjanece | 24 | 2800 | N | N
HOMAC | ABP6500C | Y | HOMAC , ABP6500C |  |  | 21.44 | 2002-05-21 11:33 | Anjanece | 24 | 2800 | N | N
HOMAC | ABP6500C | Y | HOMAC , ABP6500C |  |  | 21.48 | 2002-05-21 11:33 | Anjanece | 24 | 2800 | N | N
HOMAC | ABP6500C | Y | HOMAC , ABP6500C |  |  | 21.5 | 2002-05-21 11:33 | Anjanece | 24 | 2800 | N | N
HOMAC | ABP6500C | Y | HOMAC , ABP6500C |  |  | 21.56 | 2002-05-21 11:33 | Anjanece | 24 | 2800 | N | N
HOMAC | ABP6500C | Y | HOMAC , ABP6500C |  |  | 21.6 | 2002-05-21 11:33 | Anjanece | 24 | 2800 | N | N
HOMAC | ABP6500C | Y | HOMAC , ABP6500C |  | Storm Stores | 0 | 2018-04-16 10:15 | Anjanece | 24 | 2800 | N | N
HOMAC | ABP6500C | Y | HOMAC , ABP6500C |  |  | 12.72 | 2018-04-16 10:15 | Anjanece | 24 | 2800 | N | N
HOMAC | ABP6500C | Y | HOMAC , ABP6500C |  |  | 13.33 | 2018-04-16 10:15 | Anjanece | 24 | 2800 | N | N
HOMAC | ABP6500C | Y | HOMAC , ABP6500C |  |  | 17.05 | 2018-04-16 10:15 | Anjanece | 24 | 2800 | N | N
HOMAC | ABP6500C | Y | HOMAC , ABP6500C |  |  | 18.11 | 2018-04-16 10:15 | Anjanece | 24 | 2800 | N | N
HOMAC | ABP6500C | Y | HOMAC , ABP6500C |  |  | 19.06 | 2018-04-16 10:15 | Anjanece | 24 | 2800 | N | N
HOMAC | ABP6500C | Y | HOMAC , ABP6500C |  |  | 19.09 | 2018-04-16 10:15 | Anjanece | 24 | 2800 | N | N
HOMAC | ABP6500C | Y | HOMAC , ABP6500C |  |  | 19.25 | 2018-04-16 10:15 | Anjanece | 24 | 2800 | N | N
HOMAC | ABP6500C | Y | HOMAC , ABP6500C |  |  | 19.33 | 2018-04-16 10:15 | Anjanece | 24 | 2800 | N | N
HOMAC | ABP6500C | Y | HOMAC , ABP6500C |  |  | 19.45 | 2018-04-16 10:15 | Anjanece | 24 | 2800 | N | N
HOMAC | ABP6500C | Y | HOMAC , ABP6500C |  |  | 19.6 | 2018-04-16 10:15 | Anjanece | 24 | 2800 | N | N
HOMAC | ABP6500C | Y | HOMAC , ABP6500C |  |  | 19.74 | 2018-04-16 10:15 | Anjanece | 24 | 2800 | N | N
HOMAC | ABP6500C | Y | HOMAC , ABP6500C |  |  | 19.77 | 2018-04-16 10:15 | Anjanece | 24 | 2800 | N | N
HOMAC | ABP6500C | Y | HOMAC , ABP6500C |  |  | 20.11 | 2018-04-16 10:15 | Anjanece | 24 | 2800 | N | N
HOMAC | ABP6500C | Y | HOMAC , ABP6500C |  |  | 20.34 | 2018-04-16 10:15 | Anjanece | 24 | 2800 | N | N
POLARIS | PPT-5006P | Y | POLARIS , PPT-5006P | JEA OVERHEAD DISTRIBUTION | CSC Stores | 10.82 | 2002-05-21 11:33 | Anjanece | 24 | 2800 | N | N
POLARIS | PPT-5006P | Y | POLARIS , PPT-5006P |  |  | 10.83 | 2002-05-21 11:33 | Anjanece | 24 | 2800 | N | N
POLARIS | PPT-5006P | Y | POLARIS , PPT-5006P |  |  | 10.87 | 2002-05-21 11:33 | Anjanece | 24 | 2800 | N | N
POLARIS | PPT-5006P | Y | POLARIS , PPT-5006P |  |  | 10.88 | 2002-05-21 11:33 | Anjanece | 24 | 2800 | N | N
POLARIS | PPT-5006P | Y | POLARIS , PPT-5006P |  |  | 10.89 | 2002-05-21 11:33 | Anjanece | 24 | 2800 | N | N
POLARIS | PPT-5006P | Y | POLARIS , PPT-5006P |  |  | 10.9 | 2002-05-21 11:33 | Anjanece | 24 | 2800 | N | N
POLARIS | PPT-5006P | Y | POLARIS , PPT-5006P |  |  | 10.91 | 2002-05-21 11:33 | Anjanece | 24 | 2800 | N | N
POLARIS | PPT-5006P | Y | POLARIS , PPT-5006P |  |  | 10.93 | 2002-05-21 11:33 | Anjanece | 24 | 2800 | N | N
POLARIS | PPT-5006P | Y | POLARIS , PPT-5006P |  |  | 10.98 | 2002-05-21 11:33 | Anjanece | 24 | 2800 | N | N
POLARIS | PPT-5006P | Y | POLARIS , PPT-5006P |  |  | 11.03 | 2002-05-21 11:33 | Anjanece | 24 | 2800 | N | N
POLARIS | PPT-5006P | Y | POLARIS , PPT-5006P |  |  | 11.11 | 2002-05-21 11:33 | Anjanece | 24 | 2800 | N | N
POLARIS | PPT-5006P | Y | POLARIS , PPT-5006P |  |  | 11.14 | 2002-05-21 11:33 | Anjanece | 24 | 2800 | N | N
POLARIS | PPT-5006P | Y | POLARIS , PPT-5006P |  |  | 11.19 | 2002-05-21 11:33 | Anjanece | 24 | 2800 | N | N
POLARIS | PPT-5006P | Y | POLARIS , PPT-5006P |  |  | 11.24 | 2002-05-21 11:33 | Anjanece | 24 | 2800 | N | N
POLARIS | PPT-5006P | Y | POLARIS , PPT-5006P |  |  | 11.41 | 2002-05-21 11:33 | Anjanece | 24 | 2800 | N | N
POLARIS | PPT-5006P | Y | POLARIS , PPT-5006P |  |  | 11.42 | 2002-05-21 11:33 | Anjanece | 24 | 2800 | N | N
POLARIS | PPT-5006P | Y | POLARIS , PPT-5006P |  |  | 11.62 | 2002-05-21 11:33 | Anjanece | 24 | 2800 | N | N
POLARIS | PPT-5006P | Y | POLARIS , PPT-5006P |  |  | 12.12 | 2002-05-21 11:33 | Anjanece | 24 | 2800 | N | N
POLARIS | PPT-5006P | Y | POLARIS , PPT-5006P |  |  | 12.16 | 2002-05-21 11:33 | Anjanece | 24 | 2800 | N | N
POLARIS | PPT-5006P | Y | POLARIS , PPT-5006P |  |  | 12.34 | 2002-05-21 11:33 | Anjanece | 24 | 2800 | N | N
POLARIS | PPT-5006P | Y | POLARIS , PPT-5006P |  |  | 12.45 | 2002-05-21 11:33 | Anjanece | 24 | 2800 | N | N
POLARIS | PPT-5006P | Y | POLARIS , PPT-5006P |  |  | 12.46 | 2002-05-21 11:33 | Anjanece | 24 | 2800 | N | N
POLARIS | PPT-5006P | Y | POLARIS , PPT-5006P |  |  | 12.48 | 2002-05-21 11:33 | Anjanece | 24 | 2800 | N | N
POLARIS | PPT-5006P | Y | POLARIS , PPT-5006P |  |  | 12.49 | 2002-05-21 11:33 | Anjanece | 24 | 2800 | N | N
POLARIS | PPT-5006P | Y | POLARIS , PPT-5006P |  |  | 12.52 | 2002-05-21 11:33 | Anjanece | 24 | 2800 | N | N
POLARIS | PPT-5006P | Y | POLARIS , PPT-5006P |  |  | 12.8 | 2002-05-21 11:33 | Anjanece | 24 | 2800 | N | N
POLARIS | PPT-5006P | Y | POLARIS , PPT-5006P |  |  | 12.81 | 2002-05-21 11:33 | Anjanece | 24 | 2800 | N | N
POLARIS | PPT-5006P | Y | POLARIS , PPT-5006P |  |  | 12.83 | 2002-05-21 11:33 | Anjanece | 24 | 2800 | N | N
POLARIS | PPT-5006P | Y | POLARIS , PPT-5006P |  |  | 12.85 | 2002-05-21 11:33 | Anjanece | 24 | 2800 | N | N
POLARIS | PPT-5006P | Y | POLARIS , PPT-5006P |  |  | 12.86 | 2002-05-21 11:33 | Anjanece | 24 | 2800 | N | N
POLARIS | PPT-5006P | Y | POLARIS , PPT-5006P |  |  | 12.87 | 2002-05-21 11:33 | Anjanece | 24 | 2800 | N | N
POLARIS | PPT-5006P | Y | POLARIS , PPT-5006P |  |  | 12.9 | 2002-05-21 11:33 | Anjanece | 24 | 2800 | N | N
POLARIS | PPT-5006P | Y | POLARIS , PPT-5006P |  |  | 12.91 | 2002-05-21 11:33 | Anjanece | 24 | 2800 | N | N
POLARIS | PPT-5006P | Y | POLARIS , PPT-5006P |  |  | 12.92 | 2002-05-21 11:33 | Anjanece | 24 | 2800 | N | N
POLARIS | PPT-5006P | Y | POLARIS , PPT-5006P |  |  | 12.98 | 2002-05-21 11:33 | Anjanece | 24 | 2800 | N | N
POLARIS | PPT-5006P | Y | POLARIS , PPT-5006P |  |  | 13.04 | 2002-05-21 11:33 | Anjanece | 24 | 2800 | N | N
POLARIS | PPT-5006P | Y | POLARIS , PPT-5006P |  |  | 13.07 | 2002-05-21 11:33 | Anjanece | 24 | 2800 | N | N
POLARIS | PPT-5006P | Y | POLARIS , PPT-5006P |  |  | 13.15 | 2002-05-21 11:33 | Anjanece | 24 | 2800 | N | N
POLARIS | PPT-5006P | Y | POLARIS , PPT-5006P |  |  | 13.16 | 2002-05-21 11:33 | Anjanece | 24 | 2800 | N | N
POLARIS | PPT-5006P | Y | POLARIS , PPT-5006P |  |  | 13.2 | 2002-05-21 11:33 | Anjanece | 24 | 2800 | N | N
POLARIS | PPT-5006P | Y | POLARIS , PPT-5006P |  |  | 13.22 | 2002-05-21 11:33 | Anjanece | 24 | 2800 | N | N
POLARIS | PPT-5006P | Y | POLARIS , PPT-5006P |  |  | 13.25 | 2002-05-21 11:33 | Anjanece | 24 | 2800 | N | N
POLARIS | PPT-5006P | Y | POLARIS , PPT-5006P |  |  | 13.29 | 2002-05-21 11:33 | Anjanece | 24 | 2800 | N | N
POLARIS | PPT-5006P | Y | POLARIS , PPT-5006P |  |  | 13.43 | 2002-05-21 11:33 | Anjanece | 24 | 2800 | N | N
POLARIS | PPT-5006P | Y | POLARIS , PPT-5006P |  |  | 13.93 | 2002-05-21 11:33 | Anjanece | 24 | 2800 | N | N
POLARIS | PPT-5006P | Y | POLARIS , PPT-5006P |  |  | 13.94 | 2002-05-21 11:33 | Anjanece | 24 | 2800 | N | N
POLARIS | PPT-5006P | Y | POLARIS , PPT-5006P |  |  | 13.95 | 2002-05-21 11:33 | Anjanece | 24 | 2800 | N | N
POLARIS | PPT-5006P | Y | POLARIS , PPT-5006P |  |  | 14.19 | 2002-05-21 11:33 | Anjanece | 24 | 2800 | N | N
POLARIS | PPT-5006P | Y | POLARIS , PPT-5006P |  |  | 14.35 | 2002-05-21 11:33 | Anjanece | 24 | 2800 | N | N
POLARIS | PPT-5006P | Y | POLARIS , PPT-5006P |  |  | 14.38 | 2002-05-21 11:33 | Anjanece | 24 | 2800 | N | N
POLARIS | PPT-5006P | Y | POLARIS , PPT-5006P |  |  | 14.43 | 2002-05-21 11:33 | Anjanece | 24 | 2800 | N | N
POLARIS | PPT-5006P | Y | POLARIS , PPT-5006P |  |  | 14.53 | 2002-05-21 11:33 | Anjanece | 24 | 2800 | N | N
POLARIS | PPT-5006P | Y | POLARIS , PPT-5006P |  |  | 14.54 | 2002-05-21 11:33 | Anjanece | 24 | 2800 | N | N
POLARIS | PPT-5006P | Y | POLARIS , PPT-5006P |  |  | 14.56 | 2002-05-21 11:33 | Anjanece | 24 | 2800 | N | N
POLARIS | PPT-5006P | Y | POLARIS , PPT-5006P |  |  | 14.64 | 2002-05-21 11:33 | Anjanece | 24 | 2800 | N | N
POLARIS | PPT-5006P | Y | POLARIS , PPT-5006P |  |  | 14.82 | 2002-05-21 11:33 | Anjanece | 24 | 2800 | N | N
POLARIS | PPT-5006P | Y | POLARIS , PPT-5006P |  |  | 14.89 | 2002-05-21 11:33 | Anjanece | 24 | 2800 | N | N
POLARIS | PPT-5006P | Y | POLARIS , PPT-5006P |  |  | 14.93 | 2002-05-21 11:33 | Anjanece | 24 | 2800 | N | N
POLARIS | PPT-5006P | Y | POLARIS , PPT-5006P |  |  | 14.97 | 2002-05-21 11:33 | Anjanece | 24 | 2800 | N | N
POLARIS | PPT-5006P | Y | POLARIS , PPT-5006P |  |  | 15.01 | 2002-05-21 11:33 | Anjanece | 24 | 2800 | N | N
POLARIS | PPT-5006P | Y | POLARIS , PPT-5006P |  |  | 15.03 | 2002-05-21 11:33 | Anjanece | 24 | 2800 | N | N
POLARIS | PPT-5006P | Y | POLARIS , PPT-5006P |  |  | 15.17 | 2002-05-21 11:33 | Anjanece | 24 | 2800 | N | N
POLARIS | PPT-5006P | Y | POLARIS , PPT-5006P |  |  | 15.39 | 2002-05-21 11:33 | Anjanece | 24 | 2800 | N | N
POLARIS | PPT-5006P | Y | POLARIS , PPT-5006P |  |  | 15.41 | 2002-05-21 11:33 | Anjanece | 24 | 2800 | N | N
POLARIS | PPT-5006P | Y | POLARIS , PPT-5006P |  |  | 15.42 | 2002-05-21 11:33 | Anjanece | 24 | 2800 | N | N
POLARIS | PPT-5006P | Y | POLARIS , PPT-5006P |  |  | 15.84 | 2002-05-21 11:33 | Anjanece | 24 | 2800 | N | N
POLARIS | PPT-5006P | Y | POLARIS , PPT-5006P |  |  | 15.89 | 2002-05-21 11:33 | Anjanece | 24 | 2800 | N | N
POLARIS | PPT-5006P | Y | POLARIS , PPT-5006P |  |  | 16.25 | 2002-05-21 11:33 | Anjanece | 24 | 2800 | N | N
POLARIS | PPT-5006P | Y | POLARIS , PPT-5006P |  |  | 16.29 | 2002-05-21 11:33 | Anjanece | 24 | 2800 | N | N
POLARIS | PPT-5006P | Y | POLARIS , PPT-5006P |  |  | 16.33 | 2002-05-21 11:33 | Anjanece | 24 | 2800 | N | N
POLARIS | PPT-5006P | Y | POLARIS , PPT-5006P |  |  | 16.42 | 2002-05-21 11:33 | Anjanece | 24 | 2800 | N | N
POLARIS | PPT-5006P | Y | POLARIS , PPT-5006P |  |  | 16.48 | 2002-05-21 11:33 | Anjanece | 24 | 2800 | N | N
POLARIS | PPT-5006P | Y | POLARIS , PPT-5006P |  |  | 16.49 | 2002-05-21 11:33 | Anjanece | 24 | 2800 | N | N
POLARIS | PPT-5006P | Y | POLARIS , PPT-5006P |  |  | 16.61 | 2002-05-21 11:33 | Anjanece | 24 | 2800 | N | N
POLARIS | PPT-5006P | Y | POLARIS , PPT-5006P |  |  | 16.72 | 2002-05-21 11:33 | Anjanece | 24 | 2800 | N | N
POLARIS | PPT-5006P | Y | POLARIS , PPT-5006P |  |  | 18.91 | 2002-05-21 11:33 | Anjanece | 24 | 2800 | N | N
POLARIS | PPT-5006P | Y | POLARIS , PPT-5006P |  |  | 19.67 | 2002-05-21 11:33 | Anjanece | 24 | 2800 | N | N
POLARIS | PPT-5006P | Y | POLARIS , PPT-5006P |  |  | 19.74 | 2002-05-21 11:33 | Anjanece | 24 | 2800 | N | N
POLARIS | PPT-5006P | Y | POLARIS , PPT-5006P |  |  | 20.6 | 2002-05-21 11:33 | Anjanece | 24 | 2800 | N | N
POLARIS | PPT-5006P | Y | POLARIS , PPT-5006P |  |  | 20.78 | 2002-05-21 11:33 | Anjanece | 24 | 2800 | N | N
POLARIS | PPT-5006P | Y | POLARIS , PPT-5006P |  |  | 20.79 | 2002-05-21 11:33 | Anjanece | 24 | 2800 | N | N
POLARIS | PPT-5006P | Y | POLARIS , PPT-5006P |  |  | 20.83 | 2002-05-21 11:33 | Anjanece | 24 | 2800 | N | N
POLARIS | PPT-5006P | Y | POLARIS , PPT-5006P |  |  | 20.86 | 2002-05-21 11:33 | Anjanece | 24 | 2800 | N | N
POLARIS | PPT-5006P | Y | POLARIS , PPT-5006P |  |  | 21.03 | 2002-05-21 11:33 | Anjanece | 24 | 2800 | N | N
POLARIS | PPT-5006P | Y | POLARIS , PPT-5006P |  |  | 21.04 | 2002-05-21 11:33 | Anjanece | 24 | 2800 | N | N
POLARIS | PPT-5006P | Y | POLARIS , PPT-5006P |  |  | 21.06 | 2002-05-21 11:33 | Anjanece | 24 | 2800 | N | N
POLARIS | PPT-5006P | Y | POLARIS , PPT-5006P |  |  | 21.07 | 2002-05-21 11:33 | Anjanece | 24 | 2800 | N | N
POLARIS | PPT-5006P | Y | POLARIS , PPT-5006P |  |  | 21.08 | 2002-05-21 11:33 | Anjanece | 24 | 2800 | N | N
POLARIS | PPT-5006P | Y | POLARIS , PPT-5006P |  |  | 21.09 | 2002-05-21 11:33 | Anjanece | 24 | 2800 | N | N
POLARIS | PPT-5006P | Y | POLARIS , PPT-5006P |  |  | 21.15 | 2002-05-21 11:33 | Anjanece | 24 | 2800 | N | N
POLARIS | PPT-5006P | Y | POLARIS , PPT-5006P |  |  | 21.16 | 2002-05-21 11:33 | Anjanece | 24 | 2800 | N | N
POLARIS | PPT-5006P | Y | POLARIS , PPT-5006P |  |  | 21.23 | 2002-05-21 11:33 | Anjanece | 24 | 2800 | N | N
POLARIS | PPT-5006P | Y | POLARIS , PPT-5006P |  |  | 21.24 | 2002-05-21 11:33 | Anjanece | 24 | 2800 | N | N
POLARIS | PPT-5006P | Y | POLARIS , PPT-5006P |  |  | 21.35 | 2002-05-21 11:33 | Anjanece | 24 | 2800 | N | N
POLARIS | PPT-5006P | Y | POLARIS , PPT-5006P |  |  | 21.37 | 2002-05-21 11:33 | Anjanece | 24 | 2800 | N | N
POLARIS | PPT-5006P | Y | POLARIS , PPT-5006P |  |  | 21.41 | 2002-05-21 11:33 | Anjanece | 24 | 2800 | N | N
POLARIS | PPT-5006P | Y | POLARIS , PPT-5006P |  |  | 21.44 | 2002-05-21 11:33 | Anjanece | 24 | 2800 | N | N
POLARIS | PPT-5006P | Y | POLARIS , PPT-5006P |  |  | 21.48 | 2002-05-21 11:33 | Anjanece | 24 | 2800 | N | N
POLARIS | PPT-5006P | Y | POLARIS , PPT-5006P |  |  | 21.5 | 2002-05-21 11:33 | Anjanece | 24 | 2800 | N | N
POLARIS | PPT-5006P | Y | POLARIS , PPT-5006P |  |  | 21.56 | 2002-05-21 11:33 | Anjanece | 24 | 2800 | N | N
POLARIS | PPT-5006P | Y | POLARIS , PPT-5006P |  |  | 21.6 | 2002-05-21 11:33 | Anjanece | 24 | 2800 | N | N
POLARIS | PPT-5006P | Y | POLARIS , PPT-5006P |  | Storm Stores | 0 | 2018-04-16 10:15 | Anjanece | 24 | 2800 | N | N
POLARIS | PPT-5006P | Y | POLARIS , PPT-5006P |  |  | 12.72 | 2018-04-16 10:15 | Anjanece | 24 | 2800 | N | N
POLARIS | PPT-5006P | Y | POLARIS , PPT-5006P |  |  | 13.33 | 2018-04-16 10:15 | Anjanece | 24 | 2800 | N | N
POLARIS | PPT-5006P | Y | POLARIS , PPT-5006P |  |  | 17.05 | 2018-04-16 10:15 | Anjanece | 24 | 2800 | N | N
POLARIS | PPT-5006P | Y | POLARIS , PPT-5006P |  |  | 18.11 | 2018-04-16 10:15 | Anjanece | 24 | 2800 | N | N
POLARIS | PPT-5006P | Y | POLARIS , PPT-5006P |  |  | 19.06 | 2018-04-16 10:15 | Anjanece | 24 | 2800 | N | N
POLARIS | PPT-5006P | Y | POLARIS , PPT-5006P |  |  | 19.09 | 2018-04-16 10:15 | Anjanece | 24 | 2800 | N | N
POLARIS | PPT-5006P | Y | POLARIS , PPT-5006P |  |  | 19.25 | 2018-04-16 10:15 | Anjanece | 24 | 2800 | N | N
POLARIS | PPT-5006P | Y | POLARIS , PPT-5006P |  |  | 19.33 | 2018-04-16 10:15 | Anjanece | 24 | 2800 | N | N
POLARIS | PPT-5006P | Y | POLARIS , PPT-5006P |  |  | 19.45 | 2018-04-16 10:15 | Anjanece | 24 | 2800 | N | N
POLARIS | PPT-5006P | Y | POLARIS , PPT-5006P |  |  | 19.6 | 2018-04-16 10:15 | Anjanece | 24 | 2800 | N | N
POLARIS | PPT-5006P | Y | POLARIS , PPT-5006P |  |  | 19.74 | 2018-04-16 10:15 | Anjanece | 24 | 2800 | N | N
POLARIS | PPT-5006P | Y | POLARIS , PPT-5006P |  |  | 19.77 | 2018-04-16 10:15 | Anjanece | 24 | 2800 | N | N
POLARIS | PPT-5006P | Y | POLARIS , PPT-5006P |  |  | 20.11 | 2018-04-16 10:15 | Anjanece | 24 | 2800 | N | N
POLARIS | PPT-5006P | Y | POLARIS , PPT-5006P |  |  | 20.34 | 2018-04-16 10:15 | Anjanece | 24 | 2800 | N | N
UTILCO | PTT6-500P | Y | UTILCO , PTT6-500P | JEA OVERHEAD DISTRIBUTION | CSC Stores | 10.82 | 2002-05-21 11:33 | Anjanece | 24 | 2800 | N | N
UTILCO | PTT6-500P | Y | UTILCO , PTT6-500P |  |  | 10.83 | 2002-05-21 11:33 | Anjanece | 24 | 2800 | N | N
UTILCO | PTT6-500P | Y | UTILCO , PTT6-500P |  |  | 10.87 | 2002-05-21 11:33 | Anjanece | 24 | 2800 | N | N
UTILCO | PTT6-500P | Y | UTILCO , PTT6-500P |  |  | 10.88 | 2002-05-21 11:33 | Anjanece | 24 | 2800 | N | N
UTILCO | PTT6-500P | Y | UTILCO , PTT6-500P |  |  | 10.89 | 2002-05-21 11:33 | Anjanece | 24 | 2800 | N | N
UTILCO | PTT6-500P | Y | UTILCO , PTT6-500P |  |  | 10.9 | 2002-05-21 11:33 | Anjanece | 24 | 2800 | N | N
UTILCO | PTT6-500P | Y | UTILCO , PTT6-500P |  |  | 10.91 | 2002-05-21 11:33 | Anjanece | 24 | 2800 | N | N
UTILCO | PTT6-500P | Y | UTILCO , PTT6-500P |  |  | 10.93 | 2002-05-21 11:33 | Anjanece | 24 | 2800 | N | N
UTILCO | PTT6-500P | Y | UTILCO , PTT6-500P |  |  | 10.98 | 2002-05-21 11:33 | Anjanece | 24 | 2800 | N | N
UTILCO | PTT6-500P | Y | UTILCO , PTT6-500P |  |  | 11.03 | 2002-05-21 11:33 | Anjanece | 24 | 2800 | N | N
UTILCO | PTT6-500P | Y | UTILCO , PTT6-500P |  |  | 11.11 | 2002-05-21 11:33 | Anjanece | 24 | 2800 | N | N
UTILCO | PTT6-500P | Y | UTILCO , PTT6-500P |  |  | 11.14 | 2002-05-21 11:33 | Anjanece | 24 | 2800 | N | N
UTILCO | PTT6-500P | Y | UTILCO , PTT6-500P |  |  | 11.19 | 2002-05-21 11:33 | Anjanece | 24 | 2800 | N | N
UTILCO | PTT6-500P | Y | UTILCO , PTT6-500P |  |  | 11.24 | 2002-05-21 11:33 | Anjanece | 24 | 2800 | N | N
UTILCO | PTT6-500P | Y | UTILCO , PTT6-500P |  |  | 11.41 | 2002-05-21 11:33 | Anjanece | 24 | 2800 | N | N
UTILCO | PTT6-500P | Y | UTILCO , PTT6-500P |  |  | 11.42 | 2002-05-21 11:33 | Anjanece | 24 | 2800 | N | N
UTILCO | PTT6-500P | Y | UTILCO , PTT6-500P |  |  | 11.62 | 2002-05-21 11:33 | Anjanece | 24 | 2800 | N | N
UTILCO | PTT6-500P | Y | UTILCO , PTT6-500P |  |  | 12.12 | 2002-05-21 11:33 | Anjanece | 24 | 2800 | N | N
UTILCO | PTT6-500P | Y | UTILCO , PTT6-500P |  |  | 12.16 | 2002-05-21 11:33 | Anjanece | 24 | 2800 | N | N
UTILCO | PTT6-500P | Y | UTILCO , PTT6-500P |  |  | 12.34 | 2002-05-21 11:33 | Anjanece | 24 | 2800 | N | N
UTILCO | PTT6-500P | Y | UTILCO , PTT6-500P |  |  | 12.45 | 2002-05-21 11:33 | Anjanece | 24 | 2800 | N | N
UTILCO | PTT6-500P | Y | UTILCO , PTT6-500P |  |  | 12.46 | 2002-05-21 11:33 | Anjanece | 24 | 2800 | N | N
UTILCO | PTT6-500P | Y | UTILCO , PTT6-500P |  |  | 12.48 | 2002-05-21 11:33 | Anjanece | 24 | 2800 | N | N
UTILCO | PTT6-500P | Y | UTILCO , PTT6-500P |  |  | 12.49 | 2002-05-21 11:33 | Anjanece | 24 | 2800 | N | N
UTILCO | PTT6-500P | Y | UTILCO , PTT6-500P |  |  | 12.52 | 2002-05-21 11:33 | Anjanece | 24 | 2800 | N | N
UTILCO | PTT6-500P | Y | UTILCO , PTT6-500P |  |  | 12.8 | 2002-05-21 11:33 | Anjanece | 24 | 2800 | N | N
UTILCO | PTT6-500P | Y | UTILCO , PTT6-500P |  |  | 12.81 | 2002-05-21 11:33 | Anjanece | 24 | 2800 | N | N
UTILCO | PTT6-500P | Y | UTILCO , PTT6-500P |  |  | 12.83 | 2002-05-21 11:33 | Anjanece | 24 | 2800 | N | N
UTILCO | PTT6-500P | Y | UTILCO , PTT6-500P |  |  | 12.85 | 2002-05-21 11:33 | Anjanece | 24 | 2800 | N | N
UTILCO | PTT6-500P | Y | UTILCO , PTT6-500P |  |  | 12.86 | 2002-05-21 11:33 | Anjanece | 24 | 2800 | N | N
UTILCO | PTT6-500P | Y | UTILCO , PTT6-500P |  |  | 12.87 | 2002-05-21 11:33 | Anjanece | 24 | 2800 | N | N
UTILCO | PTT6-500P | Y | UTILCO , PTT6-500P |  |  | 12.9 | 2002-05-21 11:33 | Anjanece | 24 | 2800 | N | N
UTILCO | PTT6-500P | Y | UTILCO , PTT6-500P |  |  | 12.91 | 2002-05-21 11:33 | Anjanece | 24 | 2800 | N | N
UTILCO | PTT6-500P | Y | UTILCO , PTT6-500P |  |  | 12.92 | 2002-05-21 11:33 | Anjanece | 24 | 2800 | N | N
UTILCO | PTT6-500P | Y | UTILCO , PTT6-500P |  |  | 12.98 | 2002-05-21 11:33 | Anjanece | 24 | 2800 | N | N
UTILCO | PTT6-500P | Y | UTILCO , PTT6-500P |  |  | 13.04 | 2002-05-21 11:33 | Anjanece | 24 | 2800 | N | N
UTILCO | PTT6-500P | Y | UTILCO , PTT6-500P |  |  | 13.07 | 2002-05-21 11:33 | Anjanece | 24 | 2800 | N | N
UTILCO | PTT6-500P | Y | UTILCO , PTT6-500P |  |  | 13.15 | 2002-05-21 11:33 | Anjanece | 24 | 2800 | N | N
UTILCO | PTT6-500P | Y | UTILCO , PTT6-500P |  |  | 13.16 | 2002-05-21 11:33 | Anjanece | 24 | 2800 | N | N
UTILCO | PTT6-500P | Y | UTILCO , PTT6-500P |  |  | 13.2 | 2002-05-21 11:33 | Anjanece | 24 | 2800 | N | N
UTILCO | PTT6-500P | Y | UTILCO , PTT6-500P |  |  | 13.22 | 2002-05-21 11:33 | Anjanece | 24 | 2800 | N | N
UTILCO | PTT6-500P | Y | UTILCO , PTT6-500P |  |  | 13.25 | 2002-05-21 11:33 | Anjanece | 24 | 2800 | N | N
UTILCO | PTT6-500P | Y | UTILCO , PTT6-500P |  |  | 13.29 | 2002-05-21 11:33 | Anjanece | 24 | 2800 | N | N
UTILCO | PTT6-500P | Y | UTILCO , PTT6-500P |  |  | 13.43 | 2002-05-21 11:33 | Anjanece | 24 | 2800 | N | N
UTILCO | PTT6-500P | Y | UTILCO , PTT6-500P |  |  | 13.93 | 2002-05-21 11:33 | Anjanece | 24 | 2800 | N | N
UTILCO | PTT6-500P | Y | UTILCO , PTT6-500P |  |  | 13.94 | 2002-05-21 11:33 | Anjanece | 24 | 2800 | N | N
UTILCO | PTT6-500P | Y | UTILCO , PTT6-500P |  |  | 13.95 | 2002-05-21 11:33 | Anjanece | 24 | 2800 | N | N
UTILCO | PTT6-500P | Y | UTILCO , PTT6-500P |  |  | 14.19 | 2002-05-21 11:33 | Anjanece | 24 | 2800 | N | N
UTILCO | PTT6-500P | Y | UTILCO , PTT6-500P |  |  | 14.35 | 2002-05-21 11:33 | Anjanece | 24 | 2800 | N | N
UTILCO | PTT6-500P | Y | UTILCO , PTT6-500P |  |  | 14.38 | 2002-05-21 11:33 | Anjanece | 24 | 2800 | N | N
UTILCO | PTT6-500P | Y | UTILCO , PTT6-500P |  |  | 14.43 | 2002-05-21 11:33 | Anjanece | 24 | 2800 | N | N
UTILCO | PTT6-500P | Y | UTILCO , PTT6-500P |  |  | 14.53 | 2002-05-21 11:33 | Anjanece | 24 | 2800 | N | N
UTILCO | PTT6-500P | Y | UTILCO , PTT6-500P |  |  | 14.54 | 2002-05-21 11:33 | Anjanece | 24 | 2800 | N | N
UTILCO | PTT6-500P | Y | UTILCO , PTT6-500P |  |  | 14.56 | 2002-05-21 11:33 | Anjanece | 24 | 2800 | N | N
UTILCO | PTT6-500P | Y | UTILCO , PTT6-500P |  |  | 14.64 | 2002-05-21 11:33 | Anjanece | 24 | 2800 | N | N
UTILCO | PTT6-500P | Y | UTILCO , PTT6-500P |  |  | 14.82 | 2002-05-21 11:33 | Anjanece | 24 | 2800 | N | N
UTILCO | PTT6-500P | Y | UTILCO , PTT6-500P |  |  | 14.89 | 2002-05-21 11:33 | Anjanece | 24 | 2800 | N | N
UTILCO | PTT6-500P | Y | UTILCO , PTT6-500P |  |  | 14.93 | 2002-05-21 11:33 | Anjanece | 24 | 2800 | N | N
UTILCO | PTT6-500P | Y | UTILCO , PTT6-500P |  |  | 14.97 | 2002-05-21 11:33 | Anjanece | 24 | 2800 | N | N
UTILCO | PTT6-500P | Y | UTILCO , PTT6-500P |  |  | 15.01 | 2002-05-21 11:33 | Anjanece | 24 | 2800 | N | N
UTILCO | PTT6-500P | Y | UTILCO , PTT6-500P |  |  | 15.03 | 2002-05-21 11:33 | Anjanece | 24 | 2800 | N | N
UTILCO | PTT6-500P | Y | UTILCO , PTT6-500P |  |  | 15.17 | 2002-05-21 11:33 | Anjanece | 24 | 2800 | N | N
UTILCO | PTT6-500P | Y | UTILCO , PTT6-500P |  |  | 15.39 | 2002-05-21 11:33 | Anjanece | 24 | 2800 | N | N
UTILCO | PTT6-500P | Y | UTILCO , PTT6-500P |  |  | 15.41 | 2002-05-21 11:33 | Anjanece | 24 | 2800 | N | N
UTILCO | PTT6-500P | Y | UTILCO , PTT6-500P |  |  | 15.42 | 2002-05-21 11:33 | Anjanece | 24 | 2800 | N | N
UTILCO | PTT6-500P | Y | UTILCO , PTT6-500P |  |  | 15.84 | 2002-05-21 11:33 | Anjanece | 24 | 2800 | N | N
UTILCO | PTT6-500P | Y | UTILCO , PTT6-500P |  |  | 15.89 | 2002-05-21 11:33 | Anjanece | 24 | 2800 | N | N
UTILCO | PTT6-500P | Y | UTILCO , PTT6-500P |  |  | 16.25 | 2002-05-21 11:33 | Anjanece | 24 | 2800 | N | N
UTILCO | PTT6-500P | Y | UTILCO , PTT6-500P |  |  | 16.29 | 2002-05-21 11:33 | Anjanece | 24 | 2800 | N | N
UTILCO | PTT6-500P | Y | UTILCO , PTT6-500P |  |  | 16.33 | 2002-05-21 11:33 | Anjanece | 24 | 2800 | N | N
UTILCO | PTT6-500P | Y | UTILCO , PTT6-500P |  |  | 16.42 | 2002-05-21 11:33 | Anjanece | 24 | 2800 | N | N
UTILCO | PTT6-500P | Y | UTILCO , PTT6-500P |  |  | 16.48 | 2002-05-21 11:33 | Anjanece | 24 | 2800 | N | N
UTILCO | PTT6-500P | Y | UTILCO , PTT6-500P |  |  | 16.49 | 2002-05-21 11:33 | Anjanece | 24 | 2800 | N | N
UTILCO | PTT6-500P | Y | UTILCO , PTT6-500P |  |  | 16.61 | 2002-05-21 11:33 | Anjanece | 24 | 2800 | N | N
UTILCO | PTT6-500P | Y | UTILCO , PTT6-500P |  |  | 16.72 | 2002-05-21 11:33 | Anjanece | 24 | 2800 | N | N
UTILCO | PTT6-500P | Y | UTILCO , PTT6-500P |  |  | 18.91 | 2002-05-21 11:33 | Anjanece | 24 | 2800 | N | N
UTILCO | PTT6-500P | Y | UTILCO , PTT6-500P |  |  | 19.67 | 2002-05-21 11:33 | Anjanece | 24 | 2800 | N | N
UTILCO | PTT6-500P | Y | UTILCO , PTT6-500P |  |  | 19.74 | 2002-05-21 11:33 | Anjanece | 24 | 2800 | N | N
UTILCO | PTT6-500P | Y | UTILCO , PTT6-500P |  |  | 20.6 | 2002-05-21 11:33 | Anjanece | 24 | 2800 | N | N
UTILCO | PTT6-500P | Y | UTILCO , PTT6-500P |  |  | 20.78 | 2002-05-21 11:33 | Anjanece | 24 | 2800 | N | N
UTILCO | PTT6-500P | Y | UTILCO , PTT6-500P |  |  | 20.79 | 2002-05-21 11:33 | Anjanece | 24 | 2800 | N | N
UTILCO | PTT6-500P | Y | UTILCO , PTT6-500P |  |  | 20.83 | 2002-05-21 11:33 | Anjanece | 24 | 2800 | N | N
UTILCO | PTT6-500P | Y | UTILCO , PTT6-500P |  |  | 20.86 | 2002-05-21 11:33 | Anjanece | 24 | 2800 | N | N
UTILCO | PTT6-500P | Y | UTILCO , PTT6-500P |  |  | 21.03 | 2002-05-21 11:33 | Anjanece | 24 | 2800 | N | N
UTILCO | PTT6-500P | Y | UTILCO , PTT6-500P |  |  | 21.04 | 2002-05-21 11:33 | Anjanece | 24 | 2800 | N | N
UTILCO | PTT6-500P | Y | UTILCO , PTT6-500P |  |  | 21.06 | 2002-05-21 11:33 | Anjanece | 24 | 2800 | N | N
UTILCO | PTT6-500P | Y | UTILCO , PTT6-500P |  |  | 21.07 | 2002-05-21 11:33 | Anjanece | 24 | 2800 | N | N
UTILCO | PTT6-500P | Y | UTILCO , PTT6-500P |  |  | 21.08 | 2002-05-21 11:33 | Anjanece | 24 | 2800 | N | N
UTILCO | PTT6-500P | Y | UTILCO , PTT6-500P |  |  | 21.09 | 2002-05-21 11:33 | Anjanece | 24 | 2800 | N | N
UTILCO | PTT6-500P | Y | UTILCO , PTT6-500P |  |  | 21.15 | 2002-05-21 11:33 | Anjanece | 24 | 2800 | N | N
UTILCO | PTT6-500P | Y | UTILCO , PTT6-500P |  |  | 21.16 | 2002-05-21 11:33 | Anjanece | 24 | 2800 | N | N
UTILCO | PTT6-500P | Y | UTILCO , PTT6-500P |  |  | 21.23 | 2002-05-21 11:33 | Anjanece | 24 | 2800 | N | N
UTILCO | PTT6-500P | Y | UTILCO , PTT6-500P |  |  | 21.24 | 2002-05-21 11:33 | Anjanece | 24 | 2800 | N | N
UTILCO | PTT6-500P | Y | UTILCO , PTT6-500P |  |  | 21.35 | 2002-05-21 11:33 | Anjanece | 24 | 2800 | N | N
UTILCO | PTT6-500P | Y | UTILCO , PTT6-500P |  |  | 21.37 | 2002-05-21 11:33 | Anjanece | 24 | 2800 | N | N
UTILCO | PTT6-500P | Y | UTILCO , PTT6-500P |  |  | 21.41 | 2002-05-21 11:33 | Anjanece | 24 | 2800 | N | N
UTILCO | PTT6-500P | Y | UTILCO , PTT6-500P |  |  | 21.44 | 2002-05-21 11:33 | Anjanece | 24 | 2800 | N | N
UTILCO | PTT6-500P | Y | UTILCO , PTT6-500P |  |  | 21.48 | 2002-05-21 11:33 | Anjanece | 24 | 2800 | N | N
UTILCO | PTT6-500P | Y | UTILCO , PTT6-500P |  |  | 21.5 | 2002-05-21 11:33 | Anjanece | 24 | 2800 | N | N
UTILCO | PTT6-500P | Y | UTILCO , PTT6-500P |  |  | 21.56 | 2002-05-21 11:33 | Anjanece | 24 | 2800 | N | N
UTILCO | PTT6-500P | Y | UTILCO , PTT6-500P |  |  | 21.6 | 2002-05-21 11:33 | Anjanece | 24 | 2800 | N | N
UTILCO | PTT6-500P | Y | UTILCO , PTT6-500P |  | Storm Stores | 0 | 2018-04-16 10:15 | Anjanece | 24 | 2800 | N | N
UTILCO | PTT6-500P | Y | UTILCO , PTT6-500P |  |  | 12.72 | 2018-04-16 10:15 | Anjanece | 24 | 2800 | N | N
UTILCO | PTT6-500P | Y | UTILCO , PTT6-500P |  |  | 13.33 | 2018-04-16 10:15 | Anjanece | 24 | 2800 | N | N
UTILCO | PTT6-500P | Y | UTILCO , PTT6-500P |  |  | 17.05 | 2018-04-16 10:15 | Anjanece | 24 | 2800 | N | N
UTILCO | PTT6-500P | Y | UTILCO , PTT6-500P |  |  | 18.11 | 2018-04-16 10:15 | Anjanece | 24 | 2800 | N | N
UTILCO | PTT6-500P | Y | UTILCO , PTT6-500P |  |  | 19.06 | 2018-04-16 10:15 | Anjanece | 24 | 2800 | N | N
UTILCO | PTT6-500P | Y | UTILCO , PTT6-500P |  |  | 19.09 | 2018-04-16 10:15 | Anjanece | 24 | 2800 | N | N
UTILCO | PTT6-500P | Y | UTILCO , PTT6-500P |  |  | 19.25 | 2018-04-16 10:15 | Anjanece | 24 | 2800 | N | N
UTILCO | PTT6-500P | Y | UTILCO , PTT6-500P |  |  | 19.33 | 2018-04-16 10:15 | Anjanece | 24 | 2800 | N | N
UTILCO | PTT6-500P | Y | UTILCO , PTT6-500P |  |  | 19.45 | 2018-04-16 10:15 | Anjanece | 24 | 2800 | N | N
UTILCO | PTT6-500P | Y | UTILCO , PTT6-500P |  |  | 19.6 | 2018-04-16 10:15 | Anjanece | 24 | 2800 | N | N
UTILCO | PTT6-500P | Y | UTILCO , PTT6-500P |  |  | 19.74 | 2018-04-16 10:15 | Anjanece | 24 | 2800 | N | N
UTILCO | PTT6-500P | Y | UTILCO , PTT6-500P |  |  | 19.77 | 2018-04-16 10:15 | Anjanece | 24 | 2800 | N | N
UTILCO | PTT6-500P | Y | UTILCO , PTT6-500P |  |  | 20.11 | 2018-04-16 10:15 | Anjanece | 24 | 2800 | N | N
UTILCO | PTT6-500P | Y | UTILCO , PTT6-500P |  |  | 20.34 | 2018-04-16 10:15 | Anjanece | 24 | 2800 | N | N
HOMAC | RABP6350C | Y | HOMAC , RABP6350C | JEA OVERHEAD DISTRIBUTION | CSC Stores | 28.98 | 2008-04-01 12:31 | Anjanece | 150 | 0 | N | N
HOMAC | RABP6350C | Y | HOMAC , RABP6350C |  |  | 31.84 | 2008-04-01 12:31 | Anjanece | 150 | 0 | N | N
HOMAC | RABP6350C | Y | HOMAC , RABP6350C |  |  | 31.85 | 2008-04-01 12:31 | Anjanece | 150 | 0 | N | N
HOMAC | RABP6350C | Y | HOMAC , RABP6350C |  |  | 33.52 | 2008-04-01 12:31 | Anjanece | 150 | 0 | N | N
HOMAC | RABP6350C | Y | HOMAC , RABP6350C |  |  | 33.59 | 2008-04-01 12:31 | Anjanece | 150 | 0 | N | N
HOMAC | RABP6350C | Y | HOMAC , RABP6350C |  |  | 33.6 | 2008-04-01 12:31 | Anjanece | 150 | 0 | N | N
HOMAC | RABP6350C | Y | HOMAC , RABP6350C |  |  | 33.89 | 2008-04-01 12:31 | Anjanece | 150 | 0 | N | N
HOMAC | RABP6350C | Y | HOMAC , RABP6350C |  |  | 34.01 | 2008-04-01 12:31 | Anjanece | 150 | 0 | N | N
HOMAC | RABP6350C | Y | HOMAC , RABP6350C |  |  | 34.65 | 2008-04-01 12:31 | Anjanece | 150 | 0 | N | N
HOMAC | RABP6350C | Y | HOMAC , RABP6350C |  |  | 34.74 | 2008-04-01 12:31 | Anjanece | 150 | 0 | N | N
HOMAC | RABP6350C | Y | HOMAC , RABP6350C |  |  | 34.89 | 2008-04-01 12:31 | Anjanece | 150 | 0 | N | N
HOMAC | RABP6350C | Y | HOMAC , RABP6350C |  |  | 34.93 | 2008-04-01 12:31 | Anjanece | 150 | 0 | N | N
HOMAC | RABP6350C | Y | HOMAC , RABP6350C |  |  | 34.97 | 2008-04-01 12:31 | Anjanece | 150 | 0 | N | N
HOMAC | RABP6350C | Y | HOMAC , RABP6350C |  |  | 35.64 | 2008-04-01 12:31 | Anjanece | 150 | 0 | N | N
HOMAC | RABP6350C | Y | HOMAC , RABP6350C |  |  | 35.81 | 2008-04-01 12:31 | Anjanece | 150 | 0 | N | N
HOMAC | RABP6350C | Y | HOMAC , RABP6350C |  |  | 40.61 | 2008-04-01 12:31 | Anjanece | 150 | 0 | N | N
HOMAC | RABP6350C | Y | HOMAC , RABP6350C |  |  | 56.15 | 2008-04-01 12:31 | Anjanece | 150 | 0 | N | N
HOMAC | RABP6350C | Y | HOMAC , RABP6350C |  |  | 65.1 | 2008-04-01 12:31 | Anjanece | 150 | 0 | N | N
CONNECTOR MANUFACTURING CO. | L3D4-750IK-JEA | Y | CONNECTOR MANUFACTURING CO. , L3D4-750IK-JEA | JEA OVERHEAD DISTRIBUTION | CSC Stores | 0 | 2016-07-05 09:47 | Anjanece | 3 | 0 | N | N
CONNECTOR MANUFACTURING CO. | L3D4-750IK-JEA | Y | CONNECTOR MANUFACTURING CO. , L3D4-750IK-JEA |  |  | 45.89 | 2016-07-05 09:47 | Anjanece | 3 | 0 | N | N
CONNECTOR MANUFACTURING CO. | L3D4-750IK-JEA | Y | CONNECTOR MANUFACTURING CO. , L3D4-750IK-JEA |  |  | 47.86 | 2016-07-05 09:47 | Anjanece | 3 | 0 | N | N
CONNECTOR MANUFACTURING CO. | L3D4-750IK-JEA | Y | CONNECTOR MANUFACTURING CO. , L3D4-750IK-JEA |  |  | 75.22 | 2016-07-05 09:47 | Anjanece | 3 | 0 | N | N
CONNECTOR MANUFACTURING CO. | L3D4-750IK-JEA | Y | CONNECTOR MANUFACTURING CO. , L3D4-750IK-JEA |  |  | 76.09 | 2016-07-05 09:47 | Anjanece | 3 | 0 | N | N
CONNECTOR MANUFACTURING CO. | L3D4-750IK-JEA | Y | CONNECTOR MANUFACTURING CO. , L3D4-750IK-JEA |  |  | 100 | 2016-07-05 09:47 | Anjanece | 3 | 0 | N | N
THOMAS AND BETTS | TC5342A | Y | THOMAS AND BETTS , TC5342A | JEA OVERHEAD DISTRIBUTION | CSC Stores | 0.59 | 1992-01-14 | Anjanece | 100 | 0 | N | N
THOMAS AND BETTS | TC5342A | Y | THOMAS AND BETTS , TC5342A |  |  | 0.7 | 1992-01-14 | Anjanece | 100 | 0 | N | N
THOMAS AND BETTS | TC5342A | Y | THOMAS AND BETTS , TC5342A |  |  | 0.74 | 1992-01-14 | Anjanece | 100 | 0 | N | N
THOMAS AND BETTS | TC5342A | Y | THOMAS AND BETTS , TC5342A |  |  | 0.79 | 1992-01-14 | Anjanece | 100 | 0 | N | N
THOMAS AND BETTS | TC5342A | Y | THOMAS AND BETTS , TC5342A |  |  | 0.8 | 1992-01-14 | Anjanece | 100 | 0 | N | N
THOMAS AND BETTS | TC5342A | Y | THOMAS AND BETTS , TC5342A |  |  | 0.86 | 1992-01-14 | Anjanece | 100 | 0 | N | N
THOMAS AND BETTS | TC5342A | Y | THOMAS AND BETTS , TC5342A |  |  | 0.9 | 1992-01-14 | Anjanece | 100 | 0 | N | N
THOMAS AND BETTS | TC5342A | Y | THOMAS AND BETTS , TC5342A |  |  | 0.91 | 1992-01-14 | Anjanece | 100 | 0 | N | N
THOMAS AND BETTS | TC5342A | Y | THOMAS AND BETTS , TC5342A |  |  | 0.92 | 1992-01-14 | Anjanece | 100 | 0 | N | N
THOMAS AND BETTS | TY524M | Y | THOMAS AND BETTS , TY524M | JEA OVERHEAD DISTRIBUTION | CSC Stores | 0.09 | 1992-01-14 | Anjanece | 1000 | 0 | N | N
THOMAS AND BETTS | TY524M | Y | THOMAS AND BETTS , TY524M |  |  | 0.11 | 1992-01-14 | Anjanece | 1000 | 0 | N | N
THOMAS AND BETTS | TY524M | Y | THOMAS AND BETTS , TY524M |  |  | 0.13 | 1992-01-14 | Anjanece | 1000 | 0 | N | N
THOMAS AND BETTS | TY524M | Y | THOMAS AND BETTS , TY524M |  |  | 0.14 | 1992-01-14 | Anjanece | 1000 | 0 | N | N
THOMAS AND BETTS | TY524M | Y | THOMAS AND BETTS , TY524M |  |  | 0.16 | 1992-01-14 | Anjanece | 1000 | 0 | N | N
THOMAS AND BETTS | TY524M | Y | THOMAS AND BETTS , TY524M |  |  | 0.17 | 1992-01-14 | Anjanece | 1000 | 0 | N | N
THOMAS AND BETTS | TY524M | Y | THOMAS AND BETTS , TY524M |  |  | 0.19 | 1992-01-14 | Anjanece | 1000 | 0 | N | N
BURNDY CORP. | CT50175C | Y | BURNDY CORP. , CT50175C | JEA OVERHEAD DISTRIBUTION | CSC Stores | 0.04 | 1992-01-13 | Anjanece | 100 | 0 | N | N
BURNDY CORP. | CT50175C | Y | BURNDY CORP. , CT50175C |  |  | 0.05 | 1992-01-13 | Anjanece | 100 | 0 | N | N
BURNDY CORP. | CT50175C | Y | BURNDY CORP. , CT50175C |  |  | 0.06 | 1992-01-13 | Anjanece | 100 | 0 | N | N
BURNDY CORP. | CT50175C | Y | BURNDY CORP. , CT50175C |  |  | 0.07 | 1992-01-13 | Anjanece | 100 | 0 | N | N
BURNDY CORP. | CT50175C | Y | BURNDY CORP. , CT50175C |  |  | 0.08 | 1992-01-13 | Anjanece | 100 | 0 | N | N
BURNDY CORP. | CT50175C | Y | BURNDY CORP. , CT50175C |  |  | 0.14 | 1992-01-13 | Anjanece | 100 | 0 | N | N
BURNDY CORP. | CT50175C | Y | BURNDY CORP. , CT50175C |  |  | 0.15 | 1992-01-13 | Anjanece | 100 | 0 | N | N
BURNDY CORP. | CT50175C | Y | BURNDY CORP. , CT50175C |  |  | 0.17 | 1992-01-13 | Anjanece | 100 | 0 | N | N
BURNDY CORP. | CT50175C | Y | BURNDY CORP. , CT50175C |  |  | 0.18 | 1992-01-13 | Anjanece | 100 | 0 | N | N
BURNDY CORP. | CT50175C | Y | BURNDY CORP. , CT50175C |  |  | 0.19 | 1992-01-13 | Anjanece | 100 | 0 | N | N
BURNDY CORP. | TF5D | Y | BURNDY CORP. , TF5D | JEA OVERHEAD DISTRIBUTION | CSC Stores | 0.04 | 1992-01-13 | Anjanece | 100 | 0 | N | N
BURNDY CORP. | TF5D | Y | BURNDY CORP. , TF5D |  |  | 0.05 | 1992-01-13 | Anjanece | 100 | 0 | N | N
BURNDY CORP. | TF5D | Y | BURNDY CORP. , TF5D |  |  | 0.06 | 1992-01-13 | Anjanece | 100 | 0 | N | N
BURNDY CORP. | TF5D | Y | BURNDY CORP. , TF5D |  |  | 0.07 | 1992-01-13 | Anjanece | 100 | 0 | N | N
BURNDY CORP. | TF5D | Y | BURNDY CORP. , TF5D |  |  | 0.08 | 1992-01-13 | Anjanece | 100 | 0 | N | N
BURNDY CORP. | TF5D | Y | BURNDY CORP. , TF5D |  |  | 0.14 | 1992-01-13 | Anjanece | 100 | 0 | N | N
BURNDY CORP. | TF5D | Y | BURNDY CORP. , TF5D |  |  | 0.15 | 1992-01-13 | Anjanece | 100 | 0 | N | N
BURNDY CORP. | TF5D | Y | BURNDY CORP. , TF5D |  |  | 0.17 | 1992-01-13 | Anjanece | 100 | 0 | N | N
BURNDY CORP. | TF5D | Y | BURNDY CORP. , TF5D |  |  | 0.18 | 1992-01-13 | Anjanece | 100 | 0 | N | N
BURNDY CORP. | TF5D | Y | BURNDY CORP. , TF5D |  |  | 0.19 | 1992-01-13 | Anjanece | 100 | 0 | N | N
THOMAS AND BETTS | TY525M | Y | THOMAS AND BETTS , TY525M | JEA OVERHEAD DISTRIBUTION | CSC Stores | 0.04 | 1992-01-13 | Anjanece | 100 | 0 | N | N
THOMAS AND BETTS | TY525M | Y | THOMAS AND BETTS , TY525M |  |  | 0.05 | 1992-01-13 | Anjanece | 100 | 0 | N | N
THOMAS AND BETTS | TY525M | Y | THOMAS AND BETTS , TY525M |  |  | 0.06 | 1992-01-13 | Anjanece | 100 | 0 | N | N
THOMAS AND BETTS | TY525M | Y | THOMAS AND BETTS , TY525M |  |  | 0.07 | 1992-01-13 | Anjanece | 100 | 0 | N | N
THOMAS AND BETTS | TY525M | Y | THOMAS AND BETTS , TY525M |  |  | 0.08 | 1992-01-13 | Anjanece | 100 | 0 | N | N
THOMAS AND BETTS | TY525M | Y | THOMAS AND BETTS , TY525M |  |  | 0.14 | 1992-01-13 | Anjanece | 100 | 0 | N | N
THOMAS AND BETTS | TY525M | Y | THOMAS AND BETTS , TY525M |  |  | 0.15 | 1992-01-13 | Anjanece | 100 | 0 | N | N
THOMAS AND BETTS | TY525M | Y | THOMAS AND BETTS , TY525M |  |  | 0.17 | 1992-01-13 | Anjanece | 100 | 0 | N | N
THOMAS AND BETTS | TY525M | Y | THOMAS AND BETTS , TY525M |  |  | 0.18 | 1992-01-13 | Anjanece | 100 | 0 | N | N
THOMAS AND BETTS | TY525M | Y | THOMAS AND BETTS , TY525M |  |  | 0.19 | 1992-01-13 | Anjanece | 100 | 0 | N | N
THOMAS AND BETTS | TY5272M | Y | THOMAS AND BETTS , TY5272M | JEA OVERHEAD DISTRIBUTION | CSC Stores | 0.25 | 1992-01-14 | Anjanece | 50 | 0 | N | N
BURNDY CORP. | CT40300C | Y | BURNDY CORP. , CT40300C | JEA OVERHEAD DISTRIBUTION | CSC Stores | 0.04 | 1993-03-10 | Anjanece | 100 | 0 | N | N
BURNDY CORP. | CT40300C | Y | BURNDY CORP. , CT40300C |  |  | 0.05 | 1993-03-10 | Anjanece | 100 | 0 | N | N
BURNDY CORP. | CT40300C | Y | BURNDY CORP. , CT40300C |  |  | 0.06 | 1993-03-10 | Anjanece | 100 | 0 | N | N
BURNDY CORP. | CT40300C | Y | BURNDY CORP. , CT40300C |  |  | 0.07 | 1993-03-10 | Anjanece | 100 | 0 | N | N
BURNDY CORP. | CT40300C | Y | BURNDY CORP. , CT40300C |  |  | 0.08 | 1993-03-10 | Anjanece | 100 | 0 | N | N
BURNDY CORP. | CT40300C | Y | BURNDY CORP. , CT40300C |  |  | 0.09 | 1993-03-10 | Anjanece | 100 | 0 | N | N
BURNDY CORP. | CT40300C | Y | BURNDY CORP. , CT40300C |  |  | 0.1 | 1993-03-10 | Anjanece | 100 | 0 | N | N
BURNDY CORP. | CT40300C | Y | BURNDY CORP. , CT40300C |  |  | 0.11 | 1993-03-10 | Anjanece | 100 | 0 | N | N
BURNDY CORP. | CT40300C | Y | BURNDY CORP. , CT40300C |  |  | 0.18 | 1993-03-10 | Anjanece | 100 | 0 | N | N
DENNISON | 08859 | Y | DENNISON , 08859 | JEA OVERHEAD DISTRIBUTION | CSC Stores | 0.04 | 1993-03-10 | Anjanece | 100 | 0 | N | N
DENNISON | 08859 | Y | DENNISON , 08859 |  |  | 0.05 | 1993-03-10 | Anjanece | 100 | 0 | N | N
DENNISON | 08859 | Y | DENNISON , 08859 |  |  | 0.06 | 1993-03-10 | Anjanece | 100 | 0 | N | N
DENNISON | 08859 | Y | DENNISON , 08859 |  |  | 0.07 | 1993-03-10 | Anjanece | 100 | 0 | N | N
DENNISON | 08859 | Y | DENNISON , 08859 |  |  | 0.08 | 1993-03-10 | Anjanece | 100 | 0 | N | N
DENNISON | 08859 | Y | DENNISON , 08859 |  |  | 0.09 | 1993-03-10 | Anjanece | 100 | 0 | N | N
DENNISON | 08859 | Y | DENNISON , 08859 |  |  | 0.1 | 1993-03-10 | Anjanece | 100 | 0 | N | N
DENNISON | 08859 | Y | DENNISON , 08859 |  |  | 0.11 | 1993-03-10 | Anjanece | 100 | 0 | N | N
DENNISON | 08859 | Y | DENNISON , 08859 |  |  | 0.18 | 1993-03-10 | Anjanece | 100 | 0 | N | N
PANDUIT CORP. | PLT 3I | Y | PANDUIT CORP. , PLT 3I | JEA OVERHEAD DISTRIBUTION | CSC Stores | 0.04 | 1993-03-10 | Anjanece | 100 | 0 | N | N
PANDUIT CORP. | PLT 3I | Y | PANDUIT CORP. , PLT 3I |  |  | 0.05 | 1993-03-10 | Anjanece | 100 | 0 | N | N
PANDUIT CORP. | PLT 3I | Y | PANDUIT CORP. , PLT 3I |  |  | 0.06 | 1993-03-10 | Anjanece | 100 | 0 | N | N
PANDUIT CORP. | PLT 3I | Y | PANDUIT CORP. , PLT 3I |  |  | 0.07 | 1993-03-10 | Anjanece | 100 | 0 | N | N
PANDUIT CORP. | PLT 3I | Y | PANDUIT CORP. , PLT 3I |  |  | 0.08 | 1993-03-10 | Anjanece | 100 | 0 | N | N
PANDUIT CORP. | PLT 3I | Y | PANDUIT CORP. , PLT 3I |  |  | 0.09 | 1993-03-10 | Anjanece | 100 | 0 | N | N
PANDUIT CORP. | PLT 3I | Y | PANDUIT CORP. , PLT 3I |  |  | 0.1 | 1993-03-10 | Anjanece | 100 | 0 | N | N
PANDUIT CORP. | PLT 3I | Y | PANDUIT CORP. , PLT 3I |  |  | 0.11 | 1993-03-10 | Anjanece | 100 | 0 | N | N
PANDUIT CORP. | PLT 3I | Y | PANDUIT CORP. , PLT 3I |  |  | 0.18 | 1993-03-10 | Anjanece | 100 | 0 | N | N
THOMAS AND BETTS | 13-243 | Y | THOMAS AND BETTS , 13-243 | JEA OVERHEAD DISTRIBUTION | CSC Stores | 0.04 | 1993-03-10 | Anjanece | 100 | 0 | N | N
THOMAS AND BETTS | 13-243 | Y | THOMAS AND BETTS , 13-243 |  |  | 0.05 | 1993-03-10 | Anjanece | 100 | 0 | N | N
THOMAS AND BETTS | 13-243 | Y | THOMAS AND BETTS , 13-243 |  |  | 0.06 | 1993-03-10 | Anjanece | 100 | 0 | N | N
THOMAS AND BETTS | 13-243 | Y | THOMAS AND BETTS , 13-243 |  |  | 0.07 | 1993-03-10 | Anjanece | 100 | 0 | N | N
THOMAS AND BETTS | 13-243 | Y | THOMAS AND BETTS , 13-243 |  |  | 0.08 | 1993-03-10 | Anjanece | 100 | 0 | N | N
THOMAS AND BETTS | 13-243 | Y | THOMAS AND BETTS , 13-243 |  |  | 0.09 | 1993-03-10 | Anjanece | 100 | 0 | N | N
THOMAS AND BETTS | 13-243 | Y | THOMAS AND BETTS , 13-243 |  |  | 0.1 | 1993-03-10 | Anjanece | 100 | 0 | N | N
THOMAS AND BETTS | 13-243 | Y | THOMAS AND BETTS , 13-243 |  |  | 0.11 | 1993-03-10 | Anjanece | 100 | 0 | N | N
THOMAS AND BETTS | 13-243 | Y | THOMAS AND BETTS , 13-243 |  |  | 0.18 | 1993-03-10 | Anjanece | 100 | 0 | N | N
BURNDY CORP. | CT40200C0 | Y | BURNDY CORP. , CT40200C0 | JEA OVERHEAD DISTRIBUTION | CSC Stores | 0.04 | 1992-01-23 | Anjanece | 100 | 0 | N | N
BURNDY CORP. | CT40200C0 | Y | BURNDY CORP. , CT40200C0 |  |  | 0.05 | 1992-01-23 | Anjanece | 100 | 0 | N | N
BURNDY CORP. | CT40200C0 | Y | BURNDY CORP. , CT40200C0 |  |  | 0.06 | 1992-01-23 | Anjanece | 100 | 0 | N | N
BURNDY CORP. | CT40200C0 | Y | BURNDY CORP. , CT40200C0 |  |  | 0.08 | 1992-01-23 | Anjanece | 100 | 0 | N | N
BURNDY CORP. | CT40200C0 | Y | BURNDY CORP. , CT40200C0 |  |  | 0.13 | 1992-01-23 | Anjanece | 100 | 0 | N | N
BURNDY CORP. | CT40200C0 | Y | BURNDY CORP. , CT40200C0 |  |  | 0.14 | 1992-01-23 | Anjanece | 100 | 0 | N | N
DENNISON | 08386 | Y | DENNISON , 08386 | JEA OVERHEAD DISTRIBUTION | CSC Stores | 0.04 | 1992-01-23 | Anjanece | 100 | 0 | N | N
DENNISON | 08386 | Y | DENNISON , 08386 |  |  | 0.05 | 1992-01-23 | Anjanece | 100 | 0 | N | N
DENNISON | 08386 | Y | DENNISON , 08386 |  |  | 0.06 | 1992-01-23 | Anjanece | 100 | 0 | N | N
DENNISON | 08386 | Y | DENNISON , 08386 |  |  | 0.08 | 1992-01-23 | Anjanece | 100 | 0 | N | N
DENNISON | 08386 | Y | DENNISON , 08386 |  |  | 0.13 | 1992-01-23 | Anjanece | 100 | 0 | N | N
DENNISON | 08386 | Y | DENNISON , 08386 |  |  | 0.14 | 1992-01-23 | Anjanece | 100 | 0 | N | N
THOMAS AND BETTS | TY5242MX | Y | THOMAS AND BETTS , TY5242MX | JEA OVERHEAD DISTRIBUTION | CSC Stores | 0.04 | 1992-01-23 | Anjanece | 100 | 0 | N | N
THOMAS AND BETTS | TY5242MX | Y | THOMAS AND BETTS , TY5242MX |  |  | 0.05 | 1992-01-23 | Anjanece | 100 | 0 | N | N
THOMAS AND BETTS | TY5242MX | Y | THOMAS AND BETTS , TY5242MX |  |  | 0.06 | 1992-01-23 | Anjanece | 100 | 0 | N | N
THOMAS AND BETTS | TY5242MX | Y | THOMAS AND BETTS , TY5242MX |  |  | 0.08 | 1992-01-23 | Anjanece | 100 | 0 | N | N
THOMAS AND BETTS | TY5242MX | Y | THOMAS AND BETTS , TY5242MX |  |  | 0.13 | 1992-01-23 | Anjanece | 100 | 0 | N | N
THOMAS AND BETTS | TY5242MX | Y | THOMAS AND BETTS , TY5242MX |  |  | 0.14 | 1992-01-23 | Anjanece | 100 | 0 | N | N
CMC/BARFIELD MANUFACTURING | VC-4NP | Y | CMC/BARFIELD MANUFACTURING , VC-4NP | JEA OVERHEAD DISTRIBUTION | CSC Stores | 1.11 | 2000-06-06 06:53 | Anjanece | 200 | 900 | N | N
CMC/BARFIELD MANUFACTURING | VC-4NP | Y | CMC/BARFIELD MANUFACTURING , VC-4NP |  |  | 1.12 | 2000-06-06 06:53 | Anjanece | 200 | 900 | N | N
CMC/BARFIELD MANUFACTURING | VC-4NP | Y | CMC/BARFIELD MANUFACTURING , VC-4NP |  |  | 1.13 | 2000-06-06 06:53 | Anjanece | 200 | 900 | N | N
CMC/BARFIELD MANUFACTURING | VC-4NP | Y | CMC/BARFIELD MANUFACTURING , VC-4NP |  |  | 1.15 | 2000-06-06 06:53 | Anjanece | 200 | 900 | N | N
CMC/BARFIELD MANUFACTURING | VC-4NP | Y | CMC/BARFIELD MANUFACTURING , VC-4NP |  |  | 1.16 | 2000-06-06 06:53 | Anjanece | 200 | 900 | N | N
CMC/BARFIELD MANUFACTURING | VC-4NP | Y | CMC/BARFIELD MANUFACTURING , VC-4NP |  |  | 1.45 | 2000-06-06 06:53 | Anjanece | 200 | 900 | N | N
CMC/BARFIELD MANUFACTURING | VC-4NP | Y | CMC/BARFIELD MANUFACTURING , VC-4NP |  |  | 1.73 | 2000-06-06 06:53 | Anjanece | 200 | 900 | N | N
CMC/BARFIELD MANUFACTURING | VC-4NP | Y | CMC/BARFIELD MANUFACTURING , VC-4NP |  |  | 1.93 | 2000-06-06 06:53 | Anjanece | 200 | 900 | N | N
CMC/BARFIELD MANUFACTURING | VC-4NP | Y | CMC/BARFIELD MANUFACTURING , VC-4NP |  |  | 1.96 | 2000-06-06 06:53 | Anjanece | 200 | 900 | N | N
CMC/BARFIELD MANUFACTURING | VC-4NP | Y | CMC/BARFIELD MANUFACTURING , VC-4NP |  |  | 2.01 | 2000-06-06 06:53 | Anjanece | 200 | 900 | N | N
CMC/BARFIELD MANUFACTURING | VC-4NP | Y | CMC/BARFIELD MANUFACTURING , VC-4NP |  |  | 2.02 | 2000-06-06 06:53 | Anjanece | 200 | 900 | N | N
CMC/BARFIELD MANUFACTURING | VC-4NP | Y | CMC/BARFIELD MANUFACTURING , VC-4NP |  |  | 2.25 | 2000-06-06 06:53 | Anjanece | 200 | 900 | N | N
CMC/BARFIELD MANUFACTURING | VC-4NP | Y | CMC/BARFIELD MANUFACTURING , VC-4NP |  |  | 2.3 | 2000-06-06 06:53 | Anjanece | 200 | 900 | N | N
CMC/BARFIELD MANUFACTURING | VC-4NP | Y | CMC/BARFIELD MANUFACTURING , VC-4NP |  |  | 2.33 | 2000-06-06 06:53 | Anjanece | 200 | 900 | N | N
CMC/BARFIELD MANUFACTURING | VC-4NP | Y | CMC/BARFIELD MANUFACTURING , VC-4NP |  |  | 2.36 | 2000-06-06 06:53 | Anjanece | 200 | 900 | N | N
CMC/BARFIELD MANUFACTURING | VC-4NP | Y | CMC/BARFIELD MANUFACTURING , VC-4NP |  |  | 2.37 | 2000-06-06 06:53 | Anjanece | 200 | 900 | N | N
CMC/BARFIELD MANUFACTURING | VC-4NP | Y | CMC/BARFIELD MANUFACTURING , VC-4NP |  |  | 2.39 | 2000-06-06 06:53 | Anjanece | 200 | 900 | N | N
CMC/BARFIELD MANUFACTURING | VC-4NP | Y | CMC/BARFIELD MANUFACTURING , VC-4NP |  |  | 2.44 | 2000-06-06 06:53 | Anjanece | 200 | 900 | N | N
CMC/BARFIELD MANUFACTURING | VC-4NP | Y | CMC/BARFIELD MANUFACTURING , VC-4NP |  |  | 2.47 | 2000-06-06 06:53 | Anjanece | 200 | 900 | N | N
CMC/BARFIELD MANUFACTURING | VC-4NP | Y | CMC/BARFIELD MANUFACTURING , VC-4NP |  |  | 2.57 | 2000-06-06 06:53 | Anjanece | 200 | 900 | N | N
CMC/BARFIELD MANUFACTURING | VC-4NP | Y | CMC/BARFIELD MANUFACTURING , VC-4NP |  |  | 2.59 | 2000-06-06 06:53 | Anjanece | 200 | 900 | N | N
CMC/BARFIELD MANUFACTURING | VC-4NP | Y | CMC/BARFIELD MANUFACTURING , VC-4NP |  |  | 2.6 | 2000-06-06 06:53 | Anjanece | 200 | 900 | N | N
HUBBELL | GC-5004 | Y | HUBBELL , GC-5004 | JEA OVERHEAD DISTRIBUTION | CSC Stores | 1.11 | 2000-06-06 06:53 | Anjanece | 200 | 900 | N | N
HUBBELL | GC-5004 | Y | HUBBELL , GC-5004 |  |  | 1.12 | 2000-06-06 06:53 | Anjanece | 200 | 900 | N | N
HUBBELL | GC-5004 | Y | HUBBELL , GC-5004 |  |  | 1.13 | 2000-06-06 06:53 | Anjanece | 200 | 900 | N | N
HUBBELL | GC-5004 | Y | HUBBELL , GC-5004 |  |  | 1.15 | 2000-06-06 06:53 | Anjanece | 200 | 900 | N | N
HUBBELL | GC-5004 | Y | HUBBELL , GC-5004 |  |  | 1.16 | 2000-06-06 06:53 | Anjanece | 200 | 900 | N | N
HUBBELL | GC-5004 | Y | HUBBELL , GC-5004 |  |  | 1.45 | 2000-06-06 06:53 | Anjanece | 200 | 900 | N | N
HUBBELL | GC-5004 | Y | HUBBELL , GC-5004 |  |  | 1.73 | 2000-06-06 06:53 | Anjanece | 200 | 900 | N | N
HUBBELL | GC-5004 | Y | HUBBELL , GC-5004 |  |  | 1.93 | 2000-06-06 06:53 | Anjanece | 200 | 900 | N | N
HUBBELL | GC-5004 | Y | HUBBELL , GC-5004 |  |  | 1.96 | 2000-06-06 06:53 | Anjanece | 200 | 900 | N | N
HUBBELL | GC-5004 | Y | HUBBELL , GC-5004 |  |  | 2.01 | 2000-06-06 06:53 | Anjanece | 200 | 900 | N | N
HUBBELL | GC-5004 | Y | HUBBELL , GC-5004 |  |  | 2.02 | 2000-06-06 06:53 | Anjanece | 200 | 900 | N | N
HUBBELL | GC-5004 | Y | HUBBELL , GC-5004 |  |  | 2.25 | 2000-06-06 06:53 | Anjanece | 200 | 900 | N | N
HUBBELL | GC-5004 | Y | HUBBELL , GC-5004 |  |  | 2.3 | 2000-06-06 06:53 | Anjanece | 200 | 900 | N | N
HUBBELL | GC-5004 | Y | HUBBELL , GC-5004 |  |  | 2.33 | 2000-06-06 06:53 | Anjanece | 200 | 900 | N | N
HUBBELL | GC-5004 | Y | HUBBELL , GC-5004 |  |  | 2.36 | 2000-06-06 06:53 | Anjanece | 200 | 900 | N | N
HUBBELL | GC-5004 | Y | HUBBELL , GC-5004 |  |  | 2.37 | 2000-06-06 06:53 | Anjanece | 200 | 900 | N | N
HUBBELL | GC-5004 | Y | HUBBELL , GC-5004 |  |  | 2.39 | 2000-06-06 06:53 | Anjanece | 200 | 900 | N | N
HUBBELL | GC-5004 | Y | HUBBELL , GC-5004 |  |  | 2.44 | 2000-06-06 06:53 | Anjanece | 200 | 900 | N | N
HUBBELL | GC-5004 | Y | HUBBELL , GC-5004 |  |  | 2.47 | 2000-06-06 06:53 | Anjanece | 200 | 900 | N | N
HUBBELL | GC-5004 | Y | HUBBELL , GC-5004 |  |  | 2.57 | 2000-06-06 06:53 | Anjanece | 200 | 900 | N | N
HUBBELL | GC-5004 | Y | HUBBELL , GC-5004 |  |  | 2.59 | 2000-06-06 06:53 | Anjanece | 200 | 900 | N | N
HUBBELL | GC-5004 | Y | HUBBELL , GC-5004 |  |  | 2.6 | 2000-06-06 06:53 | Anjanece | 200 | 900 | N | N
MACLEAN POWER SYSTEMS | BVC-4 | Y | MACLEAN POWER SYSTEMS , BVC-4 | JEA OVERHEAD DISTRIBUTION | CSC Stores | 1.11 | 2000-06-06 06:53 | Anjanece | 200 | 900 | N | N
MACLEAN POWER SYSTEMS | BVC-4 | Y | MACLEAN POWER SYSTEMS , BVC-4 |  |  | 1.12 | 2000-06-06 06:53 | Anjanece | 200 | 900 | N | N
MACLEAN POWER SYSTEMS | BVC-4 | Y | MACLEAN POWER SYSTEMS , BVC-4 |  |  | 1.13 | 2000-06-06 06:53 | Anjanece | 200 | 900 | N | N
MACLEAN POWER SYSTEMS | BVC-4 | Y | MACLEAN POWER SYSTEMS , BVC-4 |  |  | 1.15 | 2000-06-06 06:53 | Anjanece | 200 | 900 | N | N
MACLEAN POWER SYSTEMS | BVC-4 | Y | MACLEAN POWER SYSTEMS , BVC-4 |  |  | 1.16 | 2000-06-06 06:53 | Anjanece | 200 | 900 | N | N
MACLEAN POWER SYSTEMS | BVC-4 | Y | MACLEAN POWER SYSTEMS , BVC-4 |  |  | 1.45 | 2000-06-06 06:53 | Anjanece | 200 | 900 | N | N
MACLEAN POWER SYSTEMS | BVC-4 | Y | MACLEAN POWER SYSTEMS , BVC-4 |  |  | 1.73 | 2000-06-06 06:53 | Anjanece | 200 | 900 | N | N
MACLEAN POWER SYSTEMS | BVC-4 | Y | MACLEAN POWER SYSTEMS , BVC-4 |  |  | 1.93 | 2000-06-06 06:53 | Anjanece | 200 | 900 | N | N
MACLEAN POWER SYSTEMS | BVC-4 | Y | MACLEAN POWER SYSTEMS , BVC-4 |  |  | 1.96 | 2000-06-06 06:53 | Anjanece | 200 | 900 | N | N
MACLEAN POWER SYSTEMS | BVC-4 | Y | MACLEAN POWER SYSTEMS , BVC-4 |  |  | 2.01 | 2000-06-06 06:53 | Anjanece | 200 | 900 | N | N
MACLEAN POWER SYSTEMS | BVC-4 | Y | MACLEAN POWER SYSTEMS , BVC-4 |  |  | 2.02 | 2000-06-06 06:53 | Anjanece | 200 | 900 | N | N
MACLEAN POWER SYSTEMS | BVC-4 | Y | MACLEAN POWER SYSTEMS , BVC-4 |  |  | 2.25 | 2000-06-06 06:53 | Anjanece | 200 | 900 | N | N
MACLEAN POWER SYSTEMS | BVC-4 | Y | MACLEAN POWER SYSTEMS , BVC-4 |  |  | 2.3 | 2000-06-06 06:53 | Anjanece | 200 | 900 | N | N
MACLEAN POWER SYSTEMS | BVC-4 | Y | MACLEAN POWER SYSTEMS , BVC-4 |  |  | 2.33 | 2000-06-06 06:53 | Anjanece | 200 | 900 | N | N
MACLEAN POWER SYSTEMS | BVC-4 | Y | MACLEAN POWER SYSTEMS , BVC-4 |  |  | 2.36 | 2000-06-06 06:53 | Anjanece | 200 | 900 | N | N
MACLEAN POWER SYSTEMS | BVC-4 | Y | MACLEAN POWER SYSTEMS , BVC-4 |  |  | 2.37 | 2000-06-06 06:53 | Anjanece | 200 | 900 | N | N
MACLEAN POWER SYSTEMS | BVC-4 | Y | MACLEAN POWER SYSTEMS , BVC-4 |  |  | 2.39 | 2000-06-06 06:53 | Anjanece | 200 | 900 | N | N
MACLEAN POWER SYSTEMS | BVC-4 | Y | MACLEAN POWER SYSTEMS , BVC-4 |  |  | 2.44 | 2000-06-06 06:53 | Anjanece | 200 | 900 | N | N
MACLEAN POWER SYSTEMS | BVC-4 | Y | MACLEAN POWER SYSTEMS , BVC-4 |  |  | 2.47 | 2000-06-06 06:53 | Anjanece | 200 | 900 | N | N
MACLEAN POWER SYSTEMS | BVC-4 | Y | MACLEAN POWER SYSTEMS , BVC-4 |  |  | 2.57 | 2000-06-06 06:53 | Anjanece | 200 | 900 | N | N
MACLEAN POWER SYSTEMS | BVC-4 | Y | MACLEAN POWER SYSTEMS , BVC-4 |  |  | 2.59 | 2000-06-06 06:53 | Anjanece | 200 | 900 | N | N
MACLEAN POWER SYSTEMS | BVC-4 | Y | MACLEAN POWER SYSTEMS , BVC-4 |  |  | 2.6 | 2000-06-06 06:53 | Anjanece | 200 | 900 | N | N
RICHARDS MFG. CO. | VC5 | Y | RICHARDS MFG. CO. , VC5 | JEA OVERHEAD DISTRIBUTION | CSC Stores | 1.11 | 2000-06-06 06:53 | Anjanece | 200 | 900 | N | N
RICHARDS MFG. CO. | VC5 | Y | RICHARDS MFG. CO. , VC5 |  |  | 1.12 | 2000-06-06 06:53 | Anjanece | 200 | 900 | N | N
RICHARDS MFG. CO. | VC5 | Y | RICHARDS MFG. CO. , VC5 |  |  | 1.13 | 2000-06-06 06:53 | Anjanece | 200 | 900 | N | N
RICHARDS MFG. CO. | VC5 | Y | RICHARDS MFG. CO. , VC5 |  |  | 1.15 | 2000-06-06 06:53 | Anjanece | 200 | 900 | N | N
RICHARDS MFG. CO. | VC5 | Y | RICHARDS MFG. CO. , VC5 |  |  | 1.16 | 2000-06-06 06:53 | Anjanece | 200 | 900 | N | N
RICHARDS MFG. CO. | VC5 | Y | RICHARDS MFG. CO. , VC5 |  |  | 1.45 | 2000-06-06 06:53 | Anjanece | 200 | 900 | N | N
RICHARDS MFG. CO. | VC5 | Y | RICHARDS MFG. CO. , VC5 |  |  | 1.73 | 2000-06-06 06:53 | Anjanece | 200 | 900 | N | N
RICHARDS MFG. CO. | VC5 | Y | RICHARDS MFG. CO. , VC5 |  |  | 1.93 | 2000-06-06 06:53 | Anjanece | 200 | 900 | N | N
RICHARDS MFG. CO. | VC5 | Y | RICHARDS MFG. CO. , VC5 |  |  | 1.96 | 2000-06-06 06:53 | Anjanece | 200 | 900 | N | N
RICHARDS MFG. CO. | VC5 | Y | RICHARDS MFG. CO. , VC5 |  |  | 2.01 | 2000-06-06 06:53 | Anjanece | 200 | 900 | N | N
RICHARDS MFG. CO. | VC5 | Y | RICHARDS MFG. CO. , VC5 |  |  | 2.02 | 2000-06-06 06:53 | Anjanece | 200 | 900 | N | N
RICHARDS MFG. CO. | VC5 | Y | RICHARDS MFG. CO. , VC5 |  |  | 2.25 | 2000-06-06 06:53 | Anjanece | 200 | 900 | N | N
RICHARDS MFG. CO. | VC5 | Y | RICHARDS MFG. CO. , VC5 |  |  | 2.3 | 2000-06-06 06:53 | Anjanece | 200 | 900 | N | N
RICHARDS MFG. CO. | VC5 | Y | RICHARDS MFG. CO. , VC5 |  |  | 2.33 | 2000-06-06 06:53 | Anjanece | 200 | 900 | N | N
RICHARDS MFG. CO. | VC5 | Y | RICHARDS MFG. CO. , VC5 |  |  | 2.36 | 2000-06-06 06:53 | Anjanece | 200 | 900 | N | N
RICHARDS MFG. CO. | VC5 | Y | RICHARDS MFG. CO. , VC5 |  |  | 2.37 | 2000-06-06 06:53 | Anjanece | 200 | 900 | N | N
RICHARDS MFG. CO. | VC5 | Y | RICHARDS MFG. CO. , VC5 |  |  | 2.39 | 2000-06-06 06:53 | Anjanece | 200 | 900 | N | N
RICHARDS MFG. CO. | VC5 | Y | RICHARDS MFG. CO. , VC5 |  |  | 2.44 | 2000-06-06 06:53 | Anjanece | 200 | 900 | N | N
RICHARDS MFG. CO. | VC5 | Y | RICHARDS MFG. CO. , VC5 |  |  | 2.47 | 2000-06-06 06:53 | Anjanece | 200 | 900 | N | N
RICHARDS MFG. CO. | VC5 | Y | RICHARDS MFG. CO. , VC5 |  |  | 2.57 | 2000-06-06 06:53 | Anjanece | 200 | 900 | N | N
RICHARDS MFG. CO. | VC5 | Y | RICHARDS MFG. CO. , VC5 |  |  | 2.59 | 2000-06-06 06:53 | Anjanece | 200 | 900 | N | N
RICHARDS MFG. CO. | VC5 | Y | RICHARDS MFG. CO. , VC5 |  |  | 2.6 | 2000-06-06 06:53 | Anjanece | 200 | 900 | N | N
HUBBELL | GC-5002 | Y | HUBBELL , GC-5002 | JEA OVERHEAD DISTRIBUTION | CSC Stores | 1.78 | 2001-12-04 13:20 | Anjanece | 200 | 10000 | N | N
HUBBELL | GC-5002 | Y | HUBBELL , GC-5002 |  |  | 1.8 | 2001-12-04 13:20 | Anjanece | 200 | 10000 | N | N
HUBBELL | GC-5002 | Y | HUBBELL , GC-5002 |  |  | 1.81 | 2001-12-04 13:20 | Anjanece | 200 | 10000 | N | N
HUBBELL | GC-5002 | Y | HUBBELL , GC-5002 |  |  | 1.82 | 2001-12-04 13:20 | Anjanece | 200 | 10000 | N | N
HUBBELL | GC-5002 | Y | HUBBELL , GC-5002 |  |  | 1.83 | 2001-12-04 13:20 | Anjanece | 200 | 10000 | N | N
HUBBELL | GC-5002 | Y | HUBBELL , GC-5002 |  |  | 1.84 | 2001-12-04 13:20 | Anjanece | 200 | 10000 | N | N
HUBBELL | GC-5002 | Y | HUBBELL , GC-5002 |  |  | 1.91 | 2001-12-04 13:20 | Anjanece | 200 | 10000 | N | N
HUBBELL | GC-5002 | Y | HUBBELL , GC-5002 |  |  | 1.94 | 2001-12-04 13:20 | Anjanece | 200 | 10000 | N | N
HUBBELL | GC-5002 | Y | HUBBELL , GC-5002 |  |  | 1.96 | 2001-12-04 13:20 | Anjanece | 200 | 10000 | N | N
HUBBELL | GC-5002 | Y | HUBBELL , GC-5002 |  |  | 2 | 2001-12-04 13:20 | Anjanece | 200 | 10000 | N | N
HUBBELL | GC-5002 | Y | HUBBELL , GC-5002 |  |  | 2.04 | 2001-12-04 13:20 | Anjanece | 200 | 10000 | N | N
HUBBELL | GC-5002 | Y | HUBBELL , GC-5002 |  |  | 2.05 | 2001-12-04 13:20 | Anjanece | 200 | 10000 | N | N
HUBBELL | GC-5002 | Y | HUBBELL , GC-5002 |  |  | 2.06 | 2001-12-04 13:20 | Anjanece | 200 | 10000 | N | N
HUBBELL | GC-5002 | Y | HUBBELL , GC-5002 |  |  | 2.08 | 2001-12-04 13:20 | Anjanece | 200 | 10000 | N | N
HUBBELL | GC-5002 | Y | HUBBELL , GC-5002 |  |  | 2.1 | 2001-12-04 13:20 | Anjanece | 200 | 10000 | N | N
HUBBELL | GC-5002 | Y | HUBBELL , GC-5002 |  |  | 2.11 | 2001-12-04 13:20 | Anjanece | 200 | 10000 | N | N
HUBBELL | GC-5002 | Y | HUBBELL , GC-5002 |  |  | 2.13 | 2001-12-04 13:20 | Anjanece | 200 | 10000 | N | N
HUBBELL | GC-5002 | Y | HUBBELL , GC-5002 |  |  | 2.14 | 2001-12-04 13:20 | Anjanece | 200 | 10000 | N | N
HUBBELL | GC-5002 | Y | HUBBELL , GC-5002 |  |  | 2.15 | 2001-12-04 13:20 | Anjanece | 200 | 10000 | N | N
HUBBELL | GC-5002 | Y | HUBBELL , GC-5002 |  |  | 2.2 | 2001-12-04 13:20 | Anjanece | 200 | 10000 | N | N
HUBBELL | GC-5002 | Y | HUBBELL , GC-5002 |  |  | 2.23 | 2001-12-04 13:20 | Anjanece | 200 | 10000 | N | N
HUBBELL | GC-5002 | Y | HUBBELL , GC-5002 |  |  | 2.25 | 2001-12-04 13:20 | Anjanece | 200 | 10000 | N | N
HUBBELL | GC-5002 | Y | HUBBELL , GC-5002 |  |  | 2.28 | 2001-12-04 13:20 | Anjanece | 200 | 10000 | N | N
HUBBELL | GC-5002 | Y | HUBBELL , GC-5002 |  |  | 2.29 | 2001-12-04 13:20 | Anjanece | 200 | 10000 | N | N
HUBBELL | GC-5002 | Y | HUBBELL , GC-5002 |  |  | 2.3 | 2001-12-04 13:20 | Anjanece | 200 | 10000 | N | N
HUBBELL | GC-5002 | Y | HUBBELL , GC-5002 |  |  | 2.31 | 2001-12-04 13:20 | Anjanece | 200 | 10000 | N | N
HUBBELL | GC-5002 | Y | HUBBELL , GC-5002 |  |  | 2.32 | 2001-12-04 13:20 | Anjanece | 200 | 10000 | N | N
HUBBELL | GC-5002 | Y | HUBBELL , GC-5002 |  |  | 2.33 | 2001-12-04 13:20 | Anjanece | 200 | 10000 | N | N
HUBBELL | GC-5002 | Y | HUBBELL , GC-5002 |  |  | 2.35 | 2001-12-04 13:20 | Anjanece | 200 | 10000 | N | N
HUBBELL | GC-5002 | Y | HUBBELL , GC-5002 |  |  | 2.37 | 2001-12-04 13:20 | Anjanece | 200 | 10000 | N | N
HUBBELL | GC-5002 | Y | HUBBELL , GC-5002 |  |  | 2.41 | 2001-12-04 13:20 | Anjanece | 200 | 10000 | N | N
HUBBELL | GC-5002 | Y | HUBBELL , GC-5002 |  |  | 2.42 | 2001-12-04 13:20 | Anjanece | 200 | 10000 | N | N
HUBBELL | GC-5002 | Y | HUBBELL , GC-5002 |  |  | 2.44 | 2001-12-04 13:20 | Anjanece | 200 | 10000 | N | N
HUBBELL | GC-5002 | Y | HUBBELL , GC-5002 |  |  | 2.5 | 2001-12-04 13:20 | Anjanece | 200 | 10000 | N | N
HUBBELL | GC-5002 | Y | HUBBELL , GC-5002 |  |  | 2.54 | 2001-12-04 13:20 | Anjanece | 200 | 10000 | N | N
HUBBELL | GC-5002 | Y | HUBBELL , GC-5002 |  |  | 2.55 | 2001-12-04 13:20 | Anjanece | 200 | 10000 | N | N
HUBBELL | GC-5002 | Y | HUBBELL , GC-5002 |  |  | 2.61 | 2001-12-04 13:20 | Anjanece | 200 | 10000 | N | N
HUBBELL | GC-5002 | Y | HUBBELL , GC-5002 |  |  | 2.63 | 2001-12-04 13:20 | Anjanece | 200 | 10000 | N | N
HUBBELL | GC-5002 | Y | HUBBELL , GC-5002 |  |  | 2.66 | 2001-12-04 13:20 | Anjanece | 200 | 10000 | N | N
HUBBELL | GC-5002 | Y | HUBBELL , GC-5002 |  |  | 2.73 | 2001-12-04 13:20 | Anjanece | 200 | 10000 | N | N
HUBBELL | GC-5002 | Y | HUBBELL , GC-5002 |  |  | 2.76 | 2001-12-04 13:20 | Anjanece | 200 | 10000 | N | N
HUBBELL | GC-5002 | Y | HUBBELL , GC-5002 |  |  | 2.77 | 2001-12-04 13:20 | Anjanece | 200 | 10000 | N | N
HUBBELL | GC-5002 | Y | HUBBELL , GC-5002 |  |  | 3 | 2001-12-04 13:20 | Anjanece | 200 | 10000 | N | N
HUBBELL | GC-5002 | Y | HUBBELL , GC-5002 |  |  | 3.13 | 2001-12-04 13:20 | Anjanece | 200 | 10000 | N | N
HUBBELL | GC-5002 | Y | HUBBELL , GC-5002 |  |  | 3.39 | 2001-12-04 13:20 | Anjanece | 200 | 10000 | N | N
HUBBELL | GC-5002 | Y | HUBBELL , GC-5002 |  |  | 3.41 | 2001-12-04 13:20 | Anjanece | 200 | 10000 | N | N
HUBBELL | GC-5002 | Y | HUBBELL , GC-5002 |  |  | 3.54 | 2001-12-04 13:20 | Anjanece | 200 | 10000 | N | N
HUBBELL | GC-5002 | Y | HUBBELL , GC-5002 |  |  | 3.66 | 2001-12-04 13:20 | Anjanece | 200 | 10000 | N | N
HUBBELL | GC-5002 | Y | HUBBELL , GC-5002 |  |  | 3.67 | 2001-12-04 13:20 | Anjanece | 200 | 10000 | N | N
HUBBELL | GC-5002 | Y | HUBBELL , GC-5002 |  |  | 3.68 | 2001-12-04 13:20 | Anjanece | 200 | 10000 | N | N
HUBBELL | GC-5002 | Y | HUBBELL , GC-5002 |  |  | 3.69 | 2001-12-04 13:20 | Anjanece | 200 | 10000 | N | N
HUBBELL | GC-5002 | Y | HUBBELL , GC-5002 |  |  | 3.7 | 2001-12-04 13:20 | Anjanece | 200 | 10000 | N | N
HUBBELL | GC-5002 | Y | HUBBELL , GC-5002 |  |  | 3.71 | 2001-12-04 13:20 | Anjanece | 200 | 10000 | N | N
HUBBELL | GC-5002 | Y | HUBBELL , GC-5002 |  | Storm Stores | 0 | 2018-04-16 10:16 | Anjanece | 200 | 10000 | N | N
HUBBELL | GC-5002 | Y | HUBBELL , GC-5002 |  |  | 2.07 | 2018-04-16 10:16 | Anjanece | 200 | 10000 | N | N
HUBBELL | GC-5002 | Y | HUBBELL , GC-5002 |  |  | 2.19 | 2018-04-16 10:16 | Anjanece | 200 | 10000 | N | N
HUBBELL | GC-5002 | Y | HUBBELL , GC-5002 |  |  | 2.33 | 2018-04-16 10:16 | Anjanece | 200 | 10000 | N | N
HUBBELL | GC-5002 | Y | HUBBELL , GC-5002 |  |  | 2.43 | 2018-04-16 10:16 | Anjanece | 200 | 10000 | N | N
HUBBELL | GC-5002 | Y | HUBBELL , GC-5002 |  |  | 3.01 | 2018-04-16 10:16 | Anjanece | 200 | 10000 | N | N
HUBBELL | GC-5002 | Y | HUBBELL , GC-5002 |  |  | 3.19 | 2018-04-16 10:16 | Anjanece | 200 | 10000 | N | N
HUBBELL | GC-5002 | Y | HUBBELL , GC-5002 |  |  | 3.36 | 2018-04-16 10:16 | Anjanece | 200 | 10000 | N | N
HUBBELL | GC-5002 | Y | HUBBELL , GC-5002 |  |  | 3.37 | 2018-04-16 10:16 | Anjanece | 200 | 10000 | N | N
MACLEAN POWER SYSTEMS | BVC-2 | Y | MACLEAN POWER SYSTEMS , BVC-2 | JEA OVERHEAD DISTRIBUTION | CSC Stores | 1.78 | 2001-12-04 13:20 | Anjanece | 200 | 10000 | N | N
MACLEAN POWER SYSTEMS | BVC-2 | Y | MACLEAN POWER SYSTEMS , BVC-2 |  |  | 1.8 | 2001-12-04 13:20 | Anjanece | 200 | 10000 | N | N
MACLEAN POWER SYSTEMS | BVC-2 | Y | MACLEAN POWER SYSTEMS , BVC-2 |  |  | 1.81 | 2001-12-04 13:20 | Anjanece | 200 | 10000 | N | N
MACLEAN POWER SYSTEMS | BVC-2 | Y | MACLEAN POWER SYSTEMS , BVC-2 |  |  | 1.82 | 2001-12-04 13:20 | Anjanece | 200 | 10000 | N | N
MACLEAN POWER SYSTEMS | BVC-2 | Y | MACLEAN POWER SYSTEMS , BVC-2 |  |  | 1.83 | 2001-12-04 13:20 | Anjanece | 200 | 10000 | N | N
MACLEAN POWER SYSTEMS | BVC-2 | Y | MACLEAN POWER SYSTEMS , BVC-2 |  |  | 1.84 | 2001-12-04 13:20 | Anjanece | 200 | 10000 | N | N
MACLEAN POWER SYSTEMS | BVC-2 | Y | MACLEAN POWER SYSTEMS , BVC-2 |  |  | 1.91 | 2001-12-04 13:20 | Anjanece | 200 | 10000 | N | N
MACLEAN POWER SYSTEMS | BVC-2 | Y | MACLEAN POWER SYSTEMS , BVC-2 |  |  | 1.94 | 2001-12-04 13:20 | Anjanece | 200 | 10000 | N | N
MACLEAN POWER SYSTEMS | BVC-2 | Y | MACLEAN POWER SYSTEMS , BVC-2 |  |  | 1.96 | 2001-12-04 13:20 | Anjanece | 200 | 10000 | N | N
MACLEAN POWER SYSTEMS | BVC-2 | Y | MACLEAN POWER SYSTEMS , BVC-2 |  |  | 2 | 2001-12-04 13:20 | Anjanece | 200 | 10000 | N | N
MACLEAN POWER SYSTEMS | BVC-2 | Y | MACLEAN POWER SYSTEMS , BVC-2 |  |  | 2.04 | 2001-12-04 13:20 | Anjanece | 200 | 10000 | N | N
MACLEAN POWER SYSTEMS | BVC-2 | Y | MACLEAN POWER SYSTEMS , BVC-2 |  |  | 2.05 | 2001-12-04 13:20 | Anjanece | 200 | 10000 | N | N
MACLEAN POWER SYSTEMS | BVC-2 | Y | MACLEAN POWER SYSTEMS , BVC-2 |  |  | 2.06 | 2001-12-04 13:20 | Anjanece | 200 | 10000 | N | N
MACLEAN POWER SYSTEMS | BVC-2 | Y | MACLEAN POWER SYSTEMS , BVC-2 |  |  | 2.08 | 2001-12-04 13:20 | Anjanece | 200 | 10000 | N | N
MACLEAN POWER SYSTEMS | BVC-2 | Y | MACLEAN POWER SYSTEMS , BVC-2 |  |  | 2.1 | 2001-12-04 13:20 | Anjanece | 200 | 10000 | N | N
MACLEAN POWER SYSTEMS | BVC-2 | Y | MACLEAN POWER SYSTEMS , BVC-2 |  |  | 2.11 | 2001-12-04 13:20 | Anjanece | 200 | 10000 | N | N
MACLEAN POWER SYSTEMS | BVC-2 | Y | MACLEAN POWER SYSTEMS , BVC-2 |  |  | 2.13 | 2001-12-04 13:20 | Anjanece | 200 | 10000 | N | N
MACLEAN POWER SYSTEMS | BVC-2 | Y | MACLEAN POWER SYSTEMS , BVC-2 |  |  | 2.14 | 2001-12-04 13:20 | Anjanece | 200 | 10000 | N | N
MACLEAN POWER SYSTEMS | BVC-2 | Y | MACLEAN POWER SYSTEMS , BVC-2 |  |  | 2.15 | 2001-12-04 13:20 | Anjanece | 200 | 10000 | N | N
MACLEAN POWER SYSTEMS | BVC-2 | Y | MACLEAN POWER SYSTEMS , BVC-2 |  |  | 2.2 | 2001-12-04 13:20 | Anjanece | 200 | 10000 | N | N
MACLEAN POWER SYSTEMS | BVC-2 | Y | MACLEAN POWER SYSTEMS , BVC-2 |  |  | 2.23 | 2001-12-04 13:20 | Anjanece | 200 | 10000 | N | N
MACLEAN POWER SYSTEMS | BVC-2 | Y | MACLEAN POWER SYSTEMS , BVC-2 |  |  | 2.25 | 2001-12-04 13:20 | Anjanece | 200 | 10000 | N | N
MACLEAN POWER SYSTEMS | BVC-2 | Y | MACLEAN POWER SYSTEMS , BVC-2 |  |  | 2.28 | 2001-12-04 13:20 | Anjanece | 200 | 10000 | N | N
MACLEAN POWER SYSTEMS | BVC-2 | Y | MACLEAN POWER SYSTEMS , BVC-2 |  |  | 2.29 | 2001-12-04 13:20 | Anjanece | 200 | 10000 | N | N
MACLEAN POWER SYSTEMS | BVC-2 | Y | MACLEAN POWER SYSTEMS , BVC-2 |  |  | 2.3 | 2001-12-04 13:20 | Anjanece | 200 | 10000 | N | N
MACLEAN POWER SYSTEMS | BVC-2 | Y | MACLEAN POWER SYSTEMS , BVC-2 |  |  | 2.31 | 2001-12-04 13:20 | Anjanece | 200 | 10000 | N | N
MACLEAN POWER SYSTEMS | BVC-2 | Y | MACLEAN POWER SYSTEMS , BVC-2 |  |  | 2.32 | 2001-12-04 13:20 | Anjanece | 200 | 10000 | N | N
MACLEAN POWER SYSTEMS | BVC-2 | Y | MACLEAN POWER SYSTEMS , BVC-2 |  |  | 2.33 | 2001-12-04 13:20 | Anjanece | 200 | 10000 | N | N
MACLEAN POWER SYSTEMS | BVC-2 | Y | MACLEAN POWER SYSTEMS , BVC-2 |  |  | 2.35 | 2001-12-04 13:20 | Anjanece | 200 | 10000 | N | N
MACLEAN POWER SYSTEMS | BVC-2 | Y | MACLEAN POWER SYSTEMS , BVC-2 |  |  | 2.37 | 2001-12-04 13:20 | Anjanece | 200 | 10000 | N | N
MACLEAN POWER SYSTEMS | BVC-2 | Y | MACLEAN POWER SYSTEMS , BVC-2 |  |  | 2.41 | 2001-12-04 13:20 | Anjanece | 200 | 10000 | N | N
MACLEAN POWER SYSTEMS | BVC-2 | Y | MACLEAN POWER SYSTEMS , BVC-2 |  |  | 2.42 | 2001-12-04 13:20 | Anjanece | 200 | 10000 | N | N
MACLEAN POWER SYSTEMS | BVC-2 | Y | MACLEAN POWER SYSTEMS , BVC-2 |  |  | 2.44 | 2001-12-04 13:20 | Anjanece | 200 | 10000 | N | N
MACLEAN POWER SYSTEMS | BVC-2 | Y | MACLEAN POWER SYSTEMS , BVC-2 |  |  | 2.5 | 2001-12-04 13:20 | Anjanece | 200 | 10000 | N | N
MACLEAN POWER SYSTEMS | BVC-2 | Y | MACLEAN POWER SYSTEMS , BVC-2 |  |  | 2.54 | 2001-12-04 13:20 | Anjanece | 200 | 10000 | N | N
MACLEAN POWER SYSTEMS | BVC-2 | Y | MACLEAN POWER SYSTEMS , BVC-2 |  |  | 2.55 | 2001-12-04 13:20 | Anjanece | 200 | 10000 | N | N
MACLEAN POWER SYSTEMS | BVC-2 | Y | MACLEAN POWER SYSTEMS , BVC-2 |  |  | 2.61 | 2001-12-04 13:20 | Anjanece | 200 | 10000 | N | N
MACLEAN POWER SYSTEMS | BVC-2 | Y | MACLEAN POWER SYSTEMS , BVC-2 |  |  | 2.63 | 2001-12-04 13:20 | Anjanece | 200 | 10000 | N | N
MACLEAN POWER SYSTEMS | BVC-2 | Y | MACLEAN POWER SYSTEMS , BVC-2 |  |  | 2.66 | 2001-12-04 13:20 | Anjanece | 200 | 10000 | N | N
MACLEAN POWER SYSTEMS | BVC-2 | Y | MACLEAN POWER SYSTEMS , BVC-2 |  |  | 2.73 | 2001-12-04 13:20 | Anjanece | 200 | 10000 | N | N
MACLEAN POWER SYSTEMS | BVC-2 | Y | MACLEAN POWER SYSTEMS , BVC-2 |  |  | 2.76 | 2001-12-04 13:20 | Anjanece | 200 | 10000 | N | N
MACLEAN POWER SYSTEMS | BVC-2 | Y | MACLEAN POWER SYSTEMS , BVC-2 |  |  | 2.77 | 2001-12-04 13:20 | Anjanece | 200 | 10000 | N | N
MACLEAN POWER SYSTEMS | BVC-2 | Y | MACLEAN POWER SYSTEMS , BVC-2 |  |  | 3 | 2001-12-04 13:20 | Anjanece | 200 | 10000 | N | N
MACLEAN POWER SYSTEMS | BVC-2 | Y | MACLEAN POWER SYSTEMS , BVC-2 |  |  | 3.13 | 2001-12-04 13:20 | Anjanece | 200 | 10000 | N | N
MACLEAN POWER SYSTEMS | BVC-2 | Y | MACLEAN POWER SYSTEMS , BVC-2 |  |  | 3.39 | 2001-12-04 13:20 | Anjanece | 200 | 10000 | N | N
MACLEAN POWER SYSTEMS | BVC-2 | Y | MACLEAN POWER SYSTEMS , BVC-2 |  |  | 3.41 | 2001-12-04 13:20 | Anjanece | 200 | 10000 | N | N
MACLEAN POWER SYSTEMS | BVC-2 | Y | MACLEAN POWER SYSTEMS , BVC-2 |  |  | 3.54 | 2001-12-04 13:20 | Anjanece | 200 | 10000 | N | N
MACLEAN POWER SYSTEMS | BVC-2 | Y | MACLEAN POWER SYSTEMS , BVC-2 |  |  | 3.66 | 2001-12-04 13:20 | Anjanece | 200 | 10000 | N | N
MACLEAN POWER SYSTEMS | BVC-2 | Y | MACLEAN POWER SYSTEMS , BVC-2 |  |  | 3.67 | 2001-12-04 13:20 | Anjanece | 200 | 10000 | N | N
MACLEAN POWER SYSTEMS | BVC-2 | Y | MACLEAN POWER SYSTEMS , BVC-2 |  |  | 3.68 | 2001-12-04 13:20 | Anjanece | 200 | 10000 | N | N
MACLEAN POWER SYSTEMS | BVC-2 | Y | MACLEAN POWER SYSTEMS , BVC-2 |  |  | 3.69 | 2001-12-04 13:20 | Anjanece | 200 | 10000 | N | N
MACLEAN POWER SYSTEMS | BVC-2 | Y | MACLEAN POWER SYSTEMS , BVC-2 |  |  | 3.7 | 2001-12-04 13:20 | Anjanece | 200 | 10000 | N | N
MACLEAN POWER SYSTEMS | BVC-2 | Y | MACLEAN POWER SYSTEMS , BVC-2 |  |  | 3.71 | 2001-12-04 13:20 | Anjanece | 200 | 10000 | N | N
MACLEAN POWER SYSTEMS | BVC-2 | Y | MACLEAN POWER SYSTEMS , BVC-2 |  | Storm Stores | 0 | 2018-04-16 10:16 | Anjanece | 200 | 10000 | N | N
MACLEAN POWER SYSTEMS | BVC-2 | Y | MACLEAN POWER SYSTEMS , BVC-2 |  |  | 2.07 | 2018-04-16 10:16 | Anjanece | 200 | 10000 | N | N
MACLEAN POWER SYSTEMS | BVC-2 | Y | MACLEAN POWER SYSTEMS , BVC-2 |  |  | 2.19 | 2018-04-16 10:16 | Anjanece | 200 | 10000 | N | N
MACLEAN POWER SYSTEMS | BVC-2 | Y | MACLEAN POWER SYSTEMS , BVC-2 |  |  | 2.33 | 2018-04-16 10:16 | Anjanece | 200 | 10000 | N | N
MACLEAN POWER SYSTEMS | BVC-2 | Y | MACLEAN POWER SYSTEMS , BVC-2 |  |  | 2.43 | 2018-04-16 10:16 | Anjanece | 200 | 10000 | N | N
MACLEAN POWER SYSTEMS | BVC-2 | Y | MACLEAN POWER SYSTEMS , BVC-2 |  |  | 3.01 | 2018-04-16 10:16 | Anjanece | 200 | 10000 | N | N
MACLEAN POWER SYSTEMS | BVC-2 | Y | MACLEAN POWER SYSTEMS , BVC-2 |  |  | 3.19 | 2018-04-16 10:16 | Anjanece | 200 | 10000 | N | N
MACLEAN POWER SYSTEMS | BVC-2 | Y | MACLEAN POWER SYSTEMS , BVC-2 |  |  | 3.36 | 2018-04-16 10:16 | Anjanece | 200 | 10000 | N | N
MACLEAN POWER SYSTEMS | BVC-2 | Y | MACLEAN POWER SYSTEMS , BVC-2 |  |  | 3.37 | 2018-04-16 10:16 | Anjanece | 200 | 10000 | N | N
RICHARDS MFG. CO. | VC7 | Y | RICHARDS MFG. CO. , VC7 | JEA OVERHEAD DISTRIBUTION | CSC Stores | 1.78 | 2001-12-04 13:20 | Anjanece | 200 | 10000 | N | N
RICHARDS MFG. CO. | VC7 | Y | RICHARDS MFG. CO. , VC7 |  |  | 1.8 | 2001-12-04 13:20 | Anjanece | 200 | 10000 | N | N
RICHARDS MFG. CO. | VC7 | Y | RICHARDS MFG. CO. , VC7 |  |  | 1.81 | 2001-12-04 13:20 | Anjanece | 200 | 10000 | N | N
RICHARDS MFG. CO. | VC7 | Y | RICHARDS MFG. CO. , VC7 |  |  | 1.82 | 2001-12-04 13:20 | Anjanece | 200 | 10000 | N | N
RICHARDS MFG. CO. | VC7 | Y | RICHARDS MFG. CO. , VC7 |  |  | 1.83 | 2001-12-04 13:20 | Anjanece | 200 | 10000 | N | N
RICHARDS MFG. CO. | VC7 | Y | RICHARDS MFG. CO. , VC7 |  |  | 1.84 | 2001-12-04 13:20 | Anjanece | 200 | 10000 | N | N
RICHARDS MFG. CO. | VC7 | Y | RICHARDS MFG. CO. , VC7 |  |  | 1.91 | 2001-12-04 13:20 | Anjanece | 200 | 10000 | N | N
RICHARDS MFG. CO. | VC7 | Y | RICHARDS MFG. CO. , VC7 |  |  | 1.94 | 2001-12-04 13:20 | Anjanece | 200 | 10000 | N | N
RICHARDS MFG. CO. | VC7 | Y | RICHARDS MFG. CO. , VC7 |  |  | 1.96 | 2001-12-04 13:20 | Anjanece | 200 | 10000 | N | N
RICHARDS MFG. CO. | VC7 | Y | RICHARDS MFG. CO. , VC7 |  |  | 2 | 2001-12-04 13:20 | Anjanece | 200 | 10000 | N | N
RICHARDS MFG. CO. | VC7 | Y | RICHARDS MFG. CO. , VC7 |  |  | 2.04 | 2001-12-04 13:20 | Anjanece | 200 | 10000 | N | N
RICHARDS MFG. CO. | VC7 | Y | RICHARDS MFG. CO. , VC7 |  |  | 2.05 | 2001-12-04 13:20 | Anjanece | 200 | 10000 | N | N
RICHARDS MFG. CO. | VC7 | Y | RICHARDS MFG. CO. , VC7 |  |  | 2.06 | 2001-12-04 13:20 | Anjanece | 200 | 10000 | N | N
RICHARDS MFG. CO. | VC7 | Y | RICHARDS MFG. CO. , VC7 |  |  | 2.08 | 2001-12-04 13:20 | Anjanece | 200 | 10000 | N | N
RICHARDS MFG. CO. | VC7 | Y | RICHARDS MFG. CO. , VC7 |  |  | 2.1 | 2001-12-04 13:20 | Anjanece | 200 | 10000 | N | N
RICHARDS MFG. CO. | VC7 | Y | RICHARDS MFG. CO. , VC7 |  |  | 2.11 | 2001-12-04 13:20 | Anjanece | 200 | 10000 | N | N
RICHARDS MFG. CO. | VC7 | Y | RICHARDS MFG. CO. , VC7 |  |  | 2.13 | 2001-12-04 13:20 | Anjanece | 200 | 10000 | N | N
RICHARDS MFG. CO. | VC7 | Y | RICHARDS MFG. CO. , VC7 |  |  | 2.14 | 2001-12-04 13:20 | Anjanece | 200 | 10000 | N | N
RICHARDS MFG. CO. | VC7 | Y | RICHARDS MFG. CO. , VC7 |  |  | 2.15 | 2001-12-04 13:20 | Anjanece | 200 | 10000 | N | N
RICHARDS MFG. CO. | VC7 | Y | RICHARDS MFG. CO. , VC7 |  |  | 2.2 | 2001-12-04 13:20 | Anjanece | 200 | 10000 | N | N
RICHARDS MFG. CO. | VC7 | Y | RICHARDS MFG. CO. , VC7 |  |  | 2.23 | 2001-12-04 13:20 | Anjanece | 200 | 10000 | N | N
RICHARDS MFG. CO. | VC7 | Y | RICHARDS MFG. CO. , VC7 |  |  | 2.25 | 2001-12-04 13:20 | Anjanece | 200 | 10000 | N | N
RICHARDS MFG. CO. | VC7 | Y | RICHARDS MFG. CO. , VC7 |  |  | 2.28 | 2001-12-04 13:20 | Anjanece | 200 | 10000 | N | N
RICHARDS MFG. CO. | VC7 | Y | RICHARDS MFG. CO. , VC7 |  |  | 2.29 | 2001-12-04 13:20 | Anjanece | 200 | 10000 | N | N
RICHARDS MFG. CO. | VC7 | Y | RICHARDS MFG. CO. , VC7 |  |  | 2.3 | 2001-12-04 13:20 | Anjanece | 200 | 10000 | N | N
RICHARDS MFG. CO. | VC7 | Y | RICHARDS MFG. CO. , VC7 |  |  | 2.31 | 2001-12-04 13:20 | Anjanece | 200 | 10000 | N | N
RICHARDS MFG. CO. | VC7 | Y | RICHARDS MFG. CO. , VC7 |  |  | 2.32 | 2001-12-04 13:20 | Anjanece | 200 | 10000 | N | N
RICHARDS MFG. CO. | VC7 | Y | RICHARDS MFG. CO. , VC7 |  |  | 2.33 | 2001-12-04 13:20 | Anjanece | 200 | 10000 | N | N
RICHARDS MFG. CO. | VC7 | Y | RICHARDS MFG. CO. , VC7 |  |  | 2.35 | 2001-12-04 13:20 | Anjanece | 200 | 10000 | N | N
RICHARDS MFG. CO. | VC7 | Y | RICHARDS MFG. CO. , VC7 |  |  | 2.37 | 2001-12-04 13:20 | Anjanece | 200 | 10000 | N | N
RICHARDS MFG. CO. | VC7 | Y | RICHARDS MFG. CO. , VC7 |  |  | 2.41 | 2001-12-04 13:20 | Anjanece | 200 | 10000 | N | N
RICHARDS MFG. CO. | VC7 | Y | RICHARDS MFG. CO. , VC7 |  |  | 2.42 | 2001-12-04 13:20 | Anjanece | 200 | 10000 | N | N
RICHARDS MFG. CO. | VC7 | Y | RICHARDS MFG. CO. , VC7 |  |  | 2.44 | 2001-12-04 13:20 | Anjanece | 200 | 10000 | N | N
RICHARDS MFG. CO. | VC7 | Y | RICHARDS MFG. CO. , VC7 |  |  | 2.5 | 2001-12-04 13:20 | Anjanece | 200 | 10000 | N | N
RICHARDS MFG. CO. | VC7 | Y | RICHARDS MFG. CO. , VC7 |  |  | 2.54 | 2001-12-04 13:20 | Anjanece | 200 | 10000 | N | N
RICHARDS MFG. CO. | VC7 | Y | RICHARDS MFG. CO. , VC7 |  |  | 2.55 | 2001-12-04 13:20 | Anjanece | 200 | 10000 | N | N
RICHARDS MFG. CO. | VC7 | Y | RICHARDS MFG. CO. , VC7 |  |  | 2.61 | 2001-12-04 13:20 | Anjanece | 200 | 10000 | N | N
RICHARDS MFG. CO. | VC7 | Y | RICHARDS MFG. CO. , VC7 |  |  | 2.63 | 2001-12-04 13:20 | Anjanece | 200 | 10000 | N | N
RICHARDS MFG. CO. | VC7 | Y | RICHARDS MFG. CO. , VC7 |  |  | 2.66 | 2001-12-04 13:20 | Anjanece | 200 | 10000 | N | N
RICHARDS MFG. CO. | VC7 | Y | RICHARDS MFG. CO. , VC7 |  |  | 2.73 | 2001-12-04 13:20 | Anjanece | 200 | 10000 | N | N
RICHARDS MFG. CO. | VC7 | Y | RICHARDS MFG. CO. , VC7 |  |  | 2.76 | 2001-12-04 13:20 | Anjanece | 200 | 10000 | N | N
RICHARDS MFG. CO. | VC7 | Y | RICHARDS MFG. CO. , VC7 |  |  | 2.77 | 2001-12-04 13:20 | Anjanece | 200 | 10000 | N | N
RICHARDS MFG. CO. | VC7 | Y | RICHARDS MFG. CO. , VC7 |  |  | 3 | 2001-12-04 13:20 | Anjanece | 200 | 10000 | N | N
RICHARDS MFG. CO. | VC7 | Y | RICHARDS MFG. CO. , VC7 |  |  | 3.13 | 2001-12-04 13:20 | Anjanece | 200 | 10000 | N | N
RICHARDS MFG. CO. | VC7 | Y | RICHARDS MFG. CO. , VC7 |  |  | 3.39 | 2001-12-04 13:20 | Anjanece | 200 | 10000 | N | N
RICHARDS MFG. CO. | VC7 | Y | RICHARDS MFG. CO. , VC7 |  |  | 3.41 | 2001-12-04 13:20 | Anjanece | 200 | 10000 | N | N
RICHARDS MFG. CO. | VC7 | Y | RICHARDS MFG. CO. , VC7 |  |  | 3.54 | 2001-12-04 13:20 | Anjanece | 200 | 10000 | N | N
RICHARDS MFG. CO. | VC7 | Y | RICHARDS MFG. CO. , VC7 |  |  | 3.66 | 2001-12-04 13:20 | Anjanece | 200 | 10000 | N | N
RICHARDS MFG. CO. | VC7 | Y | RICHARDS MFG. CO. , VC7 |  |  | 3.67 | 2001-12-04 13:20 | Anjanece | 200 | 10000 | N | N
RICHARDS MFG. CO. | VC7 | Y | RICHARDS MFG. CO. , VC7 |  |  | 3.68 | 2001-12-04 13:20 | Anjanece | 200 | 10000 | N | N
RICHARDS MFG. CO. | VC7 | Y | RICHARDS MFG. CO. , VC7 |  |  | 3.69 | 2001-12-04 13:20 | Anjanece | 200 | 10000 | N | N
RICHARDS MFG. CO. | VC7 | Y | RICHARDS MFG. CO. , VC7 |  |  | 3.7 | 2001-12-04 13:20 | Anjanece | 200 | 10000 | N | N
RICHARDS MFG. CO. | VC7 | Y | RICHARDS MFG. CO. , VC7 |  |  | 3.71 | 2001-12-04 13:20 | Anjanece | 200 | 10000 | N | N
RICHARDS MFG. CO. | VC7 | Y | RICHARDS MFG. CO. , VC7 |  | Storm Stores | 0 | 2018-04-16 10:16 | Anjanece | 200 | 10000 | N | N
RICHARDS MFG. CO. | VC7 | Y | RICHARDS MFG. CO. , VC7 |  |  | 2.07 | 2018-04-16 10:16 | Anjanece | 200 | 10000 | N | N
RICHARDS MFG. CO. | VC7 | Y | RICHARDS MFG. CO. , VC7 |  |  | 2.19 | 2018-04-16 10:16 | Anjanece | 200 | 10000 | N | N
RICHARDS MFG. CO. | VC7 | Y | RICHARDS MFG. CO. , VC7 |  |  | 2.33 | 2018-04-16 10:16 | Anjanece | 200 | 10000 | N | N
RICHARDS MFG. CO. | VC7 | Y | RICHARDS MFG. CO. , VC7 |  |  | 2.43 | 2018-04-16 10:16 | Anjanece | 200 | 10000 | N | N
RICHARDS MFG. CO. | VC7 | Y | RICHARDS MFG. CO. , VC7 |  |  | 3.01 | 2018-04-16 10:16 | Anjanece | 200 | 10000 | N | N
RICHARDS MFG. CO. | VC7 | Y | RICHARDS MFG. CO. , VC7 |  |  | 3.19 | 2018-04-16 10:16 | Anjanece | 200 | 10000 | N | N
RICHARDS MFG. CO. | VC7 | Y | RICHARDS MFG. CO. , VC7 |  |  | 3.36 | 2018-04-16 10:16 | Anjanece | 200 | 10000 | N | N
RICHARDS MFG. CO. | VC7 | Y | RICHARDS MFG. CO. , VC7 |  |  | 3.37 | 2018-04-16 10:16 | Anjanece | 200 | 10000 | N | N
CMC/BARFIELD MANUFACTURING | VC-20S | Y | CMC/BARFIELD MANUFACTURING , VC-20S | JEA UNDERGROUND DISTRIBUTION | CSC Stores | 1.54 | 2001-12-04 13:20 | Anjanece | 100 | 1400 | N | N
CMC/BARFIELD MANUFACTURING | VC-20S | Y | CMC/BARFIELD MANUFACTURING , VC-20S |  |  | 2.33 | 2001-12-04 13:20 | Anjanece | 100 | 1400 | N | N
CMC/BARFIELD MANUFACTURING | VC-20S | Y | CMC/BARFIELD MANUFACTURING , VC-20S |  |  | 2.71 | 2001-12-04 13:20 | Anjanece | 100 | 1400 | N | N
CMC/BARFIELD MANUFACTURING | VC-20S | Y | CMC/BARFIELD MANUFACTURING , VC-20S |  |  | 2.74 | 2001-12-04 13:20 | Anjanece | 100 | 1400 | N | N
CMC/BARFIELD MANUFACTURING | VC-20S | Y | CMC/BARFIELD MANUFACTURING , VC-20S |  |  | 2.75 | 2001-12-04 13:20 | Anjanece | 100 | 1400 | N | N
CMC/BARFIELD MANUFACTURING | VC-20S | Y | CMC/BARFIELD MANUFACTURING , VC-20S |  |  | 2.76 | 2001-12-04 13:20 | Anjanece | 100 | 1400 | N | N
CMC/BARFIELD MANUFACTURING | VC-20S | Y | CMC/BARFIELD MANUFACTURING , VC-20S |  |  | 2.77 | 2001-12-04 13:20 | Anjanece | 100 | 1400 | N | N
CMC/BARFIELD MANUFACTURING | VC-20S | Y | CMC/BARFIELD MANUFACTURING , VC-20S |  |  | 2.78 | 2001-12-04 13:20 | Anjanece | 100 | 1400 | N | N
CMC/BARFIELD MANUFACTURING | VC-20S | Y | CMC/BARFIELD MANUFACTURING , VC-20S |  |  | 2.81 | 2001-12-04 13:20 | Anjanece | 100 | 1400 | N | N
CMC/BARFIELD MANUFACTURING | VC-20S | Y | CMC/BARFIELD MANUFACTURING , VC-20S |  |  | 2.82 | 2001-12-04 13:20 | Anjanece | 100 | 1400 | N | N
CMC/BARFIELD MANUFACTURING | VC-20S | Y | CMC/BARFIELD MANUFACTURING , VC-20S |  |  | 2.83 | 2001-12-04 13:20 | Anjanece | 100 | 1400 | N | N
CMC/BARFIELD MANUFACTURING | VC-20S | Y | CMC/BARFIELD MANUFACTURING , VC-20S |  |  | 3.29 | 2001-12-04 13:20 | Anjanece | 100 | 1400 | N | N
CMC/BARFIELD MANUFACTURING | VC-20S | Y | CMC/BARFIELD MANUFACTURING , VC-20S |  |  | 3.78 | 2001-12-04 13:20 | Anjanece | 100 | 1400 | N | N
CMC/BARFIELD MANUFACTURING | VC-20S | Y | CMC/BARFIELD MANUFACTURING , VC-20S |  |  | 4.16 | 2001-12-04 13:20 | Anjanece | 100 | 1400 | N | N
CMC/BARFIELD MANUFACTURING | VC-20S | Y | CMC/BARFIELD MANUFACTURING , VC-20S |  |  | 4.19 | 2001-12-04 13:20 | Anjanece | 100 | 1400 | N | N
CMC/BARFIELD MANUFACTURING | VC-20S | Y | CMC/BARFIELD MANUFACTURING , VC-20S |  |  | 4.2 | 2001-12-04 13:20 | Anjanece | 100 | 1400 | N | N
CMC/BARFIELD MANUFACTURING | VC-20S | Y | CMC/BARFIELD MANUFACTURING , VC-20S |  |  | 4.21 | 2001-12-04 13:20 | Anjanece | 100 | 1400 | N | N
CMC/BARFIELD MANUFACTURING | VC-20S | Y | CMC/BARFIELD MANUFACTURING , VC-20S |  |  | 4.22 | 2001-12-04 13:20 | Anjanece | 100 | 1400 | N | N
CMC/BARFIELD MANUFACTURING | VC-20S | Y | CMC/BARFIELD MANUFACTURING , VC-20S |  |  | 4.24 | 2001-12-04 13:20 | Anjanece | 100 | 1400 | N | N
CMC/BARFIELD MANUFACTURING | VC-20S | Y | CMC/BARFIELD MANUFACTURING , VC-20S |  |  | 5.01 | 2001-12-04 13:20 | Anjanece | 100 | 1400 | N | N
CMC/BARFIELD MANUFACTURING | VC-20S | Y | CMC/BARFIELD MANUFACTURING , VC-20S |  |  | 5.12 | 2001-12-04 13:20 | Anjanece | 100 | 1400 | N | N
CMC/BARFIELD MANUFACTURING | VC-20S | Y | CMC/BARFIELD MANUFACTURING , VC-20S |  |  | 5.33 | 2001-12-04 13:20 | Anjanece | 100 | 1400 | N | N
CMC/BARFIELD MANUFACTURING | VC-20S | Y | CMC/BARFIELD MANUFACTURING , VC-20S |  |  | 5.59 | 2001-12-04 13:20 | Anjanece | 100 | 1400 | N | N
CMC/BARFIELD MANUFACTURING | VC-20S | Y | CMC/BARFIELD MANUFACTURING , VC-20S |  |  | 6.14 | 2001-12-04 13:20 | Anjanece | 100 | 1400 | N | N
CMC/BARFIELD MANUFACTURING | VC-20S | Y | CMC/BARFIELD MANUFACTURING , VC-20S |  |  | 7.17 | 2001-12-04 13:20 | Anjanece | 100 | 1400 | N | N
CMC/BARFIELD MANUFACTURING | VC-20S | Y | CMC/BARFIELD MANUFACTURING , VC-20S |  |  | 7.27 | 2001-12-04 13:20 | Anjanece | 100 | 1400 | N | N
CMC/BARFIELD MANUFACTURING | VC-20S | Y | CMC/BARFIELD MANUFACTURING , VC-20S |  | Storm Stores | 0 | 2019-07-29 09:37 | Anjanece | 100 | 1400 | N | N
CMC/BARFIELD MANUFACTURING | VC-20S | Y | CMC/BARFIELD MANUFACTURING , VC-20S |  |  | 2.78 | 2019-07-29 09:37 | Anjanece | 100 | 1400 | N | N
CMC/BARFIELD MANUFACTURING | VC-20S | Y | CMC/BARFIELD MANUFACTURING , VC-20S |  |  | 3.53 | 2019-07-29 09:37 | Anjanece | 100 | 1400 | N | N
CMC/BARFIELD MANUFACTURING | VC-20S | Y | CMC/BARFIELD MANUFACTURING , VC-20S |  |  | 4.09 | 2019-07-29 09:37 | Anjanece | 100 | 1400 | N | N
CMC/BARFIELD MANUFACTURING | VC-20S | Y | CMC/BARFIELD MANUFACTURING , VC-20S |  |  | 4.28 | 2019-07-29 09:37 | Anjanece | 100 | 1400 | N | N
CMC/BARFIELD MANUFACTURING | VC-20S | Y | CMC/BARFIELD MANUFACTURING , VC-20S |  |  | 4.45 | 2019-07-29 09:37 | Anjanece | 100 | 1400 | N | N
HUBBELL | GC-5020S | Y | HUBBELL , GC-5020S | JEA UNDERGROUND DISTRIBUTION | CSC Stores | 1.54 | 2001-12-04 13:20 | Anjanece | 100 | 1400 | N | N
HUBBELL | GC-5020S | Y | HUBBELL , GC-5020S |  |  | 2.33 | 2001-12-04 13:20 | Anjanece | 100 | 1400 | N | N
HUBBELL | GC-5020S | Y | HUBBELL , GC-5020S |  |  | 2.71 | 2001-12-04 13:20 | Anjanece | 100 | 1400 | N | N
HUBBELL | GC-5020S | Y | HUBBELL , GC-5020S |  |  | 2.74 | 2001-12-04 13:20 | Anjanece | 100 | 1400 | N | N
HUBBELL | GC-5020S | Y | HUBBELL , GC-5020S |  |  | 2.75 | 2001-12-04 13:20 | Anjanece | 100 | 1400 | N | N
HUBBELL | GC-5020S | Y | HUBBELL , GC-5020S |  |  | 2.76 | 2001-12-04 13:20 | Anjanece | 100 | 1400 | N | N
HUBBELL | GC-5020S | Y | HUBBELL , GC-5020S |  |  | 2.77 | 2001-12-04 13:20 | Anjanece | 100 | 1400 | N | N
HUBBELL | GC-5020S | Y | HUBBELL , GC-5020S |  |  | 2.78 | 2001-12-04 13:20 | Anjanece | 100 | 1400 | N | N
HUBBELL | GC-5020S | Y | HUBBELL , GC-5020S |  |  | 2.81 | 2001-12-04 13:20 | Anjanece | 100 | 1400 | N | N
HUBBELL | GC-5020S | Y | HUBBELL , GC-5020S |  |  | 2.82 | 2001-12-04 13:20 | Anjanece | 100 | 1400 | N | N
HUBBELL | GC-5020S | Y | HUBBELL , GC-5020S |  |  | 2.83 | 2001-12-04 13:20 | Anjanece | 100 | 1400 | N | N
HUBBELL | GC-5020S | Y | HUBBELL , GC-5020S |  |  | 3.29 | 2001-12-04 13:20 | Anjanece | 100 | 1400 | N | N
HUBBELL | GC-5020S | Y | HUBBELL , GC-5020S |  |  | 3.78 | 2001-12-04 13:20 | Anjanece | 100 | 1400 | N | N
HUBBELL | GC-5020S | Y | HUBBELL , GC-5020S |  |  | 4.16 | 2001-12-04 13:20 | Anjanece | 100 | 1400 | N | N
HUBBELL | GC-5020S | Y | HUBBELL , GC-5020S |  |  | 4.19 | 2001-12-04 13:20 | Anjanece | 100 | 1400 | N | N
HUBBELL | GC-5020S | Y | HUBBELL , GC-5020S |  |  | 4.2 | 2001-12-04 13:20 | Anjanece | 100 | 1400 | N | N
HUBBELL | GC-5020S | Y | HUBBELL , GC-5020S |  |  | 4.21 | 2001-12-04 13:20 | Anjanece | 100 | 1400 | N | N
HUBBELL | GC-5020S | Y | HUBBELL , GC-5020S |  |  | 4.22 | 2001-12-04 13:20 | Anjanece | 100 | 1400 | N | N
HUBBELL | GC-5020S | Y | HUBBELL , GC-5020S |  |  | 4.24 | 2001-12-04 13:20 | Anjanece | 100 | 1400 | N | N
HUBBELL | GC-5020S | Y | HUBBELL , GC-5020S |  |  | 5.01 | 2001-12-04 13:20 | Anjanece | 100 | 1400 | N | N
HUBBELL | GC-5020S | Y | HUBBELL , GC-5020S |  |  | 5.12 | 2001-12-04 13:20 | Anjanece | 100 | 1400 | N | N
HUBBELL | GC-5020S | Y | HUBBELL , GC-5020S |  |  | 5.33 | 2001-12-04 13:20 | Anjanece | 100 | 1400 | N | N
HUBBELL | GC-5020S | Y | HUBBELL , GC-5020S |  |  | 5.59 | 2001-12-04 13:20 | Anjanece | 100 | 1400 | N | N
HUBBELL | GC-5020S | Y | HUBBELL , GC-5020S |  |  | 6.14 | 2001-12-04 13:20 | Anjanece | 100 | 1400 | N | N
HUBBELL | GC-5020S | Y | HUBBELL , GC-5020S |  |  | 7.17 | 2001-12-04 13:20 | Anjanece | 100 | 1400 | N | N
HUBBELL | GC-5020S | Y | HUBBELL , GC-5020S |  |  | 7.27 | 2001-12-04 13:20 | Anjanece | 100 | 1400 | N | N
HUBBELL | GC-5020S | Y | HUBBELL , GC-5020S |  | Storm Stores | 0 | 2019-07-29 09:37 | Anjanece | 100 | 1400 | N | N
HUBBELL | GC-5020S | Y | HUBBELL , GC-5020S |  |  | 2.78 | 2019-07-29 09:37 | Anjanece | 100 | 1400 | N | N
HUBBELL | GC-5020S | Y | HUBBELL , GC-5020S |  |  | 3.53 | 2019-07-29 09:37 | Anjanece | 100 | 1400 | N | N
HUBBELL | GC-5020S | Y | HUBBELL , GC-5020S |  |  | 4.09 | 2019-07-29 09:37 | Anjanece | 100 | 1400 | N | N
HUBBELL | GC-5020S | Y | HUBBELL , GC-5020S |  |  | 4.28 | 2019-07-29 09:37 | Anjanece | 100 | 1400 | N | N
HUBBELL | GC-5020S | Y | HUBBELL , GC-5020S |  |  | 4.45 | 2019-07-29 09:37 | Anjanece | 100 | 1400 | N | N
MACLEAN POWER SYSTEMS | BVC-20S | Y | MACLEAN POWER SYSTEMS , BVC-20S | JEA UNDERGROUND DISTRIBUTION | CSC Stores | 1.54 | 2001-12-04 13:20 | Anjanece | 100 | 1400 | N | N
MACLEAN POWER SYSTEMS | BVC-20S | Y | MACLEAN POWER SYSTEMS , BVC-20S |  |  | 2.33 | 2001-12-04 13:20 | Anjanece | 100 | 1400 | N | N
MACLEAN POWER SYSTEMS | BVC-20S | Y | MACLEAN POWER SYSTEMS , BVC-20S |  |  | 2.71 | 2001-12-04 13:20 | Anjanece | 100 | 1400 | N | N
MACLEAN POWER SYSTEMS | BVC-20S | Y | MACLEAN POWER SYSTEMS , BVC-20S |  |  | 2.74 | 2001-12-04 13:20 | Anjanece | 100 | 1400 | N | N
MACLEAN POWER SYSTEMS | BVC-20S | Y | MACLEAN POWER SYSTEMS , BVC-20S |  |  | 2.75 | 2001-12-04 13:20 | Anjanece | 100 | 1400 | N | N
MACLEAN POWER SYSTEMS | BVC-20S | Y | MACLEAN POWER SYSTEMS , BVC-20S |  |  | 2.76 | 2001-12-04 13:20 | Anjanece | 100 | 1400 | N | N
MACLEAN POWER SYSTEMS | BVC-20S | Y | MACLEAN POWER SYSTEMS , BVC-20S |  |  | 2.77 | 2001-12-04 13:20 | Anjanece | 100 | 1400 | N | N
MACLEAN POWER SYSTEMS | BVC-20S | Y | MACLEAN POWER SYSTEMS , BVC-20S |  |  | 2.78 | 2001-12-04 13:20 | Anjanece | 100 | 1400 | N | N
MACLEAN POWER SYSTEMS | BVC-20S | Y | MACLEAN POWER SYSTEMS , BVC-20S |  |  | 2.81 | 2001-12-04 13:20 | Anjanece | 100 | 1400 | N | N
MACLEAN POWER SYSTEMS | BVC-20S | Y | MACLEAN POWER SYSTEMS , BVC-20S |  |  | 2.82 | 2001-12-04 13:20 | Anjanece | 100 | 1400 | N | N
MACLEAN POWER SYSTEMS | BVC-20S | Y | MACLEAN POWER SYSTEMS , BVC-20S |  |  | 2.83 | 2001-12-04 13:20 | Anjanece | 100 | 1400 | N | N
MACLEAN POWER SYSTEMS | BVC-20S | Y | MACLEAN POWER SYSTEMS , BVC-20S |  |  | 3.29 | 2001-12-04 13:20 | Anjanece | 100 | 1400 | N | N
MACLEAN POWER SYSTEMS | BVC-20S | Y | MACLEAN POWER SYSTEMS , BVC-20S |  |  | 3.78 | 2001-12-04 13:20 | Anjanece | 100 | 1400 | N | N
MACLEAN POWER SYSTEMS | BVC-20S | Y | MACLEAN POWER SYSTEMS , BVC-20S |  |  | 4.16 | 2001-12-04 13:20 | Anjanece | 100 | 1400 | N | N
MACLEAN POWER SYSTEMS | BVC-20S | Y | MACLEAN POWER SYSTEMS , BVC-20S |  |  | 4.19 | 2001-12-04 13:20 | Anjanece | 100 | 1400 | N | N
MACLEAN POWER SYSTEMS | BVC-20S | Y | MACLEAN POWER SYSTEMS , BVC-20S |  |  | 4.2 | 2001-12-04 13:20 | Anjanece | 100 | 1400 | N | N
MACLEAN POWER SYSTEMS | BVC-20S | Y | MACLEAN POWER SYSTEMS , BVC-20S |  |  | 4.21 | 2001-12-04 13:20 | Anjanece | 100 | 1400 | N | N
MACLEAN POWER SYSTEMS | BVC-20S | Y | MACLEAN POWER SYSTEMS , BVC-20S |  |  | 4.22 | 2001-12-04 13:20 | Anjanece | 100 | 1400 | N | N
MACLEAN POWER SYSTEMS | BVC-20S | Y | MACLEAN POWER SYSTEMS , BVC-20S |  |  | 4.24 | 2001-12-04 13:20 | Anjanece | 100 | 1400 | N | N
MACLEAN POWER SYSTEMS | BVC-20S | Y | MACLEAN POWER SYSTEMS , BVC-20S |  |  | 5.01 | 2001-12-04 13:20 | Anjanece | 100 | 1400 | N | N
MACLEAN POWER SYSTEMS | BVC-20S | Y | MACLEAN POWER SYSTEMS , BVC-20S |  |  | 5.12 | 2001-12-04 13:20 | Anjanece | 100 | 1400 | N | N
MACLEAN POWER SYSTEMS | BVC-20S | Y | MACLEAN POWER SYSTEMS , BVC-20S |  |  | 5.33 | 2001-12-04 13:20 | Anjanece | 100 | 1400 | N | N
MACLEAN POWER SYSTEMS | BVC-20S | Y | MACLEAN POWER SYSTEMS , BVC-20S |  |  | 5.59 | 2001-12-04 13:20 | Anjanece | 100 | 1400 | N | N
MACLEAN POWER SYSTEMS | BVC-20S | Y | MACLEAN POWER SYSTEMS , BVC-20S |  |  | 6.14 | 2001-12-04 13:20 | Anjanece | 100 | 1400 | N | N
MACLEAN POWER SYSTEMS | BVC-20S | Y | MACLEAN POWER SYSTEMS , BVC-20S |  |  | 7.17 | 2001-12-04 13:20 | Anjanece | 100 | 1400 | N | N
MACLEAN POWER SYSTEMS | BVC-20S | Y | MACLEAN POWER SYSTEMS , BVC-20S |  |  | 7.27 | 2001-12-04 13:20 | Anjanece | 100 | 1400 | N | N
MACLEAN POWER SYSTEMS | BVC-20S | Y | MACLEAN POWER SYSTEMS , BVC-20S |  | Storm Stores | 0 | 2019-07-29 09:37 | Anjanece | 100 | 1400 | N | N
MACLEAN POWER SYSTEMS | BVC-20S | Y | MACLEAN POWER SYSTEMS , BVC-20S |  |  | 2.78 | 2019-07-29 09:37 | Anjanece | 100 | 1400 | N | N
MACLEAN POWER SYSTEMS | BVC-20S | Y | MACLEAN POWER SYSTEMS , BVC-20S |  |  | 3.53 | 2019-07-29 09:37 | Anjanece | 100 | 1400 | N | N
MACLEAN POWER SYSTEMS | BVC-20S | Y | MACLEAN POWER SYSTEMS , BVC-20S |  |  | 4.09 | 2019-07-29 09:37 | Anjanece | 100 | 1400 | N | N
MACLEAN POWER SYSTEMS | BVC-20S | Y | MACLEAN POWER SYSTEMS , BVC-20S |  |  | 4.28 | 2019-07-29 09:37 | Anjanece | 100 | 1400 | N | N
MACLEAN POWER SYSTEMS | BVC-20S | Y | MACLEAN POWER SYSTEMS , BVC-20S |  |  | 4.45 | 2019-07-29 09:37 | Anjanece | 100 | 1400 | N | N
PENN-UNION | FF-2/0 | Y | PENN-UNION , FF-2/0 | JEA UNDERGROUND DISTRIBUTION | CSC Stores | 1.54 | 2001-12-04 13:20 | Anjanece | 100 | 1400 | N | N
PENN-UNION | FF-2/0 | Y | PENN-UNION , FF-2/0 |  |  | 2.33 | 2001-12-04 13:20 | Anjanece | 100 | 1400 | N | N
PENN-UNION | FF-2/0 | Y | PENN-UNION , FF-2/0 |  |  | 2.71 | 2001-12-04 13:20 | Anjanece | 100 | 1400 | N | N
PENN-UNION | FF-2/0 | Y | PENN-UNION , FF-2/0 |  |  | 2.74 | 2001-12-04 13:20 | Anjanece | 100 | 1400 | N | N
PENN-UNION | FF-2/0 | Y | PENN-UNION , FF-2/0 |  |  | 2.75 | 2001-12-04 13:20 | Anjanece | 100 | 1400 | N | N
PENN-UNION | FF-2/0 | Y | PENN-UNION , FF-2/0 |  |  | 2.76 | 2001-12-04 13:20 | Anjanece | 100 | 1400 | N | N
PENN-UNION | FF-2/0 | Y | PENN-UNION , FF-2/0 |  |  | 2.77 | 2001-12-04 13:20 | Anjanece | 100 | 1400 | N | N
PENN-UNION | FF-2/0 | Y | PENN-UNION , FF-2/0 |  |  | 2.78 | 2001-12-04 13:20 | Anjanece | 100 | 1400 | N | N
PENN-UNION | FF-2/0 | Y | PENN-UNION , FF-2/0 |  |  | 2.81 | 2001-12-04 13:20 | Anjanece | 100 | 1400 | N | N
PENN-UNION | FF-2/0 | Y | PENN-UNION , FF-2/0 |  |  | 2.82 | 2001-12-04 13:20 | Anjanece | 100 | 1400 | N | N
PENN-UNION | FF-2/0 | Y | PENN-UNION , FF-2/0 |  |  | 2.83 | 2001-12-04 13:20 | Anjanece | 100 | 1400 | N | N
PENN-UNION | FF-2/0 | Y | PENN-UNION , FF-2/0 |  |  | 3.29 | 2001-12-04 13:20 | Anjanece | 100 | 1400 | N | N
PENN-UNION | FF-2/0 | Y | PENN-UNION , FF-2/0 |  |  | 3.78 | 2001-12-04 13:20 | Anjanece | 100 | 1400 | N | N
PENN-UNION | FF-2/0 | Y | PENN-UNION , FF-2/0 |  |  | 4.16 | 2001-12-04 13:20 | Anjanece | 100 | 1400 | N | N
PENN-UNION | FF-2/0 | Y | PENN-UNION , FF-2/0 |  |  | 4.19 | 2001-12-04 13:20 | Anjanece | 100 | 1400 | N | N
PENN-UNION | FF-2/0 | Y | PENN-UNION , FF-2/0 |  |  | 4.2 | 2001-12-04 13:20 | Anjanece | 100 | 1400 | N | N
PENN-UNION | FF-2/0 | Y | PENN-UNION , FF-2/0 |  |  | 4.21 | 2001-12-04 13:20 | Anjanece | 100 | 1400 | N | N
PENN-UNION | FF-2/0 | Y | PENN-UNION , FF-2/0 |  |  | 4.22 | 2001-12-04 13:20 | Anjanece | 100 | 1400 | N | N
PENN-UNION | FF-2/0 | Y | PENN-UNION , FF-2/0 |  |  | 4.24 | 2001-12-04 13:20 | Anjanece | 100 | 1400 | N | N
PENN-UNION | FF-2/0 | Y | PENN-UNION , FF-2/0 |  |  | 5.01 | 2001-12-04 13:20 | Anjanece | 100 | 1400 | N | N
PENN-UNION | FF-2/0 | Y | PENN-UNION , FF-2/0 |  |  | 5.12 | 2001-12-04 13:20 | Anjanece | 100 | 1400 | N | N
PENN-UNION | FF-2/0 | Y | PENN-UNION , FF-2/0 |  |  | 5.33 | 2001-12-04 13:20 | Anjanece | 100 | 1400 | N | N
PENN-UNION | FF-2/0 | Y | PENN-UNION , FF-2/0 |  |  | 5.59 | 2001-12-04 13:20 | Anjanece | 100 | 1400 | N | N
PENN-UNION | FF-2/0 | Y | PENN-UNION , FF-2/0 |  |  | 6.14 | 2001-12-04 13:20 | Anjanece | 100 | 1400 | N | N
PENN-UNION | FF-2/0 | Y | PENN-UNION , FF-2/0 |  |  | 7.17 | 2001-12-04 13:20 | Anjanece | 100 | 1400 | N | N
PENN-UNION | FF-2/0 | Y | PENN-UNION , FF-2/0 |  |  | 7.27 | 2001-12-04 13:20 | Anjanece | 100 | 1400 | N | N
PENN-UNION | FF-2/0 | Y | PENN-UNION , FF-2/0 |  | Storm Stores | 0 | 2019-07-29 09:37 | Anjanece | 100 | 1400 | N | N
PENN-UNION | FF-2/0 | Y | PENN-UNION , FF-2/0 |  |  | 2.78 | 2019-07-29 09:37 | Anjanece | 100 | 1400 | N | N
PENN-UNION | FF-2/0 | Y | PENN-UNION , FF-2/0 |  |  | 3.53 | 2019-07-29 09:37 | Anjanece | 100 | 1400 | N | N
PENN-UNION | FF-2/0 | Y | PENN-UNION , FF-2/0 |  |  | 4.09 | 2019-07-29 09:37 | Anjanece | 100 | 1400 | N | N
PENN-UNION | FF-2/0 | Y | PENN-UNION , FF-2/0 |  |  | 4.28 | 2019-07-29 09:37 | Anjanece | 100 | 1400 | N | N
PENN-UNION | FF-2/0 | Y | PENN-UNION , FF-2/0 |  |  | 4.45 | 2019-07-29 09:37 | Anjanece | 100 | 1400 | N | N
RICHARDS MFG. CO. | VC10S | Y | RICHARDS MFG. CO. , VC10S | JEA UNDERGROUND DISTRIBUTION | CSC Stores | 1.54 | 2001-12-04 13:20 | Anjanece | 100 | 1400 | N | N
RICHARDS MFG. CO. | VC10S | Y | RICHARDS MFG. CO. , VC10S |  |  | 2.33 | 2001-12-04 13:20 | Anjanece | 100 | 1400 | N | N
RICHARDS MFG. CO. | VC10S | Y | RICHARDS MFG. CO. , VC10S |  |  | 2.71 | 2001-12-04 13:20 | Anjanece | 100 | 1400 | N | N
RICHARDS MFG. CO. | VC10S | Y | RICHARDS MFG. CO. , VC10S |  |  | 2.74 | 2001-12-04 13:20 | Anjanece | 100 | 1400 | N | N
RICHARDS MFG. CO. | VC10S | Y | RICHARDS MFG. CO. , VC10S |  |  | 2.75 | 2001-12-04 13:20 | Anjanece | 100 | 1400 | N | N
RICHARDS MFG. CO. | VC10S | Y | RICHARDS MFG. CO. , VC10S |  |  | 2.76 | 2001-12-04 13:20 | Anjanece | 100 | 1400 | N | N
RICHARDS MFG. CO. | VC10S | Y | RICHARDS MFG. CO. , VC10S |  |  | 2.77 | 2001-12-04 13:20 | Anjanece | 100 | 1400 | N | N
RICHARDS MFG. CO. | VC10S | Y | RICHARDS MFG. CO. , VC10S |  |  | 2.78 | 2001-12-04 13:20 | Anjanece | 100 | 1400 | N | N
RICHARDS MFG. CO. | VC10S | Y | RICHARDS MFG. CO. , VC10S |  |  | 2.81 | 2001-12-04 13:20 | Anjanece | 100 | 1400 | N | N
RICHARDS MFG. CO. | VC10S | Y | RICHARDS MFG. CO. , VC10S |  |  | 2.82 | 2001-12-04 13:20 | Anjanece | 100 | 1400 | N | N
RICHARDS MFG. CO. | VC10S | Y | RICHARDS MFG. CO. , VC10S |  |  | 2.83 | 2001-12-04 13:20 | Anjanece | 100 | 1400 | N | N
RICHARDS MFG. CO. | VC10S | Y | RICHARDS MFG. CO. , VC10S |  |  | 3.29 | 2001-12-04 13:20 | Anjanece | 100 | 1400 | N | N
RICHARDS MFG. CO. | VC10S | Y | RICHARDS MFG. CO. , VC10S |  |  | 3.78 | 2001-12-04 13:20 | Anjanece | 100 | 1400 | N | N
RICHARDS MFG. CO. | VC10S | Y | RICHARDS MFG. CO. , VC10S |  |  | 4.16 | 2001-12-04 13:20 | Anjanece | 100 | 1400 | N | N
RICHARDS MFG. CO. | VC10S | Y | RICHARDS MFG. CO. , VC10S |  |  | 4.19 | 2001-12-04 13:20 | Anjanece | 100 | 1400 | N | N
RICHARDS MFG. CO. | VC10S | Y | RICHARDS MFG. CO. , VC10S |  |  | 4.2 | 2001-12-04 13:20 | Anjanece | 100 | 1400 | N | N
RICHARDS MFG. CO. | VC10S | Y | RICHARDS MFG. CO. , VC10S |  |  | 4.21 | 2001-12-04 13:20 | Anjanece | 100 | 1400 | N | N
RICHARDS MFG. CO. | VC10S | Y | RICHARDS MFG. CO. , VC10S |  |  | 4.22 | 2001-12-04 13:20 | Anjanece | 100 | 1400 | N | N
RICHARDS MFG. CO. | VC10S | Y | RICHARDS MFG. CO. , VC10S |  |  | 4.24 | 2001-12-04 13:20 | Anjanece | 100 | 1400 | N | N
RICHARDS MFG. CO. | VC10S | Y | RICHARDS MFG. CO. , VC10S |  |  | 5.01 | 2001-12-04 13:20 | Anjanece | 100 | 1400 | N | N
RICHARDS MFG. CO. | VC10S | Y | RICHARDS MFG. CO. , VC10S |  |  | 5.12 | 2001-12-04 13:20 | Anjanece | 100 | 1400 | N | N
RICHARDS MFG. CO. | VC10S | Y | RICHARDS MFG. CO. , VC10S |  |  | 5.33 | 2001-12-04 13:20 | Anjanece | 100 | 1400 | N | N
RICHARDS MFG. CO. | VC10S | Y | RICHARDS MFG. CO. , VC10S |  |  | 5.59 | 2001-12-04 13:20 | Anjanece | 100 | 1400 | N | N
RICHARDS MFG. CO. | VC10S | Y | RICHARDS MFG. CO. , VC10S |  |  | 6.14 | 2001-12-04 13:20 | Anjanece | 100 | 1400 | N | N
RICHARDS MFG. CO. | VC10S | Y | RICHARDS MFG. CO. , VC10S |  |  | 7.17 | 2001-12-04 13:20 | Anjanece | 100 | 1400 | N | N
RICHARDS MFG. CO. | VC10S | Y | RICHARDS MFG. CO. , VC10S |  |  | 7.27 | 2001-12-04 13:20 | Anjanece | 100 | 1400 | N | N
RICHARDS MFG. CO. | VC10S | Y | RICHARDS MFG. CO. , VC10S |  | Storm Stores | 0 | 2019-07-29 09:37 | Anjanece | 100 | 1400 | N | N
RICHARDS MFG. CO. | VC10S | Y | RICHARDS MFG. CO. , VC10S |  |  | 2.78 | 2019-07-29 09:37 | Anjanece | 100 | 1400 | N | N
RICHARDS MFG. CO. | VC10S | Y | RICHARDS MFG. CO. , VC10S |  |  | 3.53 | 2019-07-29 09:37 | Anjanece | 100 | 1400 | N | N
RICHARDS MFG. CO. | VC10S | Y | RICHARDS MFG. CO. , VC10S |  |  | 4.09 | 2019-07-29 09:37 | Anjanece | 100 | 1400 | N | N
RICHARDS MFG. CO. | VC10S | Y | RICHARDS MFG. CO. , VC10S |  |  | 4.28 | 2019-07-29 09:37 | Anjanece | 100 | 1400 | N | N
RICHARDS MFG. CO. | VC10S | Y | RICHARDS MFG. CO. , VC10S |  |  | 4.45 | 2019-07-29 09:37 | Anjanece | 100 | 1400 | N | N
CMC/BARFIELD MANUFACTURING | VC-40 | Y | CMC/BARFIELD MANUFACTURING , VC-40 | JEA UNDERGROUND DISTRIBUTION | CSC Stores | 3.56 | 2001-12-04 13:20 | Anjanece | 100 | 1400 | N | N
CMC/BARFIELD MANUFACTURING | VC-40 | Y | CMC/BARFIELD MANUFACTURING , VC-40 |  |  | 3.57 | 2001-12-04 13:20 | Anjanece | 100 | 1400 | N | N
CMC/BARFIELD MANUFACTURING | VC-40 | Y | CMC/BARFIELD MANUFACTURING , VC-40 |  |  | 3.58 | 2001-12-04 13:20 | Anjanece | 100 | 1400 | N | N
CMC/BARFIELD MANUFACTURING | VC-40 | Y | CMC/BARFIELD MANUFACTURING , VC-40 |  |  | 3.61 | 2001-12-04 13:20 | Anjanece | 100 | 1400 | N | N
CMC/BARFIELD MANUFACTURING | VC-40 | Y | CMC/BARFIELD MANUFACTURING , VC-40 |  |  | 3.63 | 2001-12-04 13:20 | Anjanece | 100 | 1400 | N | N
CMC/BARFIELD MANUFACTURING | VC-40 | Y | CMC/BARFIELD MANUFACTURING , VC-40 |  |  | 3.66 | 2001-12-04 13:20 | Anjanece | 100 | 1400 | N | N
CMC/BARFIELD MANUFACTURING | VC-40 | Y | CMC/BARFIELD MANUFACTURING , VC-40 |  |  | 3.93 | 2001-12-04 13:20 | Anjanece | 100 | 1400 | N | N
CMC/BARFIELD MANUFACTURING | VC-40 | Y | CMC/BARFIELD MANUFACTURING , VC-40 |  |  | 4.7 | 2001-12-04 13:20 | Anjanece | 100 | 1400 | N | N
CMC/BARFIELD MANUFACTURING | VC-40 | Y | CMC/BARFIELD MANUFACTURING , VC-40 |  |  | 4.73 | 2001-12-04 13:20 | Anjanece | 100 | 1400 | N | N
CMC/BARFIELD MANUFACTURING | VC-40 | Y | CMC/BARFIELD MANUFACTURING , VC-40 |  |  | 4.77 | 2001-12-04 13:20 | Anjanece | 100 | 1400 | N | N
CMC/BARFIELD MANUFACTURING | VC-40 | Y | CMC/BARFIELD MANUFACTURING , VC-40 |  |  | 4.78 | 2001-12-04 13:20 | Anjanece | 100 | 1400 | N | N
CMC/BARFIELD MANUFACTURING | VC-40 | Y | CMC/BARFIELD MANUFACTURING , VC-40 |  |  | 4.8 | 2001-12-04 13:20 | Anjanece | 100 | 1400 | N | N
CMC/BARFIELD MANUFACTURING | VC-40 | Y | CMC/BARFIELD MANUFACTURING , VC-40 |  |  | 4.82 | 2001-12-04 13:20 | Anjanece | 100 | 1400 | N | N
CMC/BARFIELD MANUFACTURING | VC-40 | Y | CMC/BARFIELD MANUFACTURING , VC-40 |  |  | 4.83 | 2001-12-04 13:20 | Anjanece | 100 | 1400 | N | N
CMC/BARFIELD MANUFACTURING | VC-40 | Y | CMC/BARFIELD MANUFACTURING , VC-40 |  |  | 4.84 | 2001-12-04 13:20 | Anjanece | 100 | 1400 | N | N
CMC/BARFIELD MANUFACTURING | VC-40 | Y | CMC/BARFIELD MANUFACTURING , VC-40 |  |  | 4.86 | 2001-12-04 13:20 | Anjanece | 100 | 1400 | N | N
CMC/BARFIELD MANUFACTURING | VC-40 | Y | CMC/BARFIELD MANUFACTURING , VC-40 |  |  | 5.03 | 2001-12-04 13:20 | Anjanece | 100 | 1400 | N | N
CMC/BARFIELD MANUFACTURING | VC-40 | Y | CMC/BARFIELD MANUFACTURING , VC-40 |  |  | 5.07 | 2001-12-04 13:20 | Anjanece | 100 | 1400 | N | N
CMC/BARFIELD MANUFACTURING | VC-40 | Y | CMC/BARFIELD MANUFACTURING , VC-40 |  |  | 5.09 | 2001-12-04 13:20 | Anjanece | 100 | 1400 | N | N
CMC/BARFIELD MANUFACTURING | VC-40 | Y | CMC/BARFIELD MANUFACTURING , VC-40 |  |  | 5.12 | 2001-12-04 13:20 | Anjanece | 100 | 1400 | N | N
CMC/BARFIELD MANUFACTURING | VC-40 | Y | CMC/BARFIELD MANUFACTURING , VC-40 |  |  | 5.13 | 2001-12-04 13:20 | Anjanece | 100 | 1400 | N | N
CMC/BARFIELD MANUFACTURING | VC-40 | Y | CMC/BARFIELD MANUFACTURING , VC-40 |  |  | 5.16 | 2001-12-04 13:20 | Anjanece | 100 | 1400 | N | N
CMC/BARFIELD MANUFACTURING | VC-40 | Y | CMC/BARFIELD MANUFACTURING , VC-40 |  |  | 5.19 | 2001-12-04 13:20 | Anjanece | 100 | 1400 | N | N
CMC/BARFIELD MANUFACTURING | VC-40 | Y | CMC/BARFIELD MANUFACTURING , VC-40 |  |  | 5.26 | 2001-12-04 13:20 | Anjanece | 100 | 1400 | N | N
CMC/BARFIELD MANUFACTURING | VC-40 | Y | CMC/BARFIELD MANUFACTURING , VC-40 |  |  | 5.36 | 2001-12-04 13:20 | Anjanece | 100 | 1400 | N | N
CMC/BARFIELD MANUFACTURING | VC-40 | Y | CMC/BARFIELD MANUFACTURING , VC-40 |  |  | 5.4 | 2001-12-04 13:20 | Anjanece | 100 | 1400 | N | N
CMC/BARFIELD MANUFACTURING | VC-40 | Y | CMC/BARFIELD MANUFACTURING , VC-40 |  |  | 5.63 | 2001-12-04 13:20 | Anjanece | 100 | 1400 | N | N
CMC/BARFIELD MANUFACTURING | VC-40 | Y | CMC/BARFIELD MANUFACTURING , VC-40 |  |  | 5.69 | 2001-12-04 13:20 | Anjanece | 100 | 1400 | N | N
CMC/BARFIELD MANUFACTURING | VC-40 | Y | CMC/BARFIELD MANUFACTURING , VC-40 |  |  | 5.83 | 2001-12-04 13:20 | Anjanece | 100 | 1400 | N | N
CMC/BARFIELD MANUFACTURING | VC-40 | Y | CMC/BARFIELD MANUFACTURING , VC-40 |  |  | 6.12 | 2001-12-04 13:20 | Anjanece | 100 | 1400 | N | N
CMC/BARFIELD MANUFACTURING | VC-40 | Y | CMC/BARFIELD MANUFACTURING , VC-40 |  |  | 6.2 | 2001-12-04 13:20 | Anjanece | 100 | 1400 | N | N
CMC/BARFIELD MANUFACTURING | VC-40 | Y | CMC/BARFIELD MANUFACTURING , VC-40 |  |  | 6.88 | 2001-12-04 13:20 | Anjanece | 100 | 1400 | N | N
CMC/BARFIELD MANUFACTURING | VC-40 | Y | CMC/BARFIELD MANUFACTURING , VC-40 |  |  | 7.14 | 2001-12-04 13:20 | Anjanece | 100 | 1400 | N | N
CMC/BARFIELD MANUFACTURING | VC-40 | Y | CMC/BARFIELD MANUFACTURING , VC-40 |  |  | 8.14 | 2001-12-04 13:20 | Anjanece | 100 | 1400 | N | N
CMC/BARFIELD MANUFACTURING | VC-40 | Y | CMC/BARFIELD MANUFACTURING , VC-40 |  |  | 9.99 | 2001-12-04 13:20 | Anjanece | 100 | 1400 | N | N
CMC/BARFIELD MANUFACTURING | VC-40 | Y | CMC/BARFIELD MANUFACTURING , VC-40 |  |  | 13.01 | 2001-12-04 13:20 | Anjanece | 100 | 1400 | N | N
CMC/BARFIELD MANUFACTURING | VC-40 | Y | CMC/BARFIELD MANUFACTURING , VC-40 |  |  | 16.15 | 2001-12-04 13:20 | Anjanece | 100 | 1400 | N | N
CMC/BARFIELD MANUFACTURING | VC-40 | Y | CMC/BARFIELD MANUFACTURING , VC-40 |  |  | 21.61 | 2001-12-04 13:20 | Anjanece | 100 | 1400 | N | N
CMC/BARFIELD MANUFACTURING | VC-40 | Y | CMC/BARFIELD MANUFACTURING , VC-40 |  | Storm Stores | 14.21 | 2022-09-23 12:49 | Anjanece | 100 | 1400 | N | N
CMC/BARFIELD MANUFACTURING | VC-40 | Y | CMC/BARFIELD MANUFACTURING , VC-40 |  |  | 21.61 | 2022-09-23 12:49 | Anjanece | 100 | 1400 | N | N
HOMAC | VGC4040 | Y | HOMAC , VGC4040 | JEA UNDERGROUND DISTRIBUTION | CSC Stores | 3.56 | 2001-12-04 13:20 | Anjanece | 100 | 1400 | N | N
HOMAC | VGC4040 | Y | HOMAC , VGC4040 |  |  | 3.57 | 2001-12-04 13:20 | Anjanece | 100 | 1400 | N | N
HOMAC | VGC4040 | Y | HOMAC , VGC4040 |  |  | 3.58 | 2001-12-04 13:20 | Anjanece | 100 | 1400 | N | N
HOMAC | VGC4040 | Y | HOMAC , VGC4040 |  |  | 3.61 | 2001-12-04 13:20 | Anjanece | 100 | 1400 | N | N
HOMAC | VGC4040 | Y | HOMAC , VGC4040 |  |  | 3.63 | 2001-12-04 13:20 | Anjanece | 100 | 1400 | N | N
HOMAC | VGC4040 | Y | HOMAC , VGC4040 |  |  | 3.66 | 2001-12-04 13:20 | Anjanece | 100 | 1400 | N | N
HOMAC | VGC4040 | Y | HOMAC , VGC4040 |  |  | 3.93 | 2001-12-04 13:20 | Anjanece | 100 | 1400 | N | N
HOMAC | VGC4040 | Y | HOMAC , VGC4040 |  |  | 4.7 | 2001-12-04 13:20 | Anjanece | 100 | 1400 | N | N
HOMAC | VGC4040 | Y | HOMAC , VGC4040 |  |  | 4.73 | 2001-12-04 13:20 | Anjanece | 100 | 1400 | N | N
HOMAC | VGC4040 | Y | HOMAC , VGC4040 |  |  | 4.77 | 2001-12-04 13:20 | Anjanece | 100 | 1400 | N | N
HOMAC | VGC4040 | Y | HOMAC , VGC4040 |  |  | 4.78 | 2001-12-04 13:20 | Anjanece | 100 | 1400 | N | N
HOMAC | VGC4040 | Y | HOMAC , VGC4040 |  |  | 4.8 | 2001-12-04 13:20 | Anjanece | 100 | 1400 | N | N
HOMAC | VGC4040 | Y | HOMAC , VGC4040 |  |  | 4.82 | 2001-12-04 13:20 | Anjanece | 100 | 1400 | N | N
HOMAC | VGC4040 | Y | HOMAC , VGC4040 |  |  | 4.83 | 2001-12-04 13:20 | Anjanece | 100 | 1400 | N | N
HOMAC | VGC4040 | Y | HOMAC , VGC4040 |  |  | 4.84 | 2001-12-04 13:20 | Anjanece | 100 | 1400 | N | N
HOMAC | VGC4040 | Y | HOMAC , VGC4040 |  |  | 4.86 | 2001-12-04 13:20 | Anjanece | 100 | 1400 | N | N
HOMAC | VGC4040 | Y | HOMAC , VGC4040 |  |  | 5.03 | 2001-12-04 13:20 | Anjanece | 100 | 1400 | N | N
HOMAC | VGC4040 | Y | HOMAC , VGC4040 |  |  | 5.07 | 2001-12-04 13:20 | Anjanece | 100 | 1400 | N | N
HOMAC | VGC4040 | Y | HOMAC , VGC4040 |  |  | 5.09 | 2001-12-04 13:20 | Anjanece | 100 | 1400 | N | N
HOMAC | VGC4040 | Y | HOMAC , VGC4040 |  |  | 5.12 | 2001-12-04 13:20 | Anjanece | 100 | 1400 | N | N
HOMAC | VGC4040 | Y | HOMAC , VGC4040 |  |  | 5.13 | 2001-12-04 13:20 | Anjanece | 100 | 1400 | N | N
HOMAC | VGC4040 | Y | HOMAC , VGC4040 |  |  | 5.16 | 2001-12-04 13:20 | Anjanece | 100 | 1400 | N | N
HOMAC | VGC4040 | Y | HOMAC , VGC4040 |  |  | 5.19 | 2001-12-04 13:20 | Anjanece | 100 | 1400 | N | N
HOMAC | VGC4040 | Y | HOMAC , VGC4040 |  |  | 5.26 | 2001-12-04 13:20 | Anjanece | 100 | 1400 | N | N
HOMAC | VGC4040 | Y | HOMAC , VGC4040 |  |  | 5.36 | 2001-12-04 13:20 | Anjanece | 100 | 1400 | N | N
HOMAC | VGC4040 | Y | HOMAC , VGC4040 |  |  | 5.4 | 2001-12-04 13:20 | Anjanece | 100 | 1400 | N | N
HOMAC | VGC4040 | Y | HOMAC , VGC4040 |  |  | 5.63 | 2001-12-04 13:20 | Anjanece | 100 | 1400 | N | N
HOMAC | VGC4040 | Y | HOMAC , VGC4040 |  |  | 5.69 | 2001-12-04 13:20 | Anjanece | 100 | 1400 | N | N
HOMAC | VGC4040 | Y | HOMAC , VGC4040 |  |  | 5.83 | 2001-12-04 13:20 | Anjanece | 100 | 1400 | N | N
HOMAC | VGC4040 | Y | HOMAC , VGC4040 |  |  | 6.12 | 2001-12-04 13:20 | Anjanece | 100 | 1400 | N | N
HOMAC | VGC4040 | Y | HOMAC , VGC4040 |  |  | 6.2 | 2001-12-04 13:20 | Anjanece | 100 | 1400 | N | N
HOMAC | VGC4040 | Y | HOMAC , VGC4040 |  |  | 6.88 | 2001-12-04 13:20 | Anjanece | 100 | 1400 | N | N
HOMAC | VGC4040 | Y | HOMAC , VGC4040 |  |  | 7.14 | 2001-12-04 13:20 | Anjanece | 100 | 1400 | N | N
HOMAC | VGC4040 | Y | HOMAC , VGC4040 |  |  | 8.14 | 2001-12-04 13:20 | Anjanece | 100 | 1400 | N | N
HOMAC | VGC4040 | Y | HOMAC , VGC4040 |  |  | 9.99 | 2001-12-04 13:20 | Anjanece | 100 | 1400 | N | N
HOMAC | VGC4040 | Y | HOMAC , VGC4040 |  |  | 13.01 | 2001-12-04 13:20 | Anjanece | 100 | 1400 | N | N
HOMAC | VGC4040 | Y | HOMAC , VGC4040 |  |  | 16.15 | 2001-12-04 13:20 | Anjanece | 100 | 1400 | N | N
HOMAC | VGC4040 | Y | HOMAC , VGC4040 |  |  | 21.61 | 2001-12-04 13:20 | Anjanece | 100 | 1400 | N | N
HOMAC | VGC4040 | Y | HOMAC , VGC4040 |  | Storm Stores | 14.21 | 2022-09-23 12:49 | Anjanece | 100 | 1400 | N | N
HOMAC | VGC4040 | Y | HOMAC , VGC4040 |  |  | 21.61 | 2022-09-23 12:49 | Anjanece | 100 | 1400 | N | N
HUBBELL | GC-5040 | Y | HUBBELL , GC-5040 | JEA UNDERGROUND DISTRIBUTION | CSC Stores | 3.56 | 2001-12-04 13:20 | Anjanece | 100 | 1400 | N | N
HUBBELL | GC-5040 | Y | HUBBELL , GC-5040 |  |  | 3.57 | 2001-12-04 13:20 | Anjanece | 100 | 1400 | N | N
HUBBELL | GC-5040 | Y | HUBBELL , GC-5040 |  |  | 3.58 | 2001-12-04 13:20 | Anjanece | 100 | 1400 | N | N
HUBBELL | GC-5040 | Y | HUBBELL , GC-5040 |  |  | 3.61 | 2001-12-04 13:20 | Anjanece | 100 | 1400 | N | N
HUBBELL | GC-5040 | Y | HUBBELL , GC-5040 |  |  | 3.63 | 2001-12-04 13:20 | Anjanece | 100 | 1400 | N | N
HUBBELL | GC-5040 | Y | HUBBELL , GC-5040 |  |  | 3.66 | 2001-12-04 13:20 | Anjanece | 100 | 1400 | N | N
HUBBELL | GC-5040 | Y | HUBBELL , GC-5040 |  |  | 3.93 | 2001-12-04 13:20 | Anjanece | 100 | 1400 | N | N
HUBBELL | GC-5040 | Y | HUBBELL , GC-5040 |  |  | 4.7 | 2001-12-04 13:20 | Anjanece | 100 | 1400 | N | N
HUBBELL | GC-5040 | Y | HUBBELL , GC-5040 |  |  | 4.73 | 2001-12-04 13:20 | Anjanece | 100 | 1400 | N | N
HUBBELL | GC-5040 | Y | HUBBELL , GC-5040 |  |  | 4.77 | 2001-12-04 13:20 | Anjanece | 100 | 1400 | N | N
HUBBELL | GC-5040 | Y | HUBBELL , GC-5040 |  |  | 4.78 | 2001-12-04 13:20 | Anjanece | 100 | 1400 | N | N
HUBBELL | GC-5040 | Y | HUBBELL , GC-5040 |  |  | 4.8 | 2001-12-04 13:20 | Anjanece | 100 | 1400 | N | N
HUBBELL | GC-5040 | Y | HUBBELL , GC-5040 |  |  | 4.82 | 2001-12-04 13:20 | Anjanece | 100 | 1400 | N | N
HUBBELL | GC-5040 | Y | HUBBELL , GC-5040 |  |  | 4.83 | 2001-12-04 13:20 | Anjanece | 100 | 1400 | N | N
HUBBELL | GC-5040 | Y | HUBBELL , GC-5040 |  |  | 4.84 | 2001-12-04 13:20 | Anjanece | 100 | 1400 | N | N
HUBBELL | GC-5040 | Y | HUBBELL , GC-5040 |  |  | 4.86 | 2001-12-04 13:20 | Anjanece | 100 | 1400 | N | N
HUBBELL | GC-5040 | Y | HUBBELL , GC-5040 |  |  | 5.03 | 2001-12-04 13:20 | Anjanece | 100 | 1400 | N | N
HUBBELL | GC-5040 | Y | HUBBELL , GC-5040 |  |  | 5.07 | 2001-12-04 13:20 | Anjanece | 100 | 1400 | N | N
HUBBELL | GC-5040 | Y | HUBBELL , GC-5040 |  |  | 5.09 | 2001-12-04 13:20 | Anjanece | 100 | 1400 | N | N
HUBBELL | GC-5040 | Y | HUBBELL , GC-5040 |  |  | 5.12 | 2001-12-04 13:20 | Anjanece | 100 | 1400 | N | N
HUBBELL | GC-5040 | Y | HUBBELL , GC-5040 |  |  | 5.13 | 2001-12-04 13:20 | Anjanece | 100 | 1400 | N | N
HUBBELL | GC-5040 | Y | HUBBELL , GC-5040 |  |  | 5.16 | 2001-12-04 13:20 | Anjanece | 100 | 1400 | N | N
HUBBELL | GC-5040 | Y | HUBBELL , GC-5040 |  |  | 5.19 | 2001-12-04 13:20 | Anjanece | 100 | 1400 | N | N
HUBBELL | GC-5040 | Y | HUBBELL , GC-5040 |  |  | 5.26 | 2001-12-04 13:20 | Anjanece | 100 | 1400 | N | N
HUBBELL | GC-5040 | Y | HUBBELL , GC-5040 |  |  | 5.36 | 2001-12-04 13:20 | Anjanece | 100 | 1400 | N | N
HUBBELL | GC-5040 | Y | HUBBELL , GC-5040 |  |  | 5.4 | 2001-12-04 13:20 | Anjanece | 100 | 1400 | N | N
HUBBELL | GC-5040 | Y | HUBBELL , GC-5040 |  |  | 5.63 | 2001-12-04 13:20 | Anjanece | 100 | 1400 | N | N
HUBBELL | GC-5040 | Y | HUBBELL , GC-5040 |  |  | 5.69 | 2001-12-04 13:20 | Anjanece | 100 | 1400 | N | N
HUBBELL | GC-5040 | Y | HUBBELL , GC-5040 |  |  | 5.83 | 2001-12-04 13:20 | Anjanece | 100 | 1400 | N | N
HUBBELL | GC-5040 | Y | HUBBELL , GC-5040 |  |  | 6.12 | 2001-12-04 13:20 | Anjanece | 100 | 1400 | N | N
HUBBELL | GC-5040 | Y | HUBBELL , GC-5040 |  |  | 6.2 | 2001-12-04 13:20 | Anjanece | 100 | 1400 | N | N
HUBBELL | GC-5040 | Y | HUBBELL , GC-5040 |  |  | 6.88 | 2001-12-04 13:20 | Anjanece | 100 | 1400 | N | N
HUBBELL | GC-5040 | Y | HUBBELL , GC-5040 |  |  | 7.14 | 2001-12-04 13:20 | Anjanece | 100 | 1400 | N | N
HUBBELL | GC-5040 | Y | HUBBELL , GC-5040 |  |  | 8.14 | 2001-12-04 13:20 | Anjanece | 100 | 1400 | N | N
HUBBELL | GC-5040 | Y | HUBBELL , GC-5040 |  |  | 9.99 | 2001-12-04 13:20 | Anjanece | 100 | 1400 | N | N
HUBBELL | GC-5040 | Y | HUBBELL , GC-5040 |  |  | 13.01 | 2001-12-04 13:20 | Anjanece | 100 | 1400 | N | N
HUBBELL | GC-5040 | Y | HUBBELL , GC-5040 |  |  | 16.15 | 2001-12-04 13:20 | Anjanece | 100 | 1400 | N | N
HUBBELL | GC-5040 | Y | HUBBELL , GC-5040 |  |  | 21.61 | 2001-12-04 13:20 | Anjanece | 100 | 1400 | N | N
HUBBELL | GC-5040 | Y | HUBBELL , GC-5040 |  | Storm Stores | 14.21 | 2022-09-23 12:49 | Anjanece | 100 | 1400 | N | N
HUBBELL | GC-5040 | Y | HUBBELL , GC-5040 |  |  | 21.61 | 2022-09-23 12:49 | Anjanece | 100 | 1400 | N | N
MACLEAN POWER SYSTEMS | BVC-40 | Y | MACLEAN POWER SYSTEMS , BVC-40 | JEA UNDERGROUND DISTRIBUTION | CSC Stores | 3.56 | 2001-12-04 13:20 | Anjanece | 100 | 1400 | N | N
MACLEAN POWER SYSTEMS | BVC-40 | Y | MACLEAN POWER SYSTEMS , BVC-40 |  |  | 3.57 | 2001-12-04 13:20 | Anjanece | 100 | 1400 | N | N
MACLEAN POWER SYSTEMS | BVC-40 | Y | MACLEAN POWER SYSTEMS , BVC-40 |  |  | 3.58 | 2001-12-04 13:20 | Anjanece | 100 | 1400 | N | N
MACLEAN POWER SYSTEMS | BVC-40 | Y | MACLEAN POWER SYSTEMS , BVC-40 |  |  | 3.61 | 2001-12-04 13:20 | Anjanece | 100 | 1400 | N | N
MACLEAN POWER SYSTEMS | BVC-40 | Y | MACLEAN POWER SYSTEMS , BVC-40 |  |  | 3.63 | 2001-12-04 13:20 | Anjanece | 100 | 1400 | N | N
MACLEAN POWER SYSTEMS | BVC-40 | Y | MACLEAN POWER SYSTEMS , BVC-40 |  |  | 3.66 | 2001-12-04 13:20 | Anjanece | 100 | 1400 | N | N
MACLEAN POWER SYSTEMS | BVC-40 | Y | MACLEAN POWER SYSTEMS , BVC-40 |  |  | 3.93 | 2001-12-04 13:20 | Anjanece | 100 | 1400 | N | N
MACLEAN POWER SYSTEMS | BVC-40 | Y | MACLEAN POWER SYSTEMS , BVC-40 |  |  | 4.7 | 2001-12-04 13:20 | Anjanece | 100 | 1400 | N | N
MACLEAN POWER SYSTEMS | BVC-40 | Y | MACLEAN POWER SYSTEMS , BVC-40 |  |  | 4.73 | 2001-12-04 13:20 | Anjanece | 100 | 1400 | N | N
MACLEAN POWER SYSTEMS | BVC-40 | Y | MACLEAN POWER SYSTEMS , BVC-40 |  |  | 4.77 | 2001-12-04 13:20 | Anjanece | 100 | 1400 | N | N
MACLEAN POWER SYSTEMS | BVC-40 | Y | MACLEAN POWER SYSTEMS , BVC-40 |  |  | 4.78 | 2001-12-04 13:20 | Anjanece | 100 | 1400 | N | N
MACLEAN POWER SYSTEMS | BVC-40 | Y | MACLEAN POWER SYSTEMS , BVC-40 |  |  | 4.8 | 2001-12-04 13:20 | Anjanece | 100 | 1400 | N | N
MACLEAN POWER SYSTEMS | BVC-40 | Y | MACLEAN POWER SYSTEMS , BVC-40 |  |  | 4.82 | 2001-12-04 13:20 | Anjanece | 100 | 1400 | N | N
MACLEAN POWER SYSTEMS | BVC-40 | Y | MACLEAN POWER SYSTEMS , BVC-40 |  |  | 4.83 | 2001-12-04 13:20 | Anjanece | 100 | 1400 | N | N
MACLEAN POWER SYSTEMS | BVC-40 | Y | MACLEAN POWER SYSTEMS , BVC-40 |  |  | 4.84 | 2001-12-04 13:20 | Anjanece | 100 | 1400 | N | N
MACLEAN POWER SYSTEMS | BVC-40 | Y | MACLEAN POWER SYSTEMS , BVC-40 |  |  | 4.86 | 2001-12-04 13:20 | Anjanece | 100 | 1400 | N | N
MACLEAN POWER SYSTEMS | BVC-40 | Y | MACLEAN POWER SYSTEMS , BVC-40 |  |  | 5.03 | 2001-12-04 13:20 | Anjanece | 100 | 1400 | N | N
MACLEAN POWER SYSTEMS | BVC-40 | Y | MACLEAN POWER SYSTEMS , BVC-40 |  |  | 5.07 | 2001-12-04 13:20 | Anjanece | 100 | 1400 | N | N
MACLEAN POWER SYSTEMS | BVC-40 | Y | MACLEAN POWER SYSTEMS , BVC-40 |  |  | 5.09 | 2001-12-04 13:20 | Anjanece | 100 | 1400 | N | N
MACLEAN POWER SYSTEMS | BVC-40 | Y | MACLEAN POWER SYSTEMS , BVC-40 |  |  | 5.12 | 2001-12-04 13:20 | Anjanece | 100 | 1400 | N | N
MACLEAN POWER SYSTEMS | BVC-40 | Y | MACLEAN POWER SYSTEMS , BVC-40 |  |  | 5.13 | 2001-12-04 13:20 | Anjanece | 100 | 1400 | N | N
MACLEAN POWER SYSTEMS | BVC-40 | Y | MACLEAN POWER SYSTEMS , BVC-40 |  |  | 5.16 | 2001-12-04 13:20 | Anjanece | 100 | 1400 | N | N
MACLEAN POWER SYSTEMS | BVC-40 | Y | MACLEAN POWER SYSTEMS , BVC-40 |  |  | 5.19 | 2001-12-04 13:20 | Anjanece | 100 | 1400 | N | N
MACLEAN POWER SYSTEMS | BVC-40 | Y | MACLEAN POWER SYSTEMS , BVC-40 |  |  | 5.26 | 2001-12-04 13:20 | Anjanece | 100 | 1400 | N | N
MACLEAN POWER SYSTEMS | BVC-40 | Y | MACLEAN POWER SYSTEMS , BVC-40 |  |  | 5.36 | 2001-12-04 13:20 | Anjanece | 100 | 1400 | N | N
MACLEAN POWER SYSTEMS | BVC-40 | Y | MACLEAN POWER SYSTEMS , BVC-40 |  |  | 5.4 | 2001-12-04 13:20 | Anjanece | 100 | 1400 | N | N
MACLEAN POWER SYSTEMS | BVC-40 | Y | MACLEAN POWER SYSTEMS , BVC-40 |  |  | 5.63 | 2001-12-04 13:20 | Anjanece | 100 | 1400 | N | N
MACLEAN POWER SYSTEMS | BVC-40 | Y | MACLEAN POWER SYSTEMS , BVC-40 |  |  | 5.69 | 2001-12-04 13:20 | Anjanece | 100 | 1400 | N | N
MACLEAN POWER SYSTEMS | BVC-40 | Y | MACLEAN POWER SYSTEMS , BVC-40 |  |  | 5.83 | 2001-12-04 13:20 | Anjanece | 100 | 1400 | N | N
MACLEAN POWER SYSTEMS | BVC-40 | Y | MACLEAN POWER SYSTEMS , BVC-40 |  |  | 6.12 | 2001-12-04 13:20 | Anjanece | 100 | 1400 | N | N
MACLEAN POWER SYSTEMS | BVC-40 | Y | MACLEAN POWER SYSTEMS , BVC-40 |  |  | 6.2 | 2001-12-04 13:20 | Anjanece | 100 | 1400 | N | N
MACLEAN POWER SYSTEMS | BVC-40 | Y | MACLEAN POWER SYSTEMS , BVC-40 |  |  | 6.88 | 2001-12-04 13:20 | Anjanece | 100 | 1400 | N | N
MACLEAN POWER SYSTEMS | BVC-40 | Y | MACLEAN POWER SYSTEMS , BVC-40 |  |  | 7.14 | 2001-12-04 13:20 | Anjanece | 100 | 1400 | N | N
MACLEAN POWER SYSTEMS | BVC-40 | Y | MACLEAN POWER SYSTEMS , BVC-40 |  |  | 8.14 | 2001-12-04 13:20 | Anjanece | 100 | 1400 | N | N
MACLEAN POWER SYSTEMS | BVC-40 | Y | MACLEAN POWER SYSTEMS , BVC-40 |  |  | 9.99 | 2001-12-04 13:20 | Anjanece | 100 | 1400 | N | N
MACLEAN POWER SYSTEMS | BVC-40 | Y | MACLEAN POWER SYSTEMS , BVC-40 |  |  | 13.01 | 2001-12-04 13:20 | Anjanece | 100 | 1400 | N | N
MACLEAN POWER SYSTEMS | BVC-40 | Y | MACLEAN POWER SYSTEMS , BVC-40 |  |  | 16.15 | 2001-12-04 13:20 | Anjanece | 100 | 1400 | N | N
MACLEAN POWER SYSTEMS | BVC-40 | Y | MACLEAN POWER SYSTEMS , BVC-40 |  |  | 21.61 | 2001-12-04 13:20 | Anjanece | 100 | 1400 | N | N
MACLEAN POWER SYSTEMS | BVC-40 | Y | MACLEAN POWER SYSTEMS , BVC-40 |  | Storm Stores | 14.21 | 2022-09-23 12:49 | Anjanece | 100 | 1400 | N | N
MACLEAN POWER SYSTEMS | BVC-40 | Y | MACLEAN POWER SYSTEMS , BVC-40 |  |  | 21.61 | 2022-09-23 12:49 | Anjanece | 100 | 1400 | N | N
PENN-UNION | FF-4/0 | Y | PENN-UNION , FF-4/0 | JEA UNDERGROUND DISTRIBUTION | CSC Stores | 3.56 | 2001-12-04 13:20 | Anjanece | 100 | 1400 | N | N
PENN-UNION | FF-4/0 | Y | PENN-UNION , FF-4/0 |  |  | 3.57 | 2001-12-04 13:20 | Anjanece | 100 | 1400 | N | N
PENN-UNION | FF-4/0 | Y | PENN-UNION , FF-4/0 |  |  | 3.58 | 2001-12-04 13:20 | Anjanece | 100 | 1400 | N | N
PENN-UNION | FF-4/0 | Y | PENN-UNION , FF-4/0 |  |  | 3.61 | 2001-12-04 13:20 | Anjanece | 100 | 1400 | N | N
PENN-UNION | FF-4/0 | Y | PENN-UNION , FF-4/0 |  |  | 3.63 | 2001-12-04 13:20 | Anjanece | 100 | 1400 | N | N
PENN-UNION | FF-4/0 | Y | PENN-UNION , FF-4/0 |  |  | 3.66 | 2001-12-04 13:20 | Anjanece | 100 | 1400 | N | N
PENN-UNION | FF-4/0 | Y | PENN-UNION , FF-4/0 |  |  | 3.93 | 2001-12-04 13:20 | Anjanece | 100 | 1400 | N | N
PENN-UNION | FF-4/0 | Y | PENN-UNION , FF-4/0 |  |  | 4.7 | 2001-12-04 13:20 | Anjanece | 100 | 1400 | N | N
PENN-UNION | FF-4/0 | Y | PENN-UNION , FF-4/0 |  |  | 4.73 | 2001-12-04 13:20 | Anjanece | 100 | 1400 | N | N
PENN-UNION | FF-4/0 | Y | PENN-UNION , FF-4/0 |  |  | 4.77 | 2001-12-04 13:20 | Anjanece | 100 | 1400 | N | N
PENN-UNION | FF-4/0 | Y | PENN-UNION , FF-4/0 |  |  | 4.78 | 2001-12-04 13:20 | Anjanece | 100 | 1400 | N | N
PENN-UNION | FF-4/0 | Y | PENN-UNION , FF-4/0 |  |  | 4.8 | 2001-12-04 13:20 | Anjanece | 100 | 1400 | N | N
PENN-UNION | FF-4/0 | Y | PENN-UNION , FF-4/0 |  |  | 4.82 | 2001-12-04 13:20 | Anjanece | 100 | 1400 | N | N
PENN-UNION | FF-4/0 | Y | PENN-UNION , FF-4/0 |  |  | 4.83 | 2001-12-04 13:20 | Anjanece | 100 | 1400 | N | N
PENN-UNION | FF-4/0 | Y | PENN-UNION , FF-4/0 |  |  | 4.84 | 2001-12-04 13:20 | Anjanece | 100 | 1400 | N | N
PENN-UNION | FF-4/0 | Y | PENN-UNION , FF-4/0 |  |  | 4.86 | 2001-12-04 13:20 | Anjanece | 100 | 1400 | N | N
PENN-UNION | FF-4/0 | Y | PENN-UNION , FF-4/0 |  |  | 5.03 | 2001-12-04 13:20 | Anjanece | 100 | 1400 | N | N
PENN-UNION | FF-4/0 | Y | PENN-UNION , FF-4/0 |  |  | 5.07 | 2001-12-04 13:20 | Anjanece | 100 | 1400 | N | N
PENN-UNION | FF-4/0 | Y | PENN-UNION , FF-4/0 |  |  | 5.09 | 2001-12-04 13:20 | Anjanece | 100 | 1400 | N | N
PENN-UNION | FF-4/0 | Y | PENN-UNION , FF-4/0 |  |  | 5.12 | 2001-12-04 13:20 | Anjanece | 100 | 1400 | N | N
PENN-UNION | FF-4/0 | Y | PENN-UNION , FF-4/0 |  |  | 5.13 | 2001-12-04 13:20 | Anjanece | 100 | 1400 | N | N
PENN-UNION | FF-4/0 | Y | PENN-UNION , FF-4/0 |  |  | 5.16 | 2001-12-04 13:20 | Anjanece | 100 | 1400 | N | N
PENN-UNION | FF-4/0 | Y | PENN-UNION , FF-4/0 |  |  | 5.19 | 2001-12-04 13:20 | Anjanece | 100 | 1400 | N | N
PENN-UNION | FF-4/0 | Y | PENN-UNION , FF-4/0 |  |  | 5.26 | 2001-12-04 13:20 | Anjanece | 100 | 1400 | N | N
PENN-UNION | FF-4/0 | Y | PENN-UNION , FF-4/0 |  |  | 5.36 | 2001-12-04 13:20 | Anjanece | 100 | 1400 | N | N
PENN-UNION | FF-4/0 | Y | PENN-UNION , FF-4/0 |  |  | 5.4 | 2001-12-04 13:20 | Anjanece | 100 | 1400 | N | N
PENN-UNION | FF-4/0 | Y | PENN-UNION , FF-4/0 |  |  | 5.63 | 2001-12-04 13:20 | Anjanece | 100 | 1400 | N | N
PENN-UNION | FF-4/0 | Y | PENN-UNION , FF-4/0 |  |  | 5.69 | 2001-12-04 13:20 | Anjanece | 100 | 1400 | N | N
PENN-UNION | FF-4/0 | Y | PENN-UNION , FF-4/0 |  |  | 5.83 | 2001-12-04 13:20 | Anjanece | 100 | 1400 | N | N
PENN-UNION | FF-4/0 | Y | PENN-UNION , FF-4/0 |  |  | 6.12 | 2001-12-04 13:20 | Anjanece | 100 | 1400 | N | N
PENN-UNION | FF-4/0 | Y | PENN-UNION , FF-4/0 |  |  | 6.2 | 2001-12-04 13:20 | Anjanece | 100 | 1400 | N | N
PENN-UNION | FF-4/0 | Y | PENN-UNION , FF-4/0 |  |  | 6.88 | 2001-12-04 13:20 | Anjanece | 100 | 1400 | N | N
PENN-UNION | FF-4/0 | Y | PENN-UNION , FF-4/0 |  |  | 7.14 | 2001-12-04 13:20 | Anjanece | 100 | 1400 | N | N
PENN-UNION | FF-4/0 | Y | PENN-UNION , FF-4/0 |  |  | 8.14 | 2001-12-04 13:20 | Anjanece | 100 | 1400 | N | N
PENN-UNION | FF-4/0 | Y | PENN-UNION , FF-4/0 |  |  | 9.99 | 2001-12-04 13:20 | Anjanece | 100 | 1400 | N | N
PENN-UNION | FF-4/0 | Y | PENN-UNION , FF-4/0 |  |  | 13.01 | 2001-12-04 13:20 | Anjanece | 100 | 1400 | N | N
PENN-UNION | FF-4/0 | Y | PENN-UNION , FF-4/0 |  |  | 16.15 | 2001-12-04 13:20 | Anjanece | 100 | 1400 | N | N
PENN-UNION | FF-4/0 | Y | PENN-UNION , FF-4/0 |  |  | 21.61 | 2001-12-04 13:20 | Anjanece | 100 | 1400 | N | N
PENN-UNION | FF-4/0 | Y | PENN-UNION , FF-4/0 |  | Storm Stores | 14.21 | 2022-09-23 12:49 | Anjanece | 100 | 1400 | N | N
PENN-UNION | FF-4/0 | Y | PENN-UNION , FF-4/0 |  |  | 21.61 | 2022-09-23 12:49 | Anjanece | 100 | 1400 | N | N
RICHARDS MFG. CO. | VC12 | Y | RICHARDS MFG. CO. , VC12 | JEA UNDERGROUND DISTRIBUTION | CSC Stores | 3.56 | 2001-12-04 13:20 | Anjanece | 100 | 1400 | N | N
RICHARDS MFG. CO. | VC12 | Y | RICHARDS MFG. CO. , VC12 |  |  | 3.57 | 2001-12-04 13:20 | Anjanece | 100 | 1400 | N | N
RICHARDS MFG. CO. | VC12 | Y | RICHARDS MFG. CO. , VC12 |  |  | 3.58 | 2001-12-04 13:20 | Anjanece | 100 | 1400 | N | N
RICHARDS MFG. CO. | VC12 | Y | RICHARDS MFG. CO. , VC12 |  |  | 3.61 | 2001-12-04 13:20 | Anjanece | 100 | 1400 | N | N
RICHARDS MFG. CO. | VC12 | Y | RICHARDS MFG. CO. , VC12 |  |  | 3.63 | 2001-12-04 13:20 | Anjanece | 100 | 1400 | N | N
RICHARDS MFG. CO. | VC12 | Y | RICHARDS MFG. CO. , VC12 |  |  | 3.66 | 2001-12-04 13:20 | Anjanece | 100 | 1400 | N | N
RICHARDS MFG. CO. | VC12 | Y | RICHARDS MFG. CO. , VC12 |  |  | 3.93 | 2001-12-04 13:20 | Anjanece | 100 | 1400 | N | N
RICHARDS MFG. CO. | VC12 | Y | RICHARDS MFG. CO. , VC12 |  |  | 4.7 | 2001-12-04 13:20 | Anjanece | 100 | 1400 | N | N
RICHARDS MFG. CO. | VC12 | Y | RICHARDS MFG. CO. , VC12 |  |  | 4.73 | 2001-12-04 13:20 | Anjanece | 100 | 1400 | N | N
RICHARDS MFG. CO. | VC12 | Y | RICHARDS MFG. CO. , VC12 |  |  | 4.77 | 2001-12-04 13:20 | Anjanece | 100 | 1400 | N | N
RICHARDS MFG. CO. | VC12 | Y | RICHARDS MFG. CO. , VC12 |  |  | 4.78 | 2001-12-04 13:20 | Anjanece | 100 | 1400 | N | N
RICHARDS MFG. CO. | VC12 | Y | RICHARDS MFG. CO. , VC12 |  |  | 4.8 | 2001-12-04 13:20 | Anjanece | 100 | 1400 | N | N
RICHARDS MFG. CO. | VC12 | Y | RICHARDS MFG. CO. , VC12 |  |  | 4.82 | 2001-12-04 13:20 | Anjanece | 100 | 1400 | N | N
RICHARDS MFG. CO. | VC12 | Y | RICHARDS MFG. CO. , VC12 |  |  | 4.83 | 2001-12-04 13:20 | Anjanece | 100 | 1400 | N | N
RICHARDS MFG. CO. | VC12 | Y | RICHARDS MFG. CO. , VC12 |  |  | 4.84 | 2001-12-04 13:20 | Anjanece | 100 | 1400 | N | N
RICHARDS MFG. CO. | VC12 | Y | RICHARDS MFG. CO. , VC12 |  |  | 4.86 | 2001-12-04 13:20 | Anjanece | 100 | 1400 | N | N
RICHARDS MFG. CO. | VC12 | Y | RICHARDS MFG. CO. , VC12 |  |  | 5.03 | 2001-12-04 13:20 | Anjanece | 100 | 1400 | N | N
RICHARDS MFG. CO. | VC12 | Y | RICHARDS MFG. CO. , VC12 |  |  | 5.07 | 2001-12-04 13:20 | Anjanece | 100 | 1400 | N | N
RICHARDS MFG. CO. | VC12 | Y | RICHARDS MFG. CO. , VC12 |  |  | 5.09 | 2001-12-04 13:20 | Anjanece | 100 | 1400 | N | N
RICHARDS MFG. CO. | VC12 | Y | RICHARDS MFG. CO. , VC12 |  |  | 5.12 | 2001-12-04 13:20 | Anjanece | 100 | 1400 | N | N
RICHARDS MFG. CO. | VC12 | Y | RICHARDS MFG. CO. , VC12 |  |  | 5.13 | 2001-12-04 13:20 | Anjanece | 100 | 1400 | N | N
RICHARDS MFG. CO. | VC12 | Y | RICHARDS MFG. CO. , VC12 |  |  | 5.16 | 2001-12-04 13:20 | Anjanece | 100 | 1400 | N | N
RICHARDS MFG. CO. | VC12 | Y | RICHARDS MFG. CO. , VC12 |  |  | 5.19 | 2001-12-04 13:20 | Anjanece | 100 | 1400 | N | N
RICHARDS MFG. CO. | VC12 | Y | RICHARDS MFG. CO. , VC12 |  |  | 5.26 | 2001-12-04 13:20 | Anjanece | 100 | 1400 | N | N
RICHARDS MFG. CO. | VC12 | Y | RICHARDS MFG. CO. , VC12 |  |  | 5.36 | 2001-12-04 13:20 | Anjanece | 100 | 1400 | N | N
RICHARDS MFG. CO. | VC12 | Y | RICHARDS MFG. CO. , VC12 |  |  | 5.4 | 2001-12-04 13:20 | Anjanece | 100 | 1400 | N | N
RICHARDS MFG. CO. | VC12 | Y | RICHARDS MFG. CO. , VC12 |  |  | 5.63 | 2001-12-04 13:20 | Anjanece | 100 | 1400 | N | N
RICHARDS MFG. CO. | VC12 | Y | RICHARDS MFG. CO. , VC12 |  |  | 5.69 | 2001-12-04 13:20 | Anjanece | 100 | 1400 | N | N
RICHARDS MFG. CO. | VC12 | Y | RICHARDS MFG. CO. , VC12 |  |  | 5.83 | 2001-12-04 13:20 | Anjanece | 100 | 1400 | N | N
RICHARDS MFG. CO. | VC12 | Y | RICHARDS MFG. CO. , VC12 |  |  | 6.12 | 2001-12-04 13:20 | Anjanece | 100 | 1400 | N | N
RICHARDS MFG. CO. | VC12 | Y | RICHARDS MFG. CO. , VC12 |  |  | 6.2 | 2001-12-04 13:20 | Anjanece | 100 | 1400 | N | N
RICHARDS MFG. CO. | VC12 | Y | RICHARDS MFG. CO. , VC12 |  |  | 6.88 | 2001-12-04 13:20 | Anjanece | 100 | 1400 | N | N
RICHARDS MFG. CO. | VC12 | Y | RICHARDS MFG. CO. , VC12 |  |  | 7.14 | 2001-12-04 13:20 | Anjanece | 100 | 1400 | N | N
RICHARDS MFG. CO. | VC12 | Y | RICHARDS MFG. CO. , VC12 |  |  | 8.14 | 2001-12-04 13:20 | Anjanece | 100 | 1400 | N | N
RICHARDS MFG. CO. | VC12 | Y | RICHARDS MFG. CO. , VC12 |  |  | 9.99 | 2001-12-04 13:20 | Anjanece | 100 | 1400 | N | N
RICHARDS MFG. CO. | VC12 | Y | RICHARDS MFG. CO. , VC12 |  |  | 13.01 | 2001-12-04 13:20 | Anjanece | 100 | 1400 | N | N
RICHARDS MFG. CO. | VC12 | Y | RICHARDS MFG. CO. , VC12 |  |  | 16.15 | 2001-12-04 13:20 | Anjanece | 100 | 1400 | N | N
RICHARDS MFG. CO. | VC12 | Y | RICHARDS MFG. CO. , VC12 |  |  | 21.61 | 2001-12-04 13:20 | Anjanece | 100 | 1400 | N | N
RICHARDS MFG. CO. | VC12 | Y | RICHARDS MFG. CO. , VC12 |  | Storm Stores | 14.21 | 2022-09-23 12:49 | Anjanece | 100 | 1400 | N | N
RICHARDS MFG. CO. | VC12 | Y | RICHARDS MFG. CO. , VC12 |  |  | 21.61 | 2022-09-23 12:49 | Anjanece | 100 | 1400 | N | N
THOMAS AND BETTS | RC55 | Y | THOMAS AND BETTS , RC55 | JEA SUBSTATION | CSC Stores | 0.37 | 1992-01-14 | John | 100 | 0 | N | N
THOMAS AND BETTS | RC55 | Y | THOMAS AND BETTS , RC55 |  |  | 0.42 | 1992-01-14 | John | 100 | 0 | N | N
THOMAS AND BETTS | RC55 | Y | THOMAS AND BETTS , RC55 |  |  | 0.44 | 1992-01-14 | John | 100 | 0 | N | N
THOMAS AND BETTS | RC55 | Y | THOMAS AND BETTS , RC55 |  |  | 0.45 | 1992-01-14 | John | 100 | 0 | N | N
THOMAS AND BETTS | RC55 | Y | THOMAS AND BETTS , RC55 |  |  | 0.48 | 1992-01-14 | John | 100 | 0 | N | N
THOMAS AND BETTS | RC55 | Y | THOMAS AND BETTS , RC55 |  |  | 0.49 | 1992-01-14 | John | 100 | 0 | N | N
THOMAS AND BETTS | RC55 | Y | THOMAS AND BETTS , RC55 |  |  | 0.54 | 1992-01-14 | John | 100 | 0 | N | N
THOMAS AND BETTS | RC55 | Y | THOMAS AND BETTS , RC55 |  |  | 0.57 | 1992-01-14 | John | 100 | 0 | N | N
THOMAS AND BETTS | RC55 | Y | THOMAS AND BETTS , RC55 |  |  | 0.62 | 1992-01-14 | John | 100 | 0 | N | N
3M | R-BOX | Y | 3M , R-BOX | JEA SUBSTATION | CSC Stores | 0.1 | 1992-01-14 | John | 1000 | 0 | N | N
3M | R-BOX | Y | 3M , R-BOX |  |  | 0.11 | 1992-01-14 | John | 1000 | 0 | N | N
3M | R-BOX | Y | 3M , R-BOX |  |  | 0.12 | 1992-01-14 | John | 1000 | 0 | N | N
3M | R-BOX | Y | 3M , R-BOX |  |  | 0.14 | 1992-01-14 | John | 1000 | 0 | N | N
3M | R-BOX | Y | 3M , R-BOX |  |  | 0.16 | 1992-01-14 | John | 1000 | 0 | N | N
3M | R-BOX | Y | 3M , R-BOX |  |  | 0.18 | 1992-01-14 | John | 1000 | 0 | N | N
3M | R-BOX | Y | 3M , R-BOX |  |  | 0.23 | 1992-01-14 | John | 1000 | 0 | N | N
3M | R-BOX | Y | 3M , R-BOX |  |  | 0.66 | 1992-01-14 | John | 1000 | 0 | N | N
IDEAL | 30-452 | Y | IDEAL , 30-452 | JEA SUBSTATION | CSC Stores | 0.1 | 1992-01-14 | John | 1000 | 0 | N | N
IDEAL | 30-452 | Y | IDEAL , 30-452 |  |  | 0.11 | 1992-01-14 | John | 1000 | 0 | N | N
IDEAL | 30-452 | Y | IDEAL , 30-452 |  |  | 0.12 | 1992-01-14 | John | 1000 | 0 | N | N
IDEAL | 30-452 | Y | IDEAL , 30-452 |  |  | 0.14 | 1992-01-14 | John | 1000 | 0 | N | N
IDEAL | 30-452 | Y | IDEAL , 30-452 |  |  | 0.16 | 1992-01-14 | John | 1000 | 0 | N | N
IDEAL | 30-452 | Y | IDEAL , 30-452 |  |  | 0.18 | 1992-01-14 | John | 1000 | 0 | N | N
IDEAL | 30-452 | Y | IDEAL , 30-452 |  |  | 0.23 | 1992-01-14 | John | 1000 | 0 | N | N
IDEAL | 30-452 | Y | IDEAL , 30-452 |  |  | 0.66 | 1992-01-14 | John | 1000 | 0 | N | N
LAWSON PRODUCTS | P35117 | Y | LAWSON PRODUCTS , P35117 | JEA SUBSTATION | CSC Stores | 0.1 | 1992-01-14 | John | 1000 | 0 | N | N
LAWSON PRODUCTS | P35117 | Y | LAWSON PRODUCTS , P35117 |  |  | 0.11 | 1992-01-14 | John | 1000 | 0 | N | N
LAWSON PRODUCTS | P35117 | Y | LAWSON PRODUCTS , P35117 |  |  | 0.12 | 1992-01-14 | John | 1000 | 0 | N | N
LAWSON PRODUCTS | P35117 | Y | LAWSON PRODUCTS , P35117 |  |  | 0.14 | 1992-01-14 | John | 1000 | 0 | N | N
LAWSON PRODUCTS | P35117 | Y | LAWSON PRODUCTS , P35117 |  |  | 0.16 | 1992-01-14 | John | 1000 | 0 | N | N
LAWSON PRODUCTS | P35117 | Y | LAWSON PRODUCTS , P35117 |  |  | 0.18 | 1992-01-14 | John | 1000 | 0 | N | N
LAWSON PRODUCTS | P35117 | Y | LAWSON PRODUCTS , P35117 |  |  | 0.23 | 1992-01-14 | John | 1000 | 0 | N | N
LAWSON PRODUCTS | P35117 | Y | LAWSON PRODUCTS , P35117 |  |  | 0.66 | 1992-01-14 | John | 1000 | 0 | N | N
AFL | WTC250-4N-AA | Y | AFL , WTC250-4N-AA | JEA SUBSTATION | CSC Stores | 7.5 | 2007-11-09 12:59 | Anjanece | 1 | 0 | N | N
AFL | WTC250-4N-AA | Y | AFL , WTC250-4N-AA |  |  | 12.1 | 2007-11-09 12:59 | Anjanece | 1 | 0 | N | N
AFL | WTC250-4N-AA | Y | AFL , WTC250-4N-AA |  |  | 12.71 | 2007-11-09 12:59 | Anjanece | 1 | 0 | N | N
ANDERSON | WTTFR-10-24-C | Y | ANDERSON , WTTFR-10-24-C | JEA SUBSTATION | CSC Stores | 7.5 | 2007-11-09 12:59 | Anjanece | 1 | 0 | N | N
ANDERSON | WTTFR-10-24-C | Y | ANDERSON , WTTFR-10-24-C |  |  | 12.1 | 2007-11-09 12:59 | Anjanece | 1 | 0 | N | N
ANDERSON | WTTFR-10-24-C | Y | ANDERSON , WTTFR-10-24-C |  |  | 12.71 | 2007-11-09 12:59 | Anjanece | 1 | 0 | N | N
BURNDY CORP. | SWAB19A-34N | Y | BURNDY CORP. , SWAB19A-34N | JEA SUBSTATION | CSC Stores | 7.5 | 2007-11-09 12:59 | Anjanece | 1 | 0 | N | N
BURNDY CORP. | SWAB19A-34N | Y | BURNDY CORP. , SWAB19A-34N |  |  | 12.1 | 2007-11-09 12:59 | Anjanece | 1 | 0 | N | N
BURNDY CORP. | SWAB19A-34N | Y | BURNDY CORP. , SWAB19A-34N |  |  | 12.71 | 2007-11-09 12:59 | Anjanece | 1 | 0 | N | N
DOSSERT | WTC2504NAA | Y | DOSSERT , WTC2504NAA | JEA SUBSTATION | CSC Stores | 7.5 | 2007-11-09 12:59 | Anjanece | 1 | 0 | N | N
DOSSERT | WTC2504NAA | Y | DOSSERT , WTC2504NAA |  |  | 12.1 | 2007-11-09 12:59 | Anjanece | 1 | 0 | N | N
DOSSERT | WTC2504NAA | Y | DOSSERT , WTC2504NAA |  |  | 12.71 | 2007-11-09 12:59 | Anjanece | 1 | 0 | N | N
HOMAC | AWBT-FK-4N | Y | HOMAC , AWBT-FK-4N | JEA SUBSTATION | CSC Stores | 7.5 | 2007-11-09 12:59 | Anjanece | 1 | 0 | N | N
HOMAC | AWBT-FK-4N | Y | HOMAC , AWBT-FK-4N |  |  | 12.1 | 2007-11-09 12:59 | Anjanece | 1 | 0 | N | N
HOMAC | AWBT-FK-4N | Y | HOMAC , AWBT-FK-4N |  |  | 12.71 | 2007-11-09 12:59 | Anjanece | 1 | 0 | N | N
PLP | TBD PER TUBE SIZE | Y | PLP , TBD PER TUBE SIZE | JEA SUBSTATION | CSC Stores | 7.5 | 2007-11-09 12:59 | Anjanece | 1 | 0 | N | N
PLP | TBD PER TUBE SIZE | Y | PLP , TBD PER TUBE SIZE |  |  | 12.1 | 2007-11-09 12:59 | Anjanece | 1 | 0 | N | N
PLP | TBD PER TUBE SIZE | Y | PLP , TBD PER TUBE SIZE |  |  | 12.71 | 2007-11-09 12:59 | Anjanece | 1 | 0 | N | N
SEFCOR | WTF-3960-4A | Y | SEFCOR , WTF-3960-4A | JEA SUBSTATION | CSC Stores | 7.5 | 2007-11-09 12:59 | Anjanece | 1 | 0 | N | N
SEFCOR | WTF-3960-4A | Y | SEFCOR , WTF-3960-4A |  |  | 12.1 | 2007-11-09 12:59 | Anjanece | 1 | 0 | N | N
SEFCOR | WTF-3960-4A | Y | SEFCOR , WTF-3960-4A |  |  | 12.71 | 2007-11-09 12:59 | Anjanece | 1 | 0 | N | N
TRAVIS FOUNDRY - PDU | 18-623-WR | Y | TRAVIS FOUNDRY - PDU , 18-623-WR | JEA SUBSTATION | CSC Stores | 7.5 | 2007-11-09 12:59 | Anjanece | 1 | 0 | N | N
TRAVIS FOUNDRY - PDU | 18-623-WR | Y | TRAVIS FOUNDRY - PDU , 18-623-WR |  |  | 12.1 | 2007-11-09 12:59 | Anjanece | 1 | 0 | N | N
TRAVIS FOUNDRY - PDU | 18-623-WR | Y | TRAVIS FOUNDRY - PDU , 18-623-WR |  |  | 12.71 | 2007-11-09 12:59 | Anjanece | 1 | 0 | N | N
AFL | WTC600-4N4-AA | Y | AFL , WTC600-4N4-AA | JEA SUBSTATION | CSC Stores | 9.96 | 1994-10-27 | John | 1 | 0 | N | N
AFL | WTC600-4N4-AA | Y | AFL , WTC600-4N4-AA |  |  | 12.06 | 1994-10-27 | John | 1 | 0 | N | N
AFL | WTC600-4N4-AA | Y | AFL , WTC600-4N4-AA |  |  | 12.92 | 1994-10-27 | John | 1 | 0 | N | N
AFL | WTC600-4N4-AA | Y | AFL , WTC600-4N4-AA |  |  | 21.08 | 1994-10-27 | John | 1 | 0 | N | N
AFL | WTC600-4N4-AA | Y | AFL , WTC600-4N4-AA |  |  | 22.78 | 1994-10-27 | John | 1 | 0 | N | N
ANDERSON | WTTFR-30-60-D | Y | ANDERSON , WTTFR-30-60-D | JEA SUBSTATION | CSC Stores | 9.96 | 1994-10-27 | John | 1 | 0 | N | N
ANDERSON | WTTFR-30-60-D | Y | ANDERSON , WTTFR-30-60-D |  |  | 12.06 | 1994-10-27 | John | 1 | 0 | N | N
ANDERSON | WTTFR-30-60-D | Y | ANDERSON , WTTFR-30-60-D |  |  | 12.92 | 1994-10-27 | John | 1 | 0 | N | N
ANDERSON | WTTFR-30-60-D | Y | ANDERSON , WTTFR-30-60-D |  |  | 21.08 | 1994-10-27 | John | 1 | 0 | N | N
ANDERSON | WTTFR-30-60-D | Y | ANDERSON , WTTFR-30-60-D |  |  | 22.78 | 1994-10-27 | John | 1 | 0 | N | N
BURNDY CORP. | SWAB86A-44N | Y | BURNDY CORP. , SWAB86A-44N | JEA SUBSTATION | CSC Stores | 9.96 | 1994-10-27 | John | 1 | 0 | N | N
BURNDY CORP. | SWAB86A-44N | Y | BURNDY CORP. , SWAB86A-44N |  |  | 12.06 | 1994-10-27 | John | 1 | 0 | N | N
BURNDY CORP. | SWAB86A-44N | Y | BURNDY CORP. , SWAB86A-44N |  |  | 12.92 | 1994-10-27 | John | 1 | 0 | N | N
BURNDY CORP. | SWAB86A-44N | Y | BURNDY CORP. , SWAB86A-44N |  |  | 21.08 | 1994-10-27 | John | 1 | 0 | N | N
BURNDY CORP. | SWAB86A-44N | Y | BURNDY CORP. , SWAB86A-44N |  |  | 22.78 | 1994-10-27 | John | 1 | 0 | N | N
DOSSERT | WTC6004N4AA | Y | DOSSERT , WTC6004N4AA | JEA SUBSTATION | CSC Stores | 9.96 | 1994-10-27 | John | 1 | 0 | N | N
DOSSERT | WTC6004N4AA | Y | DOSSERT , WTC6004N4AA |  |  | 12.06 | 1994-10-27 | John | 1 | 0 | N | N
DOSSERT | WTC6004N4AA | Y | DOSSERT , WTC6004N4AA |  |  | 12.92 | 1994-10-27 | John | 1 | 0 | N | N
DOSSERT | WTC6004N4AA | Y | DOSSERT , WTC6004N4AA |  |  | 21.08 | 1994-10-27 | John | 1 | 0 | N | N
DOSSERT | WTC6004N4AA | Y | DOSSERT , WTC6004N4AA |  |  | 22.78 | 1994-10-27 | John | 1 | 0 | N | N
HOMAC | AWBT-LS-4NN | Y | HOMAC , AWBT-LS-4NN | JEA SUBSTATION | CSC Stores | 9.96 | 1994-10-27 | John | 1 | 0 | N | N
HOMAC | AWBT-LS-4NN | Y | HOMAC , AWBT-LS-4NN |  |  | 12.06 | 1994-10-27 | John | 1 | 0 | N | N
HOMAC | AWBT-LS-4NN | Y | HOMAC , AWBT-LS-4NN |  |  | 12.92 | 1994-10-27 | John | 1 | 0 | N | N
HOMAC | AWBT-LS-4NN | Y | HOMAC , AWBT-LS-4NN |  |  | 21.08 | 1994-10-27 | John | 1 | 0 | N | N
HOMAC | AWBT-LS-4NN | Y | HOMAC , AWBT-LS-4NN |  |  | 22.78 | 1994-10-27 | John | 1 | 0 | N | N
PLP | TBD PER TUBE SIZE | Y | PLP , TBD PER TUBE SIZE | JEA SUBSTATION | CSC Stores | 9.96 | 1994-10-27 | John | 1 | 0 | N | N
PLP | TBD PER TUBE SIZE | Y | PLP , TBD PER TUBE SIZE |  |  | 12.06 | 1994-10-27 | John | 1 | 0 | N | N
PLP | TBD PER TUBE SIZE | Y | PLP , TBD PER TUBE SIZE |  |  | 12.92 | 1994-10-27 | John | 1 | 0 | N | N
PLP | TBD PER TUBE SIZE | Y | PLP , TBD PER TUBE SIZE |  |  | 21.08 | 1994-10-27 | John | 1 | 0 | N | N
PLP | TBD PER TUBE SIZE | Y | PLP , TBD PER TUBE SIZE |  |  | 22.78 | 1994-10-27 | John | 1 | 0 | N | N
SEFCOR | WTF-6269-4B | Y | SEFCOR , WTF-6269-4B | JEA SUBSTATION | CSC Stores | 9.96 | 1994-10-27 | John | 1 | 0 | N | N
SEFCOR | WTF-6269-4B | Y | SEFCOR , WTF-6269-4B |  |  | 12.06 | 1994-10-27 | John | 1 | 0 | N | N
SEFCOR | WTF-6269-4B | Y | SEFCOR , WTF-6269-4B |  |  | 12.92 | 1994-10-27 | John | 1 | 0 | N | N
SEFCOR | WTF-6269-4B | Y | SEFCOR , WTF-6269-4B |  |  | 21.08 | 1994-10-27 | John | 1 | 0 | N | N
SEFCOR | WTF-6269-4B | Y | SEFCOR , WTF-6269-4B |  |  | 22.78 | 1994-10-27 | John | 1 | 0 | N | N
TRAVIS FOUNDRY - PDU | 18-642-WR | Y | TRAVIS FOUNDRY - PDU , 18-642-WR | JEA SUBSTATION | CSC Stores | 9.96 | 1994-10-27 | John | 1 | 0 | N | N
TRAVIS FOUNDRY - PDU | 18-642-WR | Y | TRAVIS FOUNDRY - PDU , 18-642-WR |  |  | 12.06 | 1994-10-27 | John | 1 | 0 | N | N
TRAVIS FOUNDRY - PDU | 18-642-WR | Y | TRAVIS FOUNDRY - PDU , 18-642-WR |  |  | 12.92 | 1994-10-27 | John | 1 | 0 | N | N
TRAVIS FOUNDRY - PDU | 18-642-WR | Y | TRAVIS FOUNDRY - PDU , 18-642-WR |  |  | 21.08 | 1994-10-27 | John | 1 | 0 | N | N
TRAVIS FOUNDRY - PDU | 18-642-WR | Y | TRAVIS FOUNDRY - PDU , 18-642-WR |  |  | 22.78 | 1994-10-27 | John | 1 | 0 | N | N
AFL | HPS200-3-CH-AA | Y | AFL , HPS200-3-CH-AA | JEA SUBSTATION | CSC Stores | 74.7 | 1992-04-21 | John | 1 | 0 | N | N
AFL | HPS200-3-CH-AA | Y | AFL , HPS200-3-CH-AA |  |  | 78.68 | 1992-04-21 | John | 1 | 0 | N | N
AFL | HPS200-3-CH-AA | Y | AFL , HPS200-3-CH-AA |  |  | 121.96 | 1992-04-21 | John | 1 | 0 | N | N
ANDERSON | WTH-20-3 | Y | ANDERSON , WTH-20-3 | JEA SUBSTATION | CSC Stores | 74.7 | 1992-04-21 | John | 1 | 0 | N | N
ANDERSON | WTH-20-3 | Y | ANDERSON , WTH-20-3 |  |  | 78.68 | 1992-04-21 | John | 1 | 0 | N | N
ANDERSON | WTH-20-3 | Y | ANDERSON , WTH-20-3 |  |  | 121.96 | 1992-04-21 | John | 1 | 0 | N | N
DOSSERT | HPS200-3B-CH-AA | Y | DOSSERT , HPS200-3B-CH-AA | JEA SUBSTATION | CSC Stores | 74.7 | 1992-04-21 | John | 1 | 0 | N | N
DOSSERT | HPS200-3B-CH-AA | Y | DOSSERT , HPS200-3B-CH-AA |  |  | 78.68 | 1992-04-21 | John | 1 | 0 | N | N
DOSSERT | HPS200-3B-CH-AA | Y | DOSSERT , HPS200-3B-CH-AA |  |  | 121.96 | 1992-04-21 | John | 1 | 0 | N | N
HOMAC | AWBQ-J-3 | Y | HOMAC , AWBQ-J-3 | JEA SUBSTATION | CSC Stores | 74.7 | 1992-04-21 | John | 1 | 0 | N | N
HOMAC | AWBQ-J-3 | Y | HOMAC , AWBQ-J-3 |  |  | 78.68 | 1992-04-21 | John | 1 | 0 | N | N
HOMAC | AWBQ-J-3 | Y | HOMAC , AWBQ-J-3 |  |  | 121.96 | 1992-04-21 | John | 1 | 0 | N | N
PLP | MYCSG-18A-3 | Y | PLP , MYCSG-18A-3 | JEA SUBSTATION | CSC Stores | 74.7 | 1992-04-21 | John | 1 | 0 | N | N
PLP | MYCSG-18A-3 | Y | PLP , MYCSG-18A-3 |  |  | 78.68 | 1992-04-21 | John | 1 | 0 | N | N
PLP | MYCSG-18A-3 | Y | PLP , MYCSG-18A-3 |  |  | 121.96 | 1992-04-21 | John | 1 | 0 | N | N
SEFCOR | ASWH-58-3-SE | Y | SEFCOR , ASWH-58-3-SE | JEA SUBSTATION | CSC Stores | 74.7 | 1992-04-21 | John | 1 | 0 | N | N
SEFCOR | ASWH-58-3-SE | Y | SEFCOR , ASWH-58-3-SE |  |  | 78.68 | 1992-04-21 | John | 1 | 0 | N | N
SEFCOR | ASWH-58-3-SE | Y | SEFCOR , ASWH-58-3-SE |  |  | 121.96 | 1992-04-21 | John | 1 | 0 | N | N
TRAVIS FOUNDRY - PDU | 19-345 | Y | TRAVIS FOUNDRY - PDU , 19-345 | JEA SUBSTATION | CSC Stores | 74.7 | 1992-04-21 | John | 1 | 0 | N | N
TRAVIS FOUNDRY - PDU | 19-345 | Y | TRAVIS FOUNDRY - PDU , 19-345 |  |  | 78.68 | 1992-04-21 | John | 1 | 0 | N | N
TRAVIS FOUNDRY - PDU | 19-345 | Y | TRAVIS FOUNDRY - PDU , 19-345 |  |  | 121.96 | 1992-04-21 | John | 1 | 0 | N | N
ANDERSON | PTC-2 | Y | ANDERSON , PTC-2 | JEA OVERHEAD DISTRIBUTION | CSC Stores | 0.32 | 2001-12-13 09:24 | Anjanece | 25 | 18000 | N | N
ANDERSON | PTC-2 | Y | ANDERSON , PTC-2 |  |  | 0.33 | 2001-12-13 09:24 | Anjanece | 25 | 18000 | N | N
ANDERSON | PTC-2 | Y | ANDERSON , PTC-2 |  |  | 0.34 | 2001-12-13 09:24 | Anjanece | 25 | 18000 | N | N
ANDERSON | PTC-2 | Y | ANDERSON , PTC-2 |  |  | 0.35 | 2001-12-13 09:24 | Anjanece | 25 | 18000 | N | N
ANDERSON | PTC-2 | Y | ANDERSON , PTC-2 |  |  | 0.36 | 2001-12-13 09:24 | Anjanece | 25 | 18000 | N | N
ANDERSON | PTC-2 | Y | ANDERSON , PTC-2 |  |  | 0.37 | 2001-12-13 09:24 | Anjanece | 25 | 18000 | N | N
ANDERSON | PTC-2 | Y | ANDERSON , PTC-2 |  |  | 0.38 | 2001-12-13 09:24 | Anjanece | 25 | 18000 | N | N
ANDERSON | PTC-2 | Y | ANDERSON , PTC-2 |  |  | 0.39 | 2001-12-13 09:24 | Anjanece | 25 | 18000 | N | N
ANDERSON | PTC-2 | Y | ANDERSON , PTC-2 |  |  | 0.4 | 2001-12-13 09:24 | Anjanece | 25 | 18000 | N | N
ANDERSON | PTC-2 | Y | ANDERSON , PTC-2 |  |  | 0.41 | 2001-12-13 09:24 | Anjanece | 25 | 18000 | N | N
ANDERSON | PTC-2 | Y | ANDERSON , PTC-2 |  |  | 0.45 | 2001-12-13 09:24 | Anjanece | 25 | 18000 | N | N
ANDERSON | PTC-2 | Y | ANDERSON , PTC-2 |  |  | 0.49 | 2001-12-13 09:24 | Anjanece | 25 | 18000 | N | N
ANDERSON | PTC-2 | Y | ANDERSON , PTC-2 |  |  | 0.52 | 2001-12-13 09:24 | Anjanece | 25 | 18000 | N | N
ANDERSON | PTC-2 | Y | ANDERSON , PTC-2 |  |  | 0.53 | 2001-12-13 09:24 | Anjanece | 25 | 18000 | N | N
ANDERSON | PTC-2 | Y | ANDERSON , PTC-2 |  |  | 0.54 | 2001-12-13 09:24 | Anjanece | 25 | 18000 | N | N
ANDERSON | PTC-2 | Y | ANDERSON , PTC-2 |  |  | 0.55 | 2001-12-13 09:24 | Anjanece | 25 | 18000 | N | N
ANDERSON | PTC-2 | Y | ANDERSON , PTC-2 |  |  | 0.57 | 2001-12-13 09:24 | Anjanece | 25 | 18000 | N | N
ANDERSON | PTC-2 | Y | ANDERSON , PTC-2 |  |  | 0.58 | 2001-12-13 09:24 | Anjanece | 25 | 18000 | N | N
ANDERSON | PTC-2 | Y | ANDERSON , PTC-2 |  |  | 0.59 | 2001-12-13 09:24 | Anjanece | 25 | 18000 | N | N
ANDERSON | PTC-2 | Y | ANDERSON , PTC-2 |  | Storm Stores | 0 | 2018-04-16 10:20 | Anjanece | 25 | 18000 | N | N
ANDERSON | PTC-2 | Y | ANDERSON , PTC-2 |  |  | 0.37 | 2018-04-16 10:20 | Anjanece | 25 | 18000 | N | N
ANDERSON | PTC-2 | Y | ANDERSON , PTC-2 |  |  | 0.45 | 2018-04-16 10:20 | Anjanece | 25 | 18000 | N | N
ANDERSON | PTC-2 | Y | ANDERSON , PTC-2 |  |  | 0.51 | 2018-04-16 10:20 | Anjanece | 25 | 18000 | N | N
ANDERSON | PTC-2 | Y | ANDERSON , PTC-2 |  |  | 0.52 | 2018-04-16 10:20 | Anjanece | 25 | 18000 | N | N
BURNDY CORP. | CCD | Y | BURNDY CORP. , CCD | JEA OVERHEAD DISTRIBUTION | CSC Stores | 0.32 | 2001-12-13 09:24 | Anjanece | 25 | 18000 | N | N
BURNDY CORP. | CCD | Y | BURNDY CORP. , CCD |  |  | 0.33 | 2001-12-13 09:24 | Anjanece | 25 | 18000 | N | N
BURNDY CORP. | CCD | Y | BURNDY CORP. , CCD |  |  | 0.34 | 2001-12-13 09:24 | Anjanece | 25 | 18000 | N | N
BURNDY CORP. | CCD | Y | BURNDY CORP. , CCD |  |  | 0.35 | 2001-12-13 09:24 | Anjanece | 25 | 18000 | N | N
BURNDY CORP. | CCD | Y | BURNDY CORP. , CCD |  |  | 0.36 | 2001-12-13 09:24 | Anjanece | 25 | 18000 | N | N
BURNDY CORP. | CCD | Y | BURNDY CORP. , CCD |  |  | 0.37 | 2001-12-13 09:24 | Anjanece | 25 | 18000 | N | N
BURNDY CORP. | CCD | Y | BURNDY CORP. , CCD |  |  | 0.38 | 2001-12-13 09:24 | Anjanece | 25 | 18000 | N | N
BURNDY CORP. | CCD | Y | BURNDY CORP. , CCD |  |  | 0.39 | 2001-12-13 09:24 | Anjanece | 25 | 18000 | N | N
BURNDY CORP. | CCD | Y | BURNDY CORP. , CCD |  |  | 0.4 | 2001-12-13 09:24 | Anjanece | 25 | 18000 | N | N
BURNDY CORP. | CCD | Y | BURNDY CORP. , CCD |  |  | 0.41 | 2001-12-13 09:24 | Anjanece | 25 | 18000 | N | N
BURNDY CORP. | CCD | Y | BURNDY CORP. , CCD |  |  | 0.45 | 2001-12-13 09:24 | Anjanece | 25 | 18000 | N | N
BURNDY CORP. | CCD | Y | BURNDY CORP. , CCD |  |  | 0.49 | 2001-12-13 09:24 | Anjanece | 25 | 18000 | N | N
BURNDY CORP. | CCD | Y | BURNDY CORP. , CCD |  |  | 0.52 | 2001-12-13 09:24 | Anjanece | 25 | 18000 | N | N
BURNDY CORP. | CCD | Y | BURNDY CORP. , CCD |  |  | 0.53 | 2001-12-13 09:24 | Anjanece | 25 | 18000 | N | N
BURNDY CORP. | CCD | Y | BURNDY CORP. , CCD |  |  | 0.54 | 2001-12-13 09:24 | Anjanece | 25 | 18000 | N | N
BURNDY CORP. | CCD | Y | BURNDY CORP. , CCD |  |  | 0.55 | 2001-12-13 09:24 | Anjanece | 25 | 18000 | N | N
BURNDY CORP. | CCD | Y | BURNDY CORP. , CCD |  |  | 0.57 | 2001-12-13 09:24 | Anjanece | 25 | 18000 | N | N
BURNDY CORP. | CCD | Y | BURNDY CORP. , CCD |  |  | 0.58 | 2001-12-13 09:24 | Anjanece | 25 | 18000 | N | N
BURNDY CORP. | CCD | Y | BURNDY CORP. , CCD |  |  | 0.59 | 2001-12-13 09:24 | Anjanece | 25 | 18000 | N | N
BURNDY CORP. | CCD | Y | BURNDY CORP. , CCD |  | Storm Stores | 0 | 2018-04-16 10:20 | Anjanece | 25 | 18000 | N | N
BURNDY CORP. | CCD | Y | BURNDY CORP. , CCD |  |  | 0.37 | 2018-04-16 10:20 | Anjanece | 25 | 18000 | N | N
BURNDY CORP. | CCD | Y | BURNDY CORP. , CCD |  |  | 0.45 | 2018-04-16 10:20 | Anjanece | 25 | 18000 | N | N
BURNDY CORP. | CCD | Y | BURNDY CORP. , CCD |  |  | 0.51 | 2018-04-16 10:20 | Anjanece | 25 | 18000 | N | N
BURNDY CORP. | CCD | Y | BURNDY CORP. , CCD |  |  | 0.52 | 2018-04-16 10:20 | Anjanece | 25 | 18000 | N | N
FCI USA INCORPORATED | CCD | Y | FCI USA INCORPORATED , CCD | JEA OVERHEAD DISTRIBUTION | CSC Stores | 0.32 | 2001-12-13 09:24 | Anjanece | 25 | 18000 | N | N
FCI USA INCORPORATED | CCD | Y | FCI USA INCORPORATED , CCD |  |  | 0.33 | 2001-12-13 09:24 | Anjanece | 25 | 18000 | N | N
FCI USA INCORPORATED | CCD | Y | FCI USA INCORPORATED , CCD |  |  | 0.34 | 2001-12-13 09:24 | Anjanece | 25 | 18000 | N | N
FCI USA INCORPORATED | CCD | Y | FCI USA INCORPORATED , CCD |  |  | 0.35 | 2001-12-13 09:24 | Anjanece | 25 | 18000 | N | N
FCI USA INCORPORATED | CCD | Y | FCI USA INCORPORATED , CCD |  |  | 0.36 | 2001-12-13 09:24 | Anjanece | 25 | 18000 | N | N
FCI USA INCORPORATED | CCD | Y | FCI USA INCORPORATED , CCD |  |  | 0.37 | 2001-12-13 09:24 | Anjanece | 25 | 18000 | N | N
FCI USA INCORPORATED | CCD | Y | FCI USA INCORPORATED , CCD |  |  | 0.38 | 2001-12-13 09:24 | Anjanece | 25 | 18000 | N | N
FCI USA INCORPORATED | CCD | Y | FCI USA INCORPORATED , CCD |  |  | 0.39 | 2001-12-13 09:24 | Anjanece | 25 | 18000 | N | N
FCI USA INCORPORATED | CCD | Y | FCI USA INCORPORATED , CCD |  |  | 0.4 | 2001-12-13 09:24 | Anjanece | 25 | 18000 | N | N
FCI USA INCORPORATED | CCD | Y | FCI USA INCORPORATED , CCD |  |  | 0.41 | 2001-12-13 09:24 | Anjanece | 25 | 18000 | N | N
FCI USA INCORPORATED | CCD | Y | FCI USA INCORPORATED , CCD |  |  | 0.45 | 2001-12-13 09:24 | Anjanece | 25 | 18000 | N | N
FCI USA INCORPORATED | CCD | Y | FCI USA INCORPORATED , CCD |  |  | 0.49 | 2001-12-13 09:24 | Anjanece | 25 | 18000 | N | N
FCI USA INCORPORATED | CCD | Y | FCI USA INCORPORATED , CCD |  |  | 0.52 | 2001-12-13 09:24 | Anjanece | 25 | 18000 | N | N
FCI USA INCORPORATED | CCD | Y | FCI USA INCORPORATED , CCD |  |  | 0.53 | 2001-12-13 09:24 | Anjanece | 25 | 18000 | N | N
FCI USA INCORPORATED | CCD | Y | FCI USA INCORPORATED , CCD |  |  | 0.54 | 2001-12-13 09:24 | Anjanece | 25 | 18000 | N | N
FCI USA INCORPORATED | CCD | Y | FCI USA INCORPORATED , CCD |  |  | 0.55 | 2001-12-13 09:24 | Anjanece | 25 | 18000 | N | N
FCI USA INCORPORATED | CCD | Y | FCI USA INCORPORATED , CCD |  |  | 0.57 | 2001-12-13 09:24 | Anjanece | 25 | 18000 | N | N
FCI USA INCORPORATED | CCD | Y | FCI USA INCORPORATED , CCD |  |  | 0.58 | 2001-12-13 09:24 | Anjanece | 25 | 18000 | N | N
FCI USA INCORPORATED | CCD | Y | FCI USA INCORPORATED , CCD |  |  | 0.59 | 2001-12-13 09:24 | Anjanece | 25 | 18000 | N | N
FCI USA INCORPORATED | CCD | Y | FCI USA INCORPORATED , CCD |  | Storm Stores | 0 | 2018-04-16 10:20 | Anjanece | 25 | 18000 | N | N
FCI USA INCORPORATED | CCD | Y | FCI USA INCORPORATED , CCD |  |  | 0.37 | 2018-04-16 10:20 | Anjanece | 25 | 18000 | N | N
FCI USA INCORPORATED | CCD | Y | FCI USA INCORPORATED , CCD |  |  | 0.45 | 2018-04-16 10:20 | Anjanece | 25 | 18000 | N | N
FCI USA INCORPORATED | CCD | Y | FCI USA INCORPORATED , CCD |  |  | 0.51 | 2018-04-16 10:20 | Anjanece | 25 | 18000 | N | N
FCI USA INCORPORATED | CCD | Y | FCI USA INCORPORATED , CCD |  |  | 0.52 | 2018-04-16 10:20 | Anjanece | 25 | 18000 | N | N
KEARNEY | 601-D | Y | KEARNEY , 601-D | JEA OVERHEAD DISTRIBUTION | CSC Stores | 0.32 | 2001-12-13 09:24 | Anjanece | 25 | 18000 | N | N
KEARNEY | 601-D | Y | KEARNEY , 601-D |  |  | 0.33 | 2001-12-13 09:24 | Anjanece | 25 | 18000 | N | N
KEARNEY | 601-D | Y | KEARNEY , 601-D |  |  | 0.34 | 2001-12-13 09:24 | Anjanece | 25 | 18000 | N | N
KEARNEY | 601-D | Y | KEARNEY , 601-D |  |  | 0.35 | 2001-12-13 09:24 | Anjanece | 25 | 18000 | N | N
KEARNEY | 601-D | Y | KEARNEY , 601-D |  |  | 0.36 | 2001-12-13 09:24 | Anjanece | 25 | 18000 | N | N
KEARNEY | 601-D | Y | KEARNEY , 601-D |  |  | 0.37 | 2001-12-13 09:24 | Anjanece | 25 | 18000 | N | N
KEARNEY | 601-D | Y | KEARNEY , 601-D |  |  | 0.38 | 2001-12-13 09:24 | Anjanece | 25 | 18000 | N | N
KEARNEY | 601-D | Y | KEARNEY , 601-D |  |  | 0.39 | 2001-12-13 09:24 | Anjanece | 25 | 18000 | N | N
KEARNEY | 601-D | Y | KEARNEY , 601-D |  |  | 0.4 | 2001-12-13 09:24 | Anjanece | 25 | 18000 | N | N
KEARNEY | 601-D | Y | KEARNEY , 601-D |  |  | 0.41 | 2001-12-13 09:24 | Anjanece | 25 | 18000 | N | N
KEARNEY | 601-D | Y | KEARNEY , 601-D |  |  | 0.45 | 2001-12-13 09:24 | Anjanece | 25 | 18000 | N | N
KEARNEY | 601-D | Y | KEARNEY , 601-D |  |  | 0.49 | 2001-12-13 09:24 | Anjanece | 25 | 18000 | N | N
KEARNEY | 601-D | Y | KEARNEY , 601-D |  |  | 0.52 | 2001-12-13 09:24 | Anjanece | 25 | 18000 | N | N
KEARNEY | 601-D | Y | KEARNEY , 601-D |  |  | 0.53 | 2001-12-13 09:24 | Anjanece | 25 | 18000 | N | N
KEARNEY | 601-D | Y | KEARNEY , 601-D |  |  | 0.54 | 2001-12-13 09:24 | Anjanece | 25 | 18000 | N | N
KEARNEY | 601-D | Y | KEARNEY , 601-D |  |  | 0.55 | 2001-12-13 09:24 | Anjanece | 25 | 18000 | N | N
KEARNEY | 601-D | Y | KEARNEY , 601-D |  |  | 0.57 | 2001-12-13 09:24 | Anjanece | 25 | 18000 | N | N
KEARNEY | 601-D | Y | KEARNEY , 601-D |  |  | 0.58 | 2001-12-13 09:24 | Anjanece | 25 | 18000 | N | N
KEARNEY | 601-D | Y | KEARNEY , 601-D |  |  | 0.59 | 2001-12-13 09:24 | Anjanece | 25 | 18000 | N | N
KEARNEY | 601-D | Y | KEARNEY , 601-D |  | Storm Stores | 0 | 2018-04-16 10:20 | Anjanece | 25 | 18000 | N | N
KEARNEY | 601-D | Y | KEARNEY , 601-D |  |  | 0.37 | 2018-04-16 10:20 | Anjanece | 25 | 18000 | N | N
KEARNEY | 601-D | Y | KEARNEY , 601-D |  |  | 0.45 | 2018-04-16 10:20 | Anjanece | 25 | 18000 | N | N
KEARNEY | 601-D | Y | KEARNEY , 601-D |  |  | 0.51 | 2018-04-16 10:20 | Anjanece | 25 | 18000 | N | N
KEARNEY | 601-D | Y | KEARNEY , 601-D |  |  | 0.52 | 2018-04-16 10:20 | Anjanece | 25 | 18000 | N | N
KEARNEY | 601-OD | Y | KEARNEY , 601-OD | JEA OVERHEAD DISTRIBUTION | CSC Stores | 0.32 | 2001-12-13 09:24 | Anjanece | 25 | 18000 | N | N
KEARNEY | 601-OD | Y | KEARNEY , 601-OD |  |  | 0.33 | 2001-12-13 09:24 | Anjanece | 25 | 18000 | N | N
KEARNEY | 601-OD | Y | KEARNEY , 601-OD |  |  | 0.34 | 2001-12-13 09:24 | Anjanece | 25 | 18000 | N | N
KEARNEY | 601-OD | Y | KEARNEY , 601-OD |  |  | 0.35 | 2001-12-13 09:24 | Anjanece | 25 | 18000 | N | N
KEARNEY | 601-OD | Y | KEARNEY , 601-OD |  |  | 0.36 | 2001-12-13 09:24 | Anjanece | 25 | 18000 | N | N
KEARNEY | 601-OD | Y | KEARNEY , 601-OD |  |  | 0.37 | 2001-12-13 09:24 | Anjanece | 25 | 18000 | N | N
KEARNEY | 601-OD | Y | KEARNEY , 601-OD |  |  | 0.38 | 2001-12-13 09:24 | Anjanece | 25 | 18000 | N | N
KEARNEY | 601-OD | Y | KEARNEY , 601-OD |  |  | 0.39 | 2001-12-13 09:24 | Anjanece | 25 | 18000 | N | N
KEARNEY | 601-OD | Y | KEARNEY , 601-OD |  |  | 0.4 | 2001-12-13 09:24 | Anjanece | 25 | 18000 | N | N
KEARNEY | 601-OD | Y | KEARNEY , 601-OD |  |  | 0.41 | 2001-12-13 09:24 | Anjanece | 25 | 18000 | N | N
KEARNEY | 601-OD | Y | KEARNEY , 601-OD |  |  | 0.45 | 2001-12-13 09:24 | Anjanece | 25 | 18000 | N | N
KEARNEY | 601-OD | Y | KEARNEY , 601-OD |  |  | 0.49 | 2001-12-13 09:24 | Anjanece | 25 | 18000 | N | N
KEARNEY | 601-OD | Y | KEARNEY , 601-OD |  |  | 0.52 | 2001-12-13 09:24 | Anjanece | 25 | 18000 | N | N
KEARNEY | 601-OD | Y | KEARNEY , 601-OD |  |  | 0.53 | 2001-12-13 09:24 | Anjanece | 25 | 18000 | N | N
KEARNEY | 601-OD | Y | KEARNEY , 601-OD |  |  | 0.54 | 2001-12-13 09:24 | Anjanece | 25 | 18000 | N | N
KEARNEY | 601-OD | Y | KEARNEY , 601-OD |  |  | 0.55 | 2001-12-13 09:24 | Anjanece | 25 | 18000 | N | N
KEARNEY | 601-OD | Y | KEARNEY , 601-OD |  |  | 0.57 | 2001-12-13 09:24 | Anjanece | 25 | 18000 | N | N
KEARNEY | 601-OD | Y | KEARNEY , 601-OD |  |  | 0.58 | 2001-12-13 09:24 | Anjanece | 25 | 18000 | N | N
KEARNEY | 601-OD | Y | KEARNEY , 601-OD |  |  | 0.59 | 2001-12-13 09:24 | Anjanece | 25 | 18000 | N | N
KEARNEY | 601-OD | Y | KEARNEY , 601-OD |  | Storm Stores | 0 | 2018-04-16 10:20 | Anjanece | 25 | 18000 | N | N
KEARNEY | 601-OD | Y | KEARNEY , 601-OD |  |  | 0.37 | 2018-04-16 10:20 | Anjanece | 25 | 18000 | N | N
KEARNEY | 601-OD | Y | KEARNEY , 601-OD |  |  | 0.45 | 2018-04-16 10:20 | Anjanece | 25 | 18000 | N | N
KEARNEY | 601-OD | Y | KEARNEY , 601-OD |  |  | 0.51 | 2018-04-16 10:20 | Anjanece | 25 | 18000 | N | N
KEARNEY | 601-OD | Y | KEARNEY , 601-OD |  |  | 0.52 | 2018-04-16 10:20 | Anjanece | 25 | 18000 | N | N
UTILITY STANDARD | USCCD | Y | UTILITY STANDARD , USCCD | JEA OVERHEAD DISTRIBUTION | CSC Stores | 0.32 | 2001-12-13 09:24 | Anjanece | 25 | 18000 | N | N
UTILITY STANDARD | USCCD | Y | UTILITY STANDARD , USCCD |  |  | 0.33 | 2001-12-13 09:24 | Anjanece | 25 | 18000 | N | N
UTILITY STANDARD | USCCD | Y | UTILITY STANDARD , USCCD |  |  | 0.34 | 2001-12-13 09:24 | Anjanece | 25 | 18000 | N | N
UTILITY STANDARD | USCCD | Y | UTILITY STANDARD , USCCD |  |  | 0.35 | 2001-12-13 09:24 | Anjanece | 25 | 18000 | N | N
UTILITY STANDARD | USCCD | Y | UTILITY STANDARD , USCCD |  |  | 0.36 | 2001-12-13 09:24 | Anjanece | 25 | 18000 | N | N
UTILITY STANDARD | USCCD | Y | UTILITY STANDARD , USCCD |  |  | 0.37 | 2001-12-13 09:24 | Anjanece | 25 | 18000 | N | N
UTILITY STANDARD | USCCD | Y | UTILITY STANDARD , USCCD |  |  | 0.38 | 2001-12-13 09:24 | Anjanece | 25 | 18000 | N | N
UTILITY STANDARD | USCCD | Y | UTILITY STANDARD , USCCD |  |  | 0.39 | 2001-12-13 09:24 | Anjanece | 25 | 18000 | N | N
UTILITY STANDARD | USCCD | Y | UTILITY STANDARD , USCCD |  |  | 0.4 | 2001-12-13 09:24 | Anjanece | 25 | 18000 | N | N
UTILITY STANDARD | USCCD | Y | UTILITY STANDARD , USCCD |  |  | 0.41 | 2001-12-13 09:24 | Anjanece | 25 | 18000 | N | N
UTILITY STANDARD | USCCD | Y | UTILITY STANDARD , USCCD |  |  | 0.45 | 2001-12-13 09:24 | Anjanece | 25 | 18000 | N | N
UTILITY STANDARD | USCCD | Y | UTILITY STANDARD , USCCD |  |  | 0.49 | 2001-12-13 09:24 | Anjanece | 25 | 18000 | N | N
UTILITY STANDARD | USCCD | Y | UTILITY STANDARD , USCCD |  |  | 0.52 | 2001-12-13 09:24 | Anjanece | 25 | 18000 | N | N
UTILITY STANDARD | USCCD | Y | UTILITY STANDARD , USCCD |  |  | 0.53 | 2001-12-13 09:24 | Anjanece | 25 | 18000 | N | N
UTILITY STANDARD | USCCD | Y | UTILITY STANDARD , USCCD |  |  | 0.54 | 2001-12-13 09:24 | Anjanece | 25 | 18000 | N | N
UTILITY STANDARD | USCCD | Y | UTILITY STANDARD , USCCD |  |  | 0.55 | 2001-12-13 09:24 | Anjanece | 25 | 18000 | N | N
UTILITY STANDARD | USCCD | Y | UTILITY STANDARD , USCCD |  |  | 0.57 | 2001-12-13 09:24 | Anjanece | 25 | 18000 | N | N
UTILITY STANDARD | USCCD | Y | UTILITY STANDARD , USCCD |  |  | 0.58 | 2001-12-13 09:24 | Anjanece | 25 | 18000 | N | N
UTILITY STANDARD | USCCD | Y | UTILITY STANDARD , USCCD |  |  | 0.59 | 2001-12-13 09:24 | Anjanece | 25 | 18000 | N | N
UTILITY STANDARD | USCCD | Y | UTILITY STANDARD , USCCD |  | Storm Stores | 0 | 2018-04-16 10:20 | Anjanece | 25 | 18000 | N | N
UTILITY STANDARD | USCCD | Y | UTILITY STANDARD , USCCD |  |  | 0.37 | 2018-04-16 10:20 | Anjanece | 25 | 18000 | N | N
UTILITY STANDARD | USCCD | Y | UTILITY STANDARD , USCCD |  |  | 0.45 | 2018-04-16 10:20 | Anjanece | 25 | 18000 | N | N
UTILITY STANDARD | USCCD | Y | UTILITY STANDARD , USCCD |  |  | 0.51 | 2018-04-16 10:20 | Anjanece | 25 | 18000 | N | N
UTILITY STANDARD | USCCD | Y | UTILITY STANDARD , USCCD |  |  | 0.52 | 2018-04-16 10:20 | Anjanece | 25 | 18000 | N | N
VIRGINIA PLASTICS CO. | CC-D-275BK | Y | VIRGINIA PLASTICS CO. , CC-D-275BK | JEA OVERHEAD DISTRIBUTION | CSC Stores | 0.32 | 2001-12-13 09:24 | Anjanece | 25 | 18000 | N | N
VIRGINIA PLASTICS CO. | CC-D-275BK | Y | VIRGINIA PLASTICS CO. , CC-D-275BK |  |  | 0.33 | 2001-12-13 09:24 | Anjanece | 25 | 18000 | N | N
VIRGINIA PLASTICS CO. | CC-D-275BK | Y | VIRGINIA PLASTICS CO. , CC-D-275BK |  |  | 0.34 | 2001-12-13 09:24 | Anjanece | 25 | 18000 | N | N
VIRGINIA PLASTICS CO. | CC-D-275BK | Y | VIRGINIA PLASTICS CO. , CC-D-275BK |  |  | 0.35 | 2001-12-13 09:24 | Anjanece | 25 | 18000 | N | N
VIRGINIA PLASTICS CO. | CC-D-275BK | Y | VIRGINIA PLASTICS CO. , CC-D-275BK |  |  | 0.36 | 2001-12-13 09:24 | Anjanece | 25 | 18000 | N | N
VIRGINIA PLASTICS CO. | CC-D-275BK | Y | VIRGINIA PLASTICS CO. , CC-D-275BK |  |  | 0.37 | 2001-12-13 09:24 | Anjanece | 25 | 18000 | N | N
VIRGINIA PLASTICS CO. | CC-D-275BK | Y | VIRGINIA PLASTICS CO. , CC-D-275BK |  |  | 0.38 | 2001-12-13 09:24 | Anjanece | 25 | 18000 | N | N
VIRGINIA PLASTICS CO. | CC-D-275BK | Y | VIRGINIA PLASTICS CO. , CC-D-275BK |  |  | 0.39 | 2001-12-13 09:24 | Anjanece | 25 | 18000 | N | N
VIRGINIA PLASTICS CO. | CC-D-275BK | Y | VIRGINIA PLASTICS CO. , CC-D-275BK |  |  | 0.4 | 2001-12-13 09:24 | Anjanece | 25 | 18000 | N | N
VIRGINIA PLASTICS CO. | CC-D-275BK | Y | VIRGINIA PLASTICS CO. , CC-D-275BK |  |  | 0.41 | 2001-12-13 09:24 | Anjanece | 25 | 18000 | N | N
VIRGINIA PLASTICS CO. | CC-D-275BK | Y | VIRGINIA PLASTICS CO. , CC-D-275BK |  |  | 0.45 | 2001-12-13 09:24 | Anjanece | 25 | 18000 | N | N
VIRGINIA PLASTICS CO. | CC-D-275BK | Y | VIRGINIA PLASTICS CO. , CC-D-275BK |  |  | 0.49 | 2001-12-13 09:24 | Anjanece | 25 | 18000 | N | N
VIRGINIA PLASTICS CO. | CC-D-275BK | Y | VIRGINIA PLASTICS CO. , CC-D-275BK |  |  | 0.52 | 2001-12-13 09:24 | Anjanece | 25 | 18000 | N | N
VIRGINIA PLASTICS CO. | CC-D-275BK | Y | VIRGINIA PLASTICS CO. , CC-D-275BK |  |  | 0.53 | 2001-12-13 09:24 | Anjanece | 25 | 18000 | N | N
VIRGINIA PLASTICS CO. | CC-D-275BK | Y | VIRGINIA PLASTICS CO. , CC-D-275BK |  |  | 0.54 | 2001-12-13 09:24 | Anjanece | 25 | 18000 | N | N
VIRGINIA PLASTICS CO. | CC-D-275BK | Y | VIRGINIA PLASTICS CO. , CC-D-275BK |  |  | 0.55 | 2001-12-13 09:24 | Anjanece | 25 | 18000 | N | N
VIRGINIA PLASTICS CO. | CC-D-275BK | Y | VIRGINIA PLASTICS CO. , CC-D-275BK |  |  | 0.57 | 2001-12-13 09:24 | Anjanece | 25 | 18000 | N | N
VIRGINIA PLASTICS CO. | CC-D-275BK | Y | VIRGINIA PLASTICS CO. , CC-D-275BK |  |  | 0.58 | 2001-12-13 09:24 | Anjanece | 25 | 18000 | N | N
VIRGINIA PLASTICS CO. | CC-D-275BK | Y | VIRGINIA PLASTICS CO. , CC-D-275BK |  |  | 0.59 | 2001-12-13 09:24 | Anjanece | 25 | 18000 | N | N
VIRGINIA PLASTICS CO. | CC-D-275BK | Y | VIRGINIA PLASTICS CO. , CC-D-275BK |  | Storm Stores | 0 | 2018-04-16 10:20 | Anjanece | 25 | 18000 | N | N
VIRGINIA PLASTICS CO. | CC-D-275BK | Y | VIRGINIA PLASTICS CO. , CC-D-275BK |  |  | 0.37 | 2018-04-16 10:20 | Anjanece | 25 | 18000 | N | N
VIRGINIA PLASTICS CO. | CC-D-275BK | Y | VIRGINIA PLASTICS CO. , CC-D-275BK |  |  | 0.45 | 2018-04-16 10:20 | Anjanece | 25 | 18000 | N | N
VIRGINIA PLASTICS CO. | CC-D-275BK | Y | VIRGINIA PLASTICS CO. , CC-D-275BK |  |  | 0.51 | 2018-04-16 10:20 | Anjanece | 25 | 18000 | N | N
VIRGINIA PLASTICS CO. | CC-D-275BK | Y | VIRGINIA PLASTICS CO. , CC-D-275BK |  |  | 0.52 | 2018-04-16 10:20 | Anjanece | 25 | 18000 | N | N
HOMAC | CST-3095 | Y | HOMAC , CST-3095 | JEA OVERHEAD DISTRIBUTION | CSC Stores | 4.93 | 2002-05-21 14:59 | Anjanece | 125 | 0 | N | N
HOMAC | CST-3095 | Y | HOMAC , CST-3095 |  |  | 5.01 | 2002-05-21 14:59 | Anjanece | 125 | 0 | N | N
HOMAC | CST-3095 | Y | HOMAC , CST-3095 |  |  | 5.03 | 2002-05-21 14:59 | Anjanece | 125 | 0 | N | N
HOMAC | CST-3095 | Y | HOMAC , CST-3095 |  |  | 5.7 | 2002-05-21 14:59 | Anjanece | 125 | 0 | N | N
HOMAC | CST-3095 | Y | HOMAC , CST-3095 |  |  | 5.75 | 2002-05-21 14:59 | Anjanece | 125 | 0 | N | N
HOMAC | CST-3095 | Y | HOMAC , CST-3095 |  |  | 6.12 | 2002-05-21 14:59 | Anjanece | 125 | 0 | N | N
HOMAC | CST-3095 | Y | HOMAC , CST-3095 |  |  | 6.48 | 2002-05-21 14:59 | Anjanece | 125 | 0 | N | N
RAYCHEM | GELCAP-SL-JEA | Y | RAYCHEM , GELCAP-SL-JEA | JEA OVERHEAD DISTRIBUTION | CSC Stores | 10.34 | 2001-12-13 09:27 | Anjanece | 30 | 0 | N | N
RAYCHEM | GELCAP-SL-JEA | Y | RAYCHEM , GELCAP-SL-JEA |  |  | 10.36 | 2001-12-13 09:27 | Anjanece | 30 | 0 | N | N
RAYCHEM | GELCAP-SL-JEA | Y | RAYCHEM , GELCAP-SL-JEA |  |  | 10.37 | 2001-12-13 09:27 | Anjanece | 30 | 0 | N | N
RAYCHEM | GELCAP-SL-JEA | Y | RAYCHEM , GELCAP-SL-JEA |  |  | 10.42 | 2001-12-13 09:27 | Anjanece | 30 | 0 | N | N
RAYCHEM | GELCAP-SL-JEA | Y | RAYCHEM , GELCAP-SL-JEA |  |  | 10.52 | 2001-12-13 09:27 | Anjanece | 30 | 0 | N | N
RAYCHEM | GELCAP-SL-JEA | Y | RAYCHEM , GELCAP-SL-JEA |  |  | 10.53 | 2001-12-13 09:27 | Anjanece | 30 | 0 | N | N
RAYCHEM | GELCAP-SL-JEA | Y | RAYCHEM , GELCAP-SL-JEA |  |  | 10.75 | 2001-12-13 09:27 | Anjanece | 30 | 0 | N | N
RAYCHEM | GELCAP-SL-JEA | Y | RAYCHEM , GELCAP-SL-JEA |  |  | 10.78 | 2001-12-13 09:27 | Anjanece | 30 | 0 | N | N
RAYCHEM | GELCAP-SL-JEA | Y | RAYCHEM , GELCAP-SL-JEA |  |  | 11.31 | 2001-12-13 09:27 | Anjanece | 30 | 0 | N | N
RAYCHEM | GELCAP-SL-JEA | Y | RAYCHEM , GELCAP-SL-JEA |  |  | 11.35 | 2001-12-13 09:27 | Anjanece | 30 | 0 | N | N
RAYCHEM | GELCAP-SL-JEA | Y | RAYCHEM , GELCAP-SL-JEA |  |  | 11.5 | 2001-12-13 09:27 | Anjanece | 30 | 0 | N | N
RAYCHEM | GELCAP-SL-JEA | Y | RAYCHEM , GELCAP-SL-JEA |  |  | 11.56 | 2001-12-13 09:27 | Anjanece | 30 | 0 | N | N
RAYCHEM | GELCAP-SL-JEA | Y | RAYCHEM , GELCAP-SL-JEA |  |  | 11.68 | 2001-12-13 09:27 | Anjanece | 30 | 0 | N | N
RAYCHEM | GELCAP-SL-JEA | Y | RAYCHEM , GELCAP-SL-JEA |  |  | 11.69 | 2001-12-13 09:27 | Anjanece | 30 | 0 | N | N
RAYCHEM | GELCAP-SL-JEA | Y | RAYCHEM , GELCAP-SL-JEA |  |  | 11.72 | 2001-12-13 09:27 | Anjanece | 30 | 0 | N | N
RAYCHEM | GELCAP-SL-JEA | Y | RAYCHEM , GELCAP-SL-JEA |  |  | 11.88 | 2001-12-13 09:27 | Anjanece | 30 | 0 | N | N
RAYCHEM | GELCAP-SL-JEA | Y | RAYCHEM , GELCAP-SL-JEA |  |  | 11.89 | 2001-12-13 09:27 | Anjanece | 30 | 0 | N | N
RAYCHEM | GELCAP-SL-JEA | Y | RAYCHEM , GELCAP-SL-JEA |  |  | 11.9 | 2001-12-13 09:27 | Anjanece | 30 | 0 | N | N
RAYCHEM | GELCAP-SL-JEA | Y | RAYCHEM , GELCAP-SL-JEA |  |  | 12.05 | 2001-12-13 09:27 | Anjanece | 30 | 0 | N | N
RAYCHEM | GELCAP-SL-JEA | Y | RAYCHEM , GELCAP-SL-JEA |  |  | 12.15 | 2001-12-13 09:27 | Anjanece | 30 | 0 | N | N
RAYCHEM | GELCAP-SL-JEA | Y | RAYCHEM , GELCAP-SL-JEA |  |  | 12.18 | 2001-12-13 09:27 | Anjanece | 30 | 0 | N | N
RAYCHEM | GELCAP-SL-JEA | Y | RAYCHEM , GELCAP-SL-JEA |  |  | 12.9 | 2001-12-13 09:27 | Anjanece | 30 | 0 | N | N
RAYCHEM | GELCAP-SL-JEA | Y | RAYCHEM , GELCAP-SL-JEA |  |  | 13.12 | 2001-12-13 09:27 | Anjanece | 30 | 0 | N | N
RAYCHEM | GELCAP-SL-JEA | Y | RAYCHEM , GELCAP-SL-JEA |  |  | 18 | 2001-12-13 09:27 | Anjanece | 30 | 0 | N | N
RAYCHEM | GELCAP-SL-JEA | Y | RAYCHEM , GELCAP-SL-JEA |  |  | 19.82 | 2001-12-13 09:27 | Anjanece | 30 | 0 | N | N
RAYCHEM | GELCAP-SL-JEA | Y | RAYCHEM , GELCAP-SL-JEA |  |  | 20.22 | 2001-12-13 09:27 | Anjanece | 30 | 0 | N | N
RAYCHEM | GELCAP-SL-JEA | Y | RAYCHEM , GELCAP-SL-JEA |  |  | 21.04 | 2001-12-13 09:27 | Anjanece | 30 | 0 | N | N
RAYCHEM | GELCAP-SL-JEA | Y | RAYCHEM , GELCAP-SL-JEA |  |  | 21.63 | 2001-12-13 09:27 | Anjanece | 30 | 0 | N | N
RAYCHEM | GELCAP-SL-JEA | Y | RAYCHEM , GELCAP-SL-JEA |  |  | 21.75 | 2001-12-13 09:27 | Anjanece | 30 | 0 | N | N
RAYCHEM | GELCAP-SL-JEA | Y | RAYCHEM , GELCAP-SL-JEA |  |  | 21.93 | 2001-12-13 09:27 | Anjanece | 30 | 0 | N | N
RAYCHEM | GELCAP-SL-JEA | Y | RAYCHEM , GELCAP-SL-JEA |  |  | 22.49 | 2001-12-13 09:27 | Anjanece | 30 | 0 | N | N
RAYCHEM | GELCAP-SL-JEA | Y | RAYCHEM , GELCAP-SL-JEA |  |  | 22.53 | 2001-12-13 09:27 | Anjanece | 30 | 0 | N | N
RAYCHEM | GELCAP-SL-JEA | Y | RAYCHEM , GELCAP-SL-JEA |  |  | 22.72 | 2001-12-13 09:27 | Anjanece | 30 | 0 | N | N
RAYCHEM | GELCAP-SL-JEA | Y | RAYCHEM , GELCAP-SL-JEA |  |  | 22.97 | 2001-12-13 09:27 | Anjanece | 30 | 0 | N | N
RAYCHEM | GELCAP-SL-JEA | Y | RAYCHEM , GELCAP-SL-JEA |  |  | 23.23 | 2001-12-13 09:27 | Anjanece | 30 | 0 | N | N
HOMAC | FSS 350-HM | Y | HOMAC , FSS 350-HM | JEA OVERHEAD DISTRIBUTION | CSC Stores | 1.99 | 2002-06-24 14:53 | Anjanece | 100 | 0 | N | N
HOMAC | FSS 350-HM | Y | HOMAC , FSS 350-HM |  |  | 2.01 | 2002-06-24 14:53 | Anjanece | 100 | 0 | N | N
HOMAC | FSS 350-HM | Y | HOMAC , FSS 350-HM |  |  | 2.02 | 2002-06-24 14:53 | Anjanece | 100 | 0 | N | N
HOMAC | FSS 350-HM | Y | HOMAC , FSS 350-HM |  |  | 2.05 | 2002-06-24 14:53 | Anjanece | 100 | 0 | N | N
HOMAC | FSS 350-HM | Y | HOMAC , FSS 350-HM |  |  | 2.06 | 2002-06-24 14:53 | Anjanece | 100 | 0 | N | N
HOMAC | FSS 350-HM | Y | HOMAC , FSS 350-HM |  |  | 2.07 | 2002-06-24 14:53 | Anjanece | 100 | 0 | N | N
HOMAC | FSS 350-HM | Y | HOMAC , FSS 350-HM |  |  | 2.09 | 2002-06-24 14:53 | Anjanece | 100 | 0 | N | N
HOMAC | FSS 350-HM | Y | HOMAC , FSS 350-HM |  |  | 2.27 | 2002-06-24 14:53 | Anjanece | 100 | 0 | N | N
HOMAC | FSS 350-HM | Y | HOMAC , FSS 350-HM |  |  | 2.45 | 2002-06-24 14:53 | Anjanece | 100 | 0 | N | N
HOMAC | FSS 350-HM | Y | HOMAC , FSS 350-HM |  |  | 2.48 | 2002-06-24 14:53 | Anjanece | 100 | 0 | N | N
HOMAC | FSS 350-HM | Y | HOMAC , FSS 350-HM |  |  | 2.51 | 2002-06-24 14:53 | Anjanece | 100 | 0 | N | N
HOMAC | FSS 350-HM | Y | HOMAC , FSS 350-HM |  |  | 2.6 | 2002-06-24 14:53 | Anjanece | 100 | 0 | N | N
HOMAC | FSS 350-HM | Y | HOMAC , FSS 350-HM |  |  | 2.63 | 2002-06-24 14:53 | Anjanece | 100 | 0 | N | N
HOMAC | FSS 350-HM | Y | HOMAC , FSS 350-HM |  |  | 2.65 | 2002-06-24 14:53 | Anjanece | 100 | 0 | N | N
HOMAC | FSS 350-HM | Y | HOMAC , FSS 350-HM |  |  | 2.66 | 2002-06-24 14:53 | Anjanece | 100 | 0 | N | N
HOMAC | FSS 350-HM | Y | HOMAC , FSS 350-HM |  |  | 2.67 | 2002-06-24 14:53 | Anjanece | 100 | 0 | N | N
HOMAC | FSS 350-HM | Y | HOMAC , FSS 350-HM |  |  | 2.69 | 2002-06-24 14:53 | Anjanece | 100 | 0 | N | N
HOMAC | FSS 350-HM | Y | HOMAC , FSS 350-HM |  |  | 2.72 | 2002-06-24 14:53 | Anjanece | 100 | 0 | N | N
HOMAC | FSS 350-HM | Y | HOMAC , FSS 350-HM |  |  | 2.75 | 2002-06-24 14:53 | Anjanece | 100 | 0 | N | N
HOMAC | FSS 350-HM | Y | HOMAC , FSS 350-HM |  |  | 2.88 | 2002-06-24 14:53 | Anjanece | 100 | 0 | N | N
HOMAC | FSS 350-HM | Y | HOMAC , FSS 350-HM |  |  | 3.54 | 2002-06-24 14:53 | Anjanece | 100 | 0 | N | N
HOMAC | FSS 350-HM | Y | HOMAC , FSS 350-HM |  |  | 3.81 | 2002-06-24 14:53 | Anjanece | 100 | 0 | N | N
HOMAC | FSS 350-HM | Y | HOMAC , FSS 350-HM |  |  | 4.16 | 2002-06-24 14:53 | Anjanece | 100 | 0 | N | N
HOMAC | FSS 350-HM | Y | HOMAC , FSS 350-HM |  |  | 4.79 | 2002-06-24 14:53 | Anjanece | 100 | 0 | N | N
HOMAC | FSS 350-HM | Y | HOMAC , FSS 350-HM |  |  | 4.84 | 2002-06-24 14:53 | Anjanece | 100 | 0 | N | N
HOMAC | FSS 350-HM | Y | HOMAC , FSS 350-HM |  |  | 4.96 | 2002-06-24 14:53 | Anjanece | 100 | 0 | N | N
HOMAC | FSS 20-HM | Y | HOMAC , FSS 20-HM | JEA OVERHEAD DISTRIBUTION | CSC Stores | 0 | 2011-12-14 09:09 | Anjanece | 250 | 0 | N | N
HOMAC | FSS 20-HM | Y | HOMAC , FSS 20-HM |  |  | 1.67 | 2011-12-14 09:09 | Anjanece | 250 | 0 | N | N
HOMAC | FSS 20-HM | Y | HOMAC , FSS 20-HM |  |  | 1.75 | 2011-12-14 09:09 | Anjanece | 250 | 0 | N | N
HOMAC | FSS 20-HM | Y | HOMAC , FSS 20-HM |  |  | 1.93 | 2011-12-14 09:09 | Anjanece | 250 | 0 | N | N
HOMAC | FSS 20-HM | Y | HOMAC , FSS 20-HM |  |  | 1.94 | 2011-12-14 09:09 | Anjanece | 250 | 0 | N | N
HOMAC | FSS 20-HM | Y | HOMAC , FSS 20-HM |  |  | 1.96 | 2011-12-14 09:09 | Anjanece | 250 | 0 | N | N
HOMAC | FSS 20-HM | Y | HOMAC , FSS 20-HM |  |  | 2 | 2011-12-14 09:09 | Anjanece | 250 | 0 | N | N
HOMAC | FSS 20-HM | Y | HOMAC , FSS 20-HM |  |  | 2.15 | 2011-12-14 09:09 | Anjanece | 250 | 0 | N | N
HOMAC | FSS 20-HM | Y | HOMAC , FSS 20-HM |  |  | 2.22 | 2011-12-14 09:09 | Anjanece | 250 | 0 | N | N
HOMAC | FSS 20-HM | Y | HOMAC , FSS 20-HM |  |  | 2.47 | 2011-12-14 09:09 | Anjanece | 250 | 0 | N | N
HOMAC | FSS 20-HM | Y | HOMAC , FSS 20-HM |  |  | 2.7 | 2011-12-14 09:09 | Anjanece | 250 | 0 | N | N
HOMAC | FSS 20-HM | Y | HOMAC , FSS 20-HM |  |  | 4.86 | 2011-12-14 09:09 | Anjanece | 250 | 0 | N | N
HOMAC | FSS 20-HM | Y | HOMAC , FSS 20-HM |  |  | 5.04 | 2011-12-14 09:09 | Anjanece | 250 | 0 | N | N
RAYCHEM | GELWRAP-33/10-300 | Y | RAYCHEM , GELWRAP-33/10-300 | JEA UNDERGROUND DISTRIBUTION | CSC Stores | 15 | 2020-04-08 12:42 | Anjanece | 12 | 0 | N | N
RAYCHEM | GELWRAP-33/10-300 | Y | RAYCHEM , GELWRAP-33/10-300 |  |  | 15.15 | 2020-04-08 12:42 | Anjanece | 12 | 0 | N | N
ABB POWER T & D | AJ25TENN13N0 | Y | ABB POWER T & D , AJ25TENN13N0 | JEA OVERHEAD DISTRIBUTION | CSC Stores | 53.59 | 2001-12-13 09:29 | Anjanece | 1 | 2100 | N | N
ABB POWER T & D | AJ25TENN13N0 | Y | ABB POWER T & D , AJ25TENN13N0 |  |  | 53.66 | 2001-12-13 09:29 | Anjanece | 1 | 2100 | N | N
ABB POWER T & D | AJ25TENN13N0 | Y | ABB POWER T & D , AJ25TENN13N0 |  |  | 53.72 | 2001-12-13 09:29 | Anjanece | 1 | 2100 | N | N
ABB POWER T & D | AJ25TENN13N0 | Y | ABB POWER T & D , AJ25TENN13N0 |  |  | 53.79 | 2001-12-13 09:29 | Anjanece | 1 | 2100 | N | N
ABB POWER T & D | AJ25TENN13N0 | Y | ABB POWER T & D , AJ25TENN13N0 |  |  | 53.81 | 2001-12-13 09:29 | Anjanece | 1 | 2100 | N | N
ABB POWER T & D | AJ25TENN13N0 | Y | ABB POWER T & D , AJ25TENN13N0 |  |  | 53.85 | 2001-12-13 09:29 | Anjanece | 1 | 2100 | N | N
ABB POWER T & D | AJ25TENN13N0 | Y | ABB POWER T & D , AJ25TENN13N0 |  |  | 53.88 | 2001-12-13 09:29 | Anjanece | 1 | 2100 | N | N
ABB POWER T & D | AJ25TENN13N0 | Y | ABB POWER T & D , AJ25TENN13N0 |  |  | 54.01 | 2001-12-13 09:29 | Anjanece | 1 | 2100 | N | N
ABB POWER T & D | AJ25TENN13N0 | Y | ABB POWER T & D , AJ25TENN13N0 |  |  | 54.02 | 2001-12-13 09:29 | Anjanece | 1 | 2100 | N | N
ABB POWER T & D | AJ25TENN13N0 | Y | ABB POWER T & D , AJ25TENN13N0 |  |  | 54.13 | 2001-12-13 09:29 | Anjanece | 1 | 2100 | N | N
ABB POWER T & D | AJ25TENN13N0 | Y | ABB POWER T & D , AJ25TENN13N0 |  |  | 54.24 | 2001-12-13 09:29 | Anjanece | 1 | 2100 | N | N
ABB POWER T & D | AJ25TENN13N0 | Y | ABB POWER T & D , AJ25TENN13N0 |  |  | 54.4 | 2001-12-13 09:29 | Anjanece | 1 | 2100 | N | N
ABB POWER T & D | AJ25TENN13N0 | Y | ABB POWER T & D , AJ25TENN13N0 |  |  | 54.44 | 2001-12-13 09:29 | Anjanece | 1 | 2100 | N | N
ABB POWER T & D | AJ25TENN13N0 | Y | ABB POWER T & D , AJ25TENN13N0 |  |  | 54.49 | 2001-12-13 09:29 | Anjanece | 1 | 2100 | N | N
ABB POWER T & D | AJ25TENN13N0 | Y | ABB POWER T & D , AJ25TENN13N0 |  |  | 54.54 | 2001-12-13 09:29 | Anjanece | 1 | 2100 | N | N
ABB POWER T & D | AJ25TENN13N0 | Y | ABB POWER T & D , AJ25TENN13N0 |  |  | 54.58 | 2001-12-13 09:29 | Anjanece | 1 | 2100 | N | N
ABB POWER T & D | AJ25TENN13N0 | Y | ABB POWER T & D , AJ25TENN13N0 |  |  | 54.59 | 2001-12-13 09:29 | Anjanece | 1 | 2100 | N | N
ABB POWER T & D | AJ25TENN13N0 | Y | ABB POWER T & D , AJ25TENN13N0 |  |  | 55.14 | 2001-12-13 09:29 | Anjanece | 1 | 2100 | N | N
ABB POWER T & D | AJ25TENN13N0 | Y | ABB POWER T & D , AJ25TENN13N0 |  |  | 55.24 | 2001-12-13 09:29 | Anjanece | 1 | 2100 | N | N
ABB POWER T & D | AJ25TENN13N0 | Y | ABB POWER T & D , AJ25TENN13N0 |  |  | 55.26 | 2001-12-13 09:29 | Anjanece | 1 | 2100 | N | N
ABB POWER T & D | AJ25TENN13N0 | Y | ABB POWER T & D , AJ25TENN13N0 |  |  | 55.32 | 2001-12-13 09:29 | Anjanece | 1 | 2100 | N | N
ABB POWER T & D | AJ25TENN13N0 | Y | ABB POWER T & D , AJ25TENN13N0 |  |  | 57.3 | 2001-12-13 09:29 | Anjanece | 1 | 2100 | N | N
ABB POWER T & D | AJ25TENN13N0 | Y | ABB POWER T & D , AJ25TENN13N0 |  |  | 57.6 | 2001-12-13 09:29 | Anjanece | 1 | 2100 | N | N
ABB POWER T & D | AJ25TENN13N0 | Y | ABB POWER T & D , AJ25TENN13N0 |  |  | 62.94 | 2001-12-13 09:29 | Anjanece | 1 | 2100 | N | N
ABB POWER T & D | AJ25TENN13N0 | Y | ABB POWER T & D , AJ25TENN13N0 |  |  | 63 | 2001-12-13 09:29 | Anjanece | 1 | 2100 | N | N
ABB POWER T & D | AJ25TENN13N0 | Y | ABB POWER T & D , AJ25TENN13N0 |  |  | 63.26 | 2001-12-13 09:29 | Anjanece | 1 | 2100 | N | N
ABB POWER T & D | AJ25TENN13N0 | Y | ABB POWER T & D , AJ25TENN13N0 |  |  | 63.83 | 2001-12-13 09:29 | Anjanece | 1 | 2100 | N | N
ABB POWER T & D | AJ25TENN13N0 | Y | ABB POWER T & D , AJ25TENN13N0 |  |  | 64.06 | 2001-12-13 09:29 | Anjanece | 1 | 2100 | N | N
ABB POWER T & D | AJ25TENN13N0 | Y | ABB POWER T & D , AJ25TENN13N0 |  |  | 64.74 | 2001-12-13 09:29 | Anjanece | 1 | 2100 | N | N
ABB POWER T & D | AJ25TENN13N0 | Y | ABB POWER T & D , AJ25TENN13N0 |  |  | 65.27 | 2001-12-13 09:29 | Anjanece | 1 | 2100 | N | N
ABB POWER T & D | AJ25TENN13N0 | Y | ABB POWER T & D , AJ25TENN13N0 |  |  | 65.49 | 2001-12-13 09:29 | Anjanece | 1 | 2100 | N | N
ABB POWER T & D | AJ25TENN13N0 | Y | ABB POWER T & D , AJ25TENN13N0 |  |  | 65.69 | 2001-12-13 09:29 | Anjanece | 1 | 2100 | N | N
ABB POWER T & D | AJ25TENN13N0 | Y | ABB POWER T & D , AJ25TENN13N0 |  |  | 66.49 | 2001-12-13 09:29 | Anjanece | 1 | 2100 | N | N
ABB POWER T & D | AJ25TENN13N0 | Y | ABB POWER T & D , AJ25TENN13N0 |  |  | 66.68 | 2001-12-13 09:29 | Anjanece | 1 | 2100 | N | N
ABB POWER T & D | AJ25TENN13N0 | Y | ABB POWER T & D , AJ25TENN13N0 |  |  | 67.58 | 2001-12-13 09:29 | Anjanece | 1 | 2100 | N | N
ABB POWER T & D | AJ25TENN13N0 | Y | ABB POWER T & D , AJ25TENN13N0 |  |  | 68 | 2001-12-13 09:29 | Anjanece | 1 | 2100 | N | N
ABB POWER T & D | AJ25TENN13N0 | Y | ABB POWER T & D , AJ25TENN13N0 |  |  | 68.06 | 2001-12-13 09:29 | Anjanece | 1 | 2100 | N | N
ABB POWER T & D | AJ25TENN13N0 | Y | ABB POWER T & D , AJ25TENN13N0 |  |  | 69.2 | 2001-12-13 09:29 | Anjanece | 1 | 2100 | N | N
ABB POWER T & D | AJ25TENN13N0 | Y | ABB POWER T & D , AJ25TENN13N0 |  |  | 69.31 | 2001-12-13 09:29 | Anjanece | 1 | 2100 | N | N
ABB POWER T & D | AJ25TENN13N0 | Y | ABB POWER T & D , AJ25TENN13N0 |  |  | 69.44 | 2001-12-13 09:29 | Anjanece | 1 | 2100 | N | N
ABB POWER T & D | AJ25TENN13N0 | Y | ABB POWER T & D , AJ25TENN13N0 |  |  | 69.56 | 2001-12-13 09:29 | Anjanece | 1 | 2100 | N | N
ABB POWER T & D | AJ25TENN13N0 | Y | ABB POWER T & D , AJ25TENN13N0 |  |  | 69.8 | 2001-12-13 09:29 | Anjanece | 1 | 2100 | N | N
ABB POWER T & D | AJ25TENN13N0 | Y | ABB POWER T & D , AJ25TENN13N0 |  |  | 70.12 | 2001-12-13 09:29 | Anjanece | 1 | 2100 | N | N
ABB POWER T & D | AJ25TENN13N0 | Y | ABB POWER T & D , AJ25TENN13N0 |  |  | 70.14 | 2001-12-13 09:29 | Anjanece | 1 | 2100 | N | N
ABB POWER T & D | AJ25TENN13N0 | Y | ABB POWER T & D , AJ25TENN13N0 |  |  | 71.89 | 2001-12-13 09:29 | Anjanece | 1 | 2100 | N | N
ABB POWER T & D | AJ25TENN13N0 | Y | ABB POWER T & D , AJ25TENN13N0 |  |  | 71.9 | 2001-12-13 09:29 | Anjanece | 1 | 2100 | N | N
ABB POWER T & D | AJ25TENN13N0 | Y | ABB POWER T & D , AJ25TENN13N0 |  |  | 71.91 | 2001-12-13 09:29 | Anjanece | 1 | 2100 | N | N
ABB POWER T & D | AJ25TENN13N0 | Y | ABB POWER T & D , AJ25TENN13N0 |  |  | 71.94 | 2001-12-13 09:29 | Anjanece | 1 | 2100 | N | N
ABB POWER T & D | AJ25TENN13N0 | Y | ABB POWER T & D , AJ25TENN13N0 |  |  | 71.97 | 2001-12-13 09:29 | Anjanece | 1 | 2100 | N | N
ABB POWER T & D | AJ25TENN13N0 | Y | ABB POWER T & D , AJ25TENN13N0 |  |  | 72 | 2001-12-13 09:29 | Anjanece | 1 | 2100 | N | N
ABB POWER T & D | AJ25TENN13N0 | Y | ABB POWER T & D , AJ25TENN13N0 |  |  | 72.06 | 2001-12-13 09:29 | Anjanece | 1 | 2100 | N | N
ABB POWER T & D | AJ25TENN13N0 | Y | ABB POWER T & D , AJ25TENN13N0 |  |  | 72.13 | 2001-12-13 09:29 | Anjanece | 1 | 2100 | N | N
ABB POWER T & D | AJ25TENN13N0 | Y | ABB POWER T & D , AJ25TENN13N0 |  |  | 72.16 | 2001-12-13 09:29 | Anjanece | 1 | 2100 | N | N
ABB POWER T & D | AJ25TENN13N0 | Y | ABB POWER T & D , AJ25TENN13N0 |  |  | 72.57 | 2001-12-13 09:29 | Anjanece | 1 | 2100 | N | N
ABB POWER T & D | AJ25TENN13N0 | Y | ABB POWER T & D , AJ25TENN13N0 |  |  | 72.72 | 2001-12-13 09:29 | Anjanece | 1 | 2100 | N | N
ABB POWER T & D | AJ25TENN13N0 | Y | ABB POWER T & D , AJ25TENN13N0 |  |  | 72.79 | 2001-12-13 09:29 | Anjanece | 1 | 2100 | N | N
ABB POWER T & D | AJ25TENN13N0 | Y | ABB POWER T & D , AJ25TENN13N0 |  |  | 72.89 | 2001-12-13 09:29 | Anjanece | 1 | 2100 | N | N
ABB POWER T & D | AJ25TENN13N0 | Y | ABB POWER T & D , AJ25TENN13N0 |  |  | 73.01 | 2001-12-13 09:29 | Anjanece | 1 | 2100 | N | N
ABB POWER T & D | AJ25TENN13N0 | Y | ABB POWER T & D , AJ25TENN13N0 |  |  | 73.16 | 2001-12-13 09:29 | Anjanece | 1 | 2100 | N | N
ABB POWER T & D | AJ25TENN13N0 | Y | ABB POWER T & D , AJ25TENN13N0 |  |  | 73.54 | 2001-12-13 09:29 | Anjanece | 1 | 2100 | N | N
ABB POWER T & D | AJ25TENN13N0 | Y | ABB POWER T & D , AJ25TENN13N0 |  |  | 73.61 | 2001-12-13 09:29 | Anjanece | 1 | 2100 | N | N
ABB POWER T & D | AJ25TENN13N0 | Y | ABB POWER T & D , AJ25TENN13N0 |  |  | 73.71 | 2001-12-13 09:29 | Anjanece | 1 | 2100 | N | N
ABB POWER T & D | AJ25TENN13N0 | Y | ABB POWER T & D , AJ25TENN13N0 |  |  | 73.83 | 2001-12-13 09:29 | Anjanece | 1 | 2100 | N | N
ABB POWER T & D | AJ25TENN13N0 | Y | ABB POWER T & D , AJ25TENN13N0 |  |  | 73.88 | 2001-12-13 09:29 | Anjanece | 1 | 2100 | N | N
ABB POWER T & D | AJ25TENN13N0 | Y | ABB POWER T & D , AJ25TENN13N0 |  |  | 73.91 | 2001-12-13 09:29 | Anjanece | 1 | 2100 | N | N
ABB POWER T & D | AJ25TENN13N0 | Y | ABB POWER T & D , AJ25TENN13N0 |  |  | 73.93 | 2001-12-13 09:29 | Anjanece | 1 | 2100 | N | N
ABB POWER T & D | AJ25TENN13N0 | Y | ABB POWER T & D , AJ25TENN13N0 |  |  | 73.94 | 2001-12-13 09:29 | Anjanece | 1 | 2100 | N | N
ABB POWER T & D | AJ25TENN13N0 | Y | ABB POWER T & D , AJ25TENN13N0 |  |  | 73.95 | 2001-12-13 09:29 | Anjanece | 1 | 2100 | N | N
ABB POWER T & D | AJ25TENN13N0 | Y | ABB POWER T & D , AJ25TENN13N0 |  |  | 73.98 | 2001-12-13 09:29 | Anjanece | 1 | 2100 | N | N
ABB POWER T & D | AJ25TENN13N0 | Y | ABB POWER T & D , AJ25TENN13N0 |  |  | 74 | 2001-12-13 09:29 | Anjanece | 1 | 2100 | N | N
ABB POWER T & D | AJ25TENN13N0 | Y | ABB POWER T & D , AJ25TENN13N0 |  |  | 74.08 | 2001-12-13 09:29 | Anjanece | 1 | 2100 | N | N
ABB POWER T & D | AJ25TENN13N0 | Y | ABB POWER T & D , AJ25TENN13N0 |  |  | 74.15 | 2001-12-13 09:29 | Anjanece | 1 | 2100 | N | N
ABB POWER T & D | AJ25TENN13N0 | Y | ABB POWER T & D , AJ25TENN13N0 |  |  | 74.28 | 2001-12-13 09:29 | Anjanece | 1 | 2100 | N | N
ABB POWER T & D | AJ25TENN13N0 | Y | ABB POWER T & D , AJ25TENN13N0 |  |  | 74.48 | 2001-12-13 09:29 | Anjanece | 1 | 2100 | N | N
ABB POWER T & D | AJ25TENN13N0 | Y | ABB POWER T & D , AJ25TENN13N0 |  |  | 75.48 | 2001-12-13 09:29 | Anjanece | 1 | 2100 | N | N
ABB POWER T & D | AJ25TENN13N0 | Y | ABB POWER T & D , AJ25TENN13N0 |  |  | 75.83 | 2001-12-13 09:29 | Anjanece | 1 | 2100 | N | N
ABB POWER T & D | AJ25TENN13N0 | Y | ABB POWER T & D , AJ25TENN13N0 |  |  | 77.66 | 2001-12-13 09:29 | Anjanece | 1 | 2100 | N | N
ABB POWER T & D | AJ25TENN13N0 | Y | ABB POWER T & D , AJ25TENN13N0 |  |  | 78.93 | 2001-12-13 09:29 | Anjanece | 1 | 2100 | N | N
ABB POWER T & D | AJ25TENN13N0 | Y | ABB POWER T & D , AJ25TENN13N0 |  |  | 79.64 | 2001-12-13 09:29 | Anjanece | 1 | 2100 | N | N
ABB POWER T & D | AJ25TENN13N0 | Y | ABB POWER T & D , AJ25TENN13N0 |  |  | 79.95 | 2001-12-13 09:29 | Anjanece | 1 | 2100 | N | N
ABB POWER T & D | AJ25TENN13N0 | Y | ABB POWER T & D , AJ25TENN13N0 |  |  | 81.37 | 2001-12-13 09:29 | Anjanece | 1 | 2100 | N | N
ABB POWER T & D | AJ25TENN13N0 | Y | ABB POWER T & D , AJ25TENN13N0 |  |  | 82.51 | 2001-12-13 09:29 | Anjanece | 1 | 2100 | N | N
ABB POWER T & D | AJ25TENN13N0 | Y | ABB POWER T & D , AJ25TENN13N0 |  |  | 83.98 | 2001-12-13 09:29 | Anjanece | 1 | 2100 | N | N
ABB POWER T & D | AJ25TENN13N0 | Y | ABB POWER T & D , AJ25TENN13N0 |  |  | 84.4 | 2001-12-13 09:29 | Anjanece | 1 | 2100 | N | N
ABB POWER T & D | AJ25TENN13N0 | Y | ABB POWER T & D , AJ25TENN13N0 |  |  | 84.73 | 2001-12-13 09:29 | Anjanece | 1 | 2100 | N | N
ABB POWER T & D | AJ25TENN13N0 | Y | ABB POWER T & D , AJ25TENN13N0 |  |  | 85.4 | 2001-12-13 09:29 | Anjanece | 1 | 2100 | N | N
ABB POWER T & D | AJ25TENN13N0 | Y | ABB POWER T & D , AJ25TENN13N0 |  |  | 85.52 | 2001-12-13 09:29 | Anjanece | 1 | 2100 | N | N
ABB POWER T & D | AJ25TENN13N0 | Y | ABB POWER T & D , AJ25TENN13N0 |  |  | 85.64 | 2001-12-13 09:29 | Anjanece | 1 | 2100 | N | N
ABB POWER T & D | AJ25TENN13N0 | Y | ABB POWER T & D , AJ25TENN13N0 |  |  | 85.76 | 2001-12-13 09:29 | Anjanece | 1 | 2100 | N | N
ABB POWER T & D | AJ25TENN13N0 | Y | ABB POWER T & D , AJ25TENN13N0 |  |  | 86.11 | 2001-12-13 09:29 | Anjanece | 1 | 2100 | N | N
ABB POWER T & D | AJ25TENN13N0 | Y | ABB POWER T & D , AJ25TENN13N0 |  |  | 86.23 | 2001-12-13 09:29 | Anjanece | 1 | 2100 | N | N
ABB POWER T & D | AJ25TENN13N0 | Y | ABB POWER T & D , AJ25TENN13N0 |  |  | 86.43 | 2001-12-13 09:29 | Anjanece | 1 | 2100 | N | N
ABB POWER T & D | AJ25TENN13N0 | Y | ABB POWER T & D , AJ25TENN13N0 |  |  | 86.68 | 2001-12-13 09:29 | Anjanece | 1 | 2100 | N | N
ALUMA FORM | CSG27-100A-150-EN-12kA | Y | ALUMA FORM , CSG27-100A-150-EN-12kA | JEA OVERHEAD DISTRIBUTION | CSC Stores | 53.59 | 2001-12-13 09:29 | Anjanece | 1 | 2100 | N | N
ALUMA FORM | CSG27-100A-150-EN-12kA | Y | ALUMA FORM , CSG27-100A-150-EN-12kA |  |  | 53.66 | 2001-12-13 09:29 | Anjanece | 1 | 2100 | N | N
ALUMA FORM | CSG27-100A-150-EN-12kA | Y | ALUMA FORM , CSG27-100A-150-EN-12kA |  |  | 53.72 | 2001-12-13 09:29 | Anjanece | 1 | 2100 | N | N
ALUMA FORM | CSG27-100A-150-EN-12kA | Y | ALUMA FORM , CSG27-100A-150-EN-12kA |  |  | 53.79 | 2001-12-13 09:29 | Anjanece | 1 | 2100 | N | N
ALUMA FORM | CSG27-100A-150-EN-12kA | Y | ALUMA FORM , CSG27-100A-150-EN-12kA |  |  | 53.81 | 2001-12-13 09:29 | Anjanece | 1 | 2100 | N | N
ALUMA FORM | CSG27-100A-150-EN-12kA | Y | ALUMA FORM , CSG27-100A-150-EN-12kA |  |  | 53.85 | 2001-12-13 09:29 | Anjanece | 1 | 2100 | N | N
ALUMA FORM | CSG27-100A-150-EN-12kA | Y | ALUMA FORM , CSG27-100A-150-EN-12kA |  |  | 53.88 | 2001-12-13 09:29 | Anjanece | 1 | 2100 | N | N
ALUMA FORM | CSG27-100A-150-EN-12kA | Y | ALUMA FORM , CSG27-100A-150-EN-12kA |  |  | 54.01 | 2001-12-13 09:29 | Anjanece | 1 | 2100 | N | N
ALUMA FORM | CSG27-100A-150-EN-12kA | Y | ALUMA FORM , CSG27-100A-150-EN-12kA |  |  | 54.02 | 2001-12-13 09:29 | Anjanece | 1 | 2100 | N | N
ALUMA FORM | CSG27-100A-150-EN-12kA | Y | ALUMA FORM , CSG27-100A-150-EN-12kA |  |  | 54.13 | 2001-12-13 09:29 | Anjanece | 1 | 2100 | N | N
ALUMA FORM | CSG27-100A-150-EN-12kA | Y | ALUMA FORM , CSG27-100A-150-EN-12kA |  |  | 54.24 | 2001-12-13 09:29 | Anjanece | 1 | 2100 | N | N
ALUMA FORM | CSG27-100A-150-EN-12kA | Y | ALUMA FORM , CSG27-100A-150-EN-12kA |  |  | 54.4 | 2001-12-13 09:29 | Anjanece | 1 | 2100 | N | N
ALUMA FORM | CSG27-100A-150-EN-12kA | Y | ALUMA FORM , CSG27-100A-150-EN-12kA |  |  | 54.44 | 2001-12-13 09:29 | Anjanece | 1 | 2100 | N | N
ALUMA FORM | CSG27-100A-150-EN-12kA | Y | ALUMA FORM , CSG27-100A-150-EN-12kA |  |  | 54.49 | 2001-12-13 09:29 | Anjanece | 1 | 2100 | N | N
ALUMA FORM | CSG27-100A-150-EN-12kA | Y | ALUMA FORM , CSG27-100A-150-EN-12kA |  |  | 54.54 | 2001-12-13 09:29 | Anjanece | 1 | 2100 | N | N
ALUMA FORM | CSG27-100A-150-EN-12kA | Y | ALUMA FORM , CSG27-100A-150-EN-12kA |  |  | 54.58 | 2001-12-13 09:29 | Anjanece | 1 | 2100 | N | N
ALUMA FORM | CSG27-100A-150-EN-12kA | Y | ALUMA FORM , CSG27-100A-150-EN-12kA |  |  | 54.59 | 2001-12-13 09:29 | Anjanece | 1 | 2100 | N | N
ALUMA FORM | CSG27-100A-150-EN-12kA | Y | ALUMA FORM , CSG27-100A-150-EN-12kA |  |  | 55.14 | 2001-12-13 09:29 | Anjanece | 1 | 2100 | N | N
ALUMA FORM | CSG27-100A-150-EN-12kA | Y | ALUMA FORM , CSG27-100A-150-EN-12kA |  |  | 55.24 | 2001-12-13 09:29 | Anjanece | 1 | 2100 | N | N
ALUMA FORM | CSG27-100A-150-EN-12kA | Y | ALUMA FORM , CSG27-100A-150-EN-12kA |  |  | 55.26 | 2001-12-13 09:29 | Anjanece | 1 | 2100 | N | N
ALUMA FORM | CSG27-100A-150-EN-12kA | Y | ALUMA FORM , CSG27-100A-150-EN-12kA |  |  | 55.32 | 2001-12-13 09:29 | Anjanece | 1 | 2100 | N | N
ALUMA FORM | CSG27-100A-150-EN-12kA | Y | ALUMA FORM , CSG27-100A-150-EN-12kA |  |  | 57.3 | 2001-12-13 09:29 | Anjanece | 1 | 2100 | N | N
ALUMA FORM | CSG27-100A-150-EN-12kA | Y | ALUMA FORM , CSG27-100A-150-EN-12kA |  |  | 57.6 | 2001-12-13 09:29 | Anjanece | 1 | 2100 | N | N
ALUMA FORM | CSG27-100A-150-EN-12kA | Y | ALUMA FORM , CSG27-100A-150-EN-12kA |  |  | 62.94 | 2001-12-13 09:29 | Anjanece | 1 | 2100 | N | N
ALUMA FORM | CSG27-100A-150-EN-12kA | Y | ALUMA FORM , CSG27-100A-150-EN-12kA |  |  | 63 | 2001-12-13 09:29 | Anjanece | 1 | 2100 | N | N
ALUMA FORM | CSG27-100A-150-EN-12kA | Y | ALUMA FORM , CSG27-100A-150-EN-12kA |  |  | 63.26 | 2001-12-13 09:29 | Anjanece | 1 | 2100 | N | N
ALUMA FORM | CSG27-100A-150-EN-12kA | Y | ALUMA FORM , CSG27-100A-150-EN-12kA |  |  | 63.83 | 2001-12-13 09:29 | Anjanece | 1 | 2100 | N | N
ALUMA FORM | CSG27-100A-150-EN-12kA | Y | ALUMA FORM , CSG27-100A-150-EN-12kA |  |  | 64.06 | 2001-12-13 09:29 | Anjanece | 1 | 2100 | N | N
ALUMA FORM | CSG27-100A-150-EN-12kA | Y | ALUMA FORM , CSG27-100A-150-EN-12kA |  |  | 64.74 | 2001-12-13 09:29 | Anjanece | 1 | 2100 | N | N
ALUMA FORM | CSG27-100A-150-EN-12kA | Y | ALUMA FORM , CSG27-100A-150-EN-12kA |  |  | 65.27 | 2001-12-13 09:29 | Anjanece | 1 | 2100 | N | N
ALUMA FORM | CSG27-100A-150-EN-12kA | Y | ALUMA FORM , CSG27-100A-150-EN-12kA |  |  | 65.49 | 2001-12-13 09:29 | Anjanece | 1 | 2100 | N | N
ALUMA FORM | CSG27-100A-150-EN-12kA | Y | ALUMA FORM , CSG27-100A-150-EN-12kA |  |  | 65.69 | 2001-12-13 09:29 | Anjanece | 1 | 2100 | N | N
ALUMA FORM | CSG27-100A-150-EN-12kA | Y | ALUMA FORM , CSG27-100A-150-EN-12kA |  |  | 66.49 | 2001-12-13 09:29 | Anjanece | 1 | 2100 | N | N
ALUMA FORM | CSG27-100A-150-EN-12kA | Y | ALUMA FORM , CSG27-100A-150-EN-12kA |  |  | 66.68 | 2001-12-13 09:29 | Anjanece | 1 | 2100 | N | N
ALUMA FORM | CSG27-100A-150-EN-12kA | Y | ALUMA FORM , CSG27-100A-150-EN-12kA |  |  | 67.58 | 2001-12-13 09:29 | Anjanece | 1 | 2100 | N | N
ALUMA FORM | CSG27-100A-150-EN-12kA | Y | ALUMA FORM , CSG27-100A-150-EN-12kA |  |  | 68 | 2001-12-13 09:29 | Anjanece | 1 | 2100 | N | N
ALUMA FORM | CSG27-100A-150-EN-12kA | Y | ALUMA FORM , CSG27-100A-150-EN-12kA |  |  | 68.06 | 2001-12-13 09:29 | Anjanece | 1 | 2100 | N | N
ALUMA FORM | CSG27-100A-150-EN-12kA | Y | ALUMA FORM , CSG27-100A-150-EN-12kA |  |  | 69.2 | 2001-12-13 09:29 | Anjanece | 1 | 2100 | N | N
ALUMA FORM | CSG27-100A-150-EN-12kA | Y | ALUMA FORM , CSG27-100A-150-EN-12kA |  |  | 69.31 | 2001-12-13 09:29 | Anjanece | 1 | 2100 | N | N
ALUMA FORM | CSG27-100A-150-EN-12kA | Y | ALUMA FORM , CSG27-100A-150-EN-12kA |  |  | 69.44 | 2001-12-13 09:29 | Anjanece | 1 | 2100 | N | N
ALUMA FORM | CSG27-100A-150-EN-12kA | Y | ALUMA FORM , CSG27-100A-150-EN-12kA |  |  | 69.56 | 2001-12-13 09:29 | Anjanece | 1 | 2100 | N | N
ALUMA FORM | CSG27-100A-150-EN-12kA | Y | ALUMA FORM , CSG27-100A-150-EN-12kA |  |  | 69.8 | 2001-12-13 09:29 | Anjanece | 1 | 2100 | N | N
ALUMA FORM | CSG27-100A-150-EN-12kA | Y | ALUMA FORM , CSG27-100A-150-EN-12kA |  |  | 70.12 | 2001-12-13 09:29 | Anjanece | 1 | 2100 | N | N
ALUMA FORM | CSG27-100A-150-EN-12kA | Y | ALUMA FORM , CSG27-100A-150-EN-12kA |  |  | 70.14 | 2001-12-13 09:29 | Anjanece | 1 | 2100 | N | N
ALUMA FORM | CSG27-100A-150-EN-12kA | Y | ALUMA FORM , CSG27-100A-150-EN-12kA |  |  | 71.89 | 2001-12-13 09:29 | Anjanece | 1 | 2100 | N | N
ALUMA FORM | CSG27-100A-150-EN-12kA | Y | ALUMA FORM , CSG27-100A-150-EN-12kA |  |  | 71.9 | 2001-12-13 09:29 | Anjanece | 1 | 2100 | N | N
ALUMA FORM | CSG27-100A-150-EN-12kA | Y | ALUMA FORM , CSG27-100A-150-EN-12kA |  |  | 71.91 | 2001-12-13 09:29 | Anjanece | 1 | 2100 | N | N
ALUMA FORM | CSG27-100A-150-EN-12kA | Y | ALUMA FORM , CSG27-100A-150-EN-12kA |  |  | 71.94 | 2001-12-13 09:29 | Anjanece | 1 | 2100 | N | N
ALUMA FORM | CSG27-100A-150-EN-12kA | Y | ALUMA FORM , CSG27-100A-150-EN-12kA |  |  | 71.97 | 2001-12-13 09:29 | Anjanece | 1 | 2100 | N | N
ALUMA FORM | CSG27-100A-150-EN-12kA | Y | ALUMA FORM , CSG27-100A-150-EN-12kA |  |  | 72 | 2001-12-13 09:29 | Anjanece | 1 | 2100 | N | N
ALUMA FORM | CSG27-100A-150-EN-12kA | Y | ALUMA FORM , CSG27-100A-150-EN-12kA |  |  | 72.06 | 2001-12-13 09:29 | Anjanece | 1 | 2100 | N | N
ALUMA FORM | CSG27-100A-150-EN-12kA | Y | ALUMA FORM , CSG27-100A-150-EN-12kA |  |  | 72.13 | 2001-12-13 09:29 | Anjanece | 1 | 2100 | N | N
ALUMA FORM | CSG27-100A-150-EN-12kA | Y | ALUMA FORM , CSG27-100A-150-EN-12kA |  |  | 72.16 | 2001-12-13 09:29 | Anjanece | 1 | 2100 | N | N
ALUMA FORM | CSG27-100A-150-EN-12kA | Y | ALUMA FORM , CSG27-100A-150-EN-12kA |  |  | 72.57 | 2001-12-13 09:29 | Anjanece | 1 | 2100 | N | N
ALUMA FORM | CSG27-100A-150-EN-12kA | Y | ALUMA FORM , CSG27-100A-150-EN-12kA |  |  | 72.72 | 2001-12-13 09:29 | Anjanece | 1 | 2100 | N | N
ALUMA FORM | CSG27-100A-150-EN-12kA | Y | ALUMA FORM , CSG27-100A-150-EN-12kA |  |  | 72.79 | 2001-12-13 09:29 | Anjanece | 1 | 2100 | N | N
ALUMA FORM | CSG27-100A-150-EN-12kA | Y | ALUMA FORM , CSG27-100A-150-EN-12kA |  |  | 72.89 | 2001-12-13 09:29 | Anjanece | 1 | 2100 | N | N
ALUMA FORM | CSG27-100A-150-EN-12kA | Y | ALUMA FORM , CSG27-100A-150-EN-12kA |  |  | 73.01 | 2001-12-13 09:29 | Anjanece | 1 | 2100 | N | N
ALUMA FORM | CSG27-100A-150-EN-12kA | Y | ALUMA FORM , CSG27-100A-150-EN-12kA |  |  | 73.16 | 2001-12-13 09:29 | Anjanece | 1 | 2100 | N | N
ALUMA FORM | CSG27-100A-150-EN-12kA | Y | ALUMA FORM , CSG27-100A-150-EN-12kA |  |  | 73.54 | 2001-12-13 09:29 | Anjanece | 1 | 2100 | N | N
ALUMA FORM | CSG27-100A-150-EN-12kA | Y | ALUMA FORM , CSG27-100A-150-EN-12kA |  |  | 73.61 | 2001-12-13 09:29 | Anjanece | 1 | 2100 | N | N
ALUMA FORM | CSG27-100A-150-EN-12kA | Y | ALUMA FORM , CSG27-100A-150-EN-12kA |  |  | 73.71 | 2001-12-13 09:29 | Anjanece | 1 | 2100 | N | N
ALUMA FORM | CSG27-100A-150-EN-12kA | Y | ALUMA FORM , CSG27-100A-150-EN-12kA |  |  | 73.83 | 2001-12-13 09:29 | Anjanece | 1 | 2100 | N | N
ALUMA FORM | CSG27-100A-150-EN-12kA | Y | ALUMA FORM , CSG27-100A-150-EN-12kA |  |  | 73.88 | 2001-12-13 09:29 | Anjanece | 1 | 2100 | N | N
ALUMA FORM | CSG27-100A-150-EN-12kA | Y | ALUMA FORM , CSG27-100A-150-EN-12kA |  |  | 73.91 | 2001-12-13 09:29 | Anjanece | 1 | 2100 | N | N
ALUMA FORM | CSG27-100A-150-EN-12kA | Y | ALUMA FORM , CSG27-100A-150-EN-12kA |  |  | 73.93 | 2001-12-13 09:29 | Anjanece | 1 | 2100 | N | N
ALUMA FORM | CSG27-100A-150-EN-12kA | Y | ALUMA FORM , CSG27-100A-150-EN-12kA |  |  | 73.94 | 2001-12-13 09:29 | Anjanece | 1 | 2100 | N | N
ALUMA FORM | CSG27-100A-150-EN-12kA | Y | ALUMA FORM , CSG27-100A-150-EN-12kA |  |  | 73.95 | 2001-12-13 09:29 | Anjanece | 1 | 2100 | N | N
ALUMA FORM | CSG27-100A-150-EN-12kA | Y | ALUMA FORM , CSG27-100A-150-EN-12kA |  |  | 73.98 | 2001-12-13 09:29 | Anjanece | 1 | 2100 | N | N
ALUMA FORM | CSG27-100A-150-EN-12kA | Y | ALUMA FORM , CSG27-100A-150-EN-12kA |  |  | 74 | 2001-12-13 09:29 | Anjanece | 1 | 2100 | N | N
ALUMA FORM | CSG27-100A-150-EN-12kA | Y | ALUMA FORM , CSG27-100A-150-EN-12kA |  |  | 74.08 | 2001-12-13 09:29 | Anjanece | 1 | 2100 | N | N
ALUMA FORM | CSG27-100A-150-EN-12kA | Y | ALUMA FORM , CSG27-100A-150-EN-12kA |  |  | 74.15 | 2001-12-13 09:29 | Anjanece | 1 | 2100 | N | N
ALUMA FORM | CSG27-100A-150-EN-12kA | Y | ALUMA FORM , CSG27-100A-150-EN-12kA |  |  | 74.28 | 2001-12-13 09:29 | Anjanece | 1 | 2100 | N | N
ALUMA FORM | CSG27-100A-150-EN-12kA | Y | ALUMA FORM , CSG27-100A-150-EN-12kA |  |  | 74.48 | 2001-12-13 09:29 | Anjanece | 1 | 2100 | N | N
ALUMA FORM | CSG27-100A-150-EN-12kA | Y | ALUMA FORM , CSG27-100A-150-EN-12kA |  |  | 75.48 | 2001-12-13 09:29 | Anjanece | 1 | 2100 | N | N
ALUMA FORM | CSG27-100A-150-EN-12kA | Y | ALUMA FORM , CSG27-100A-150-EN-12kA |  |  | 75.83 | 2001-12-13 09:29 | Anjanece | 1 | 2100 | N | N
ALUMA FORM | CSG27-100A-150-EN-12kA | Y | ALUMA FORM , CSG27-100A-150-EN-12kA |  |  | 77.66 | 2001-12-13 09:29 | Anjanece | 1 | 2100 | N | N
ALUMA FORM | CSG27-100A-150-EN-12kA | Y | ALUMA FORM , CSG27-100A-150-EN-12kA |  |  | 78.93 | 2001-12-13 09:29 | Anjanece | 1 | 2100 | N | N
ALUMA FORM | CSG27-100A-150-EN-12kA | Y | ALUMA FORM , CSG27-100A-150-EN-12kA |  |  | 79.64 | 2001-12-13 09:29 | Anjanece | 1 | 2100 | N | N
ALUMA FORM | CSG27-100A-150-EN-12kA | Y | ALUMA FORM , CSG27-100A-150-EN-12kA |  |  | 79.95 | 2001-12-13 09:29 | Anjanece | 1 | 2100 | N | N
ALUMA FORM | CSG27-100A-150-EN-12kA | Y | ALUMA FORM , CSG27-100A-150-EN-12kA |  |  | 81.37 | 2001-12-13 09:29 | Anjanece | 1 | 2100 | N | N
ALUMA FORM | CSG27-100A-150-EN-12kA | Y | ALUMA FORM , CSG27-100A-150-EN-12kA |  |  | 82.51 | 2001-12-13 09:29 | Anjanece | 1 | 2100 | N | N
ALUMA FORM | CSG27-100A-150-EN-12kA | Y | ALUMA FORM , CSG27-100A-150-EN-12kA |  |  | 83.98 | 2001-12-13 09:29 | Anjanece | 1 | 2100 | N | N
ALUMA FORM | CSG27-100A-150-EN-12kA | Y | ALUMA FORM , CSG27-100A-150-EN-12kA |  |  | 84.4 | 2001-12-13 09:29 | Anjanece | 1 | 2100 | N | N
ALUMA FORM | CSG27-100A-150-EN-12kA | Y | ALUMA FORM , CSG27-100A-150-EN-12kA |  |  | 84.73 | 2001-12-13 09:29 | Anjanece | 1 | 2100 | N | N
ALUMA FORM | CSG27-100A-150-EN-12kA | Y | ALUMA FORM , CSG27-100A-150-EN-12kA |  |  | 85.4 | 2001-12-13 09:29 | Anjanece | 1 | 2100 | N | N
ALUMA FORM | CSG27-100A-150-EN-12kA | Y | ALUMA FORM , CSG27-100A-150-EN-12kA |  |  | 85.52 | 2001-12-13 09:29 | Anjanece | 1 | 2100 | N | N
ALUMA FORM | CSG27-100A-150-EN-12kA | Y | ALUMA FORM , CSG27-100A-150-EN-12kA |  |  | 85.64 | 2001-12-13 09:29 | Anjanece | 1 | 2100 | N | N
ALUMA FORM | CSG27-100A-150-EN-12kA | Y | ALUMA FORM , CSG27-100A-150-EN-12kA |  |  | 85.76 | 2001-12-13 09:29 | Anjanece | 1 | 2100 | N | N
ALUMA FORM | CSG27-100A-150-EN-12kA | Y | ALUMA FORM , CSG27-100A-150-EN-12kA |  |  | 86.11 | 2001-12-13 09:29 | Anjanece | 1 | 2100 | N | N
ALUMA FORM | CSG27-100A-150-EN-12kA | Y | ALUMA FORM , CSG27-100A-150-EN-12kA |  |  | 86.23 | 2001-12-13 09:29 | Anjanece | 1 | 2100 | N | N
ALUMA FORM | CSG27-100A-150-EN-12kA | Y | ALUMA FORM , CSG27-100A-150-EN-12kA |  |  | 86.43 | 2001-12-13 09:29 | Anjanece | 1 | 2100 | N | N
ALUMA FORM | CSG27-100A-150-EN-12kA | Y | ALUMA FORM , CSG27-100A-150-EN-12kA |  |  | 86.68 | 2001-12-13 09:29 | Anjanece | 1 | 2100 | N | N
HUBBELL | CP710313EZM | Y | HUBBELL , CP710313EZM | JEA OVERHEAD DISTRIBUTION | CSC Stores | 53.59 | 2001-12-13 09:29 | Anjanece | 1 | 2100 | N | N
HUBBELL | CP710313EZM | Y | HUBBELL , CP710313EZM |  |  | 53.66 | 2001-12-13 09:29 | Anjanece | 1 | 2100 | N | N
HUBBELL | CP710313EZM | Y | HUBBELL , CP710313EZM |  |  | 53.72 | 2001-12-13 09:29 | Anjanece | 1 | 2100 | N | N
HUBBELL | CP710313EZM | Y | HUBBELL , CP710313EZM |  |  | 53.79 | 2001-12-13 09:29 | Anjanece | 1 | 2100 | N | N
HUBBELL | CP710313EZM | Y | HUBBELL , CP710313EZM |  |  | 53.81 | 2001-12-13 09:29 | Anjanece | 1 | 2100 | N | N
HUBBELL | CP710313EZM | Y | HUBBELL , CP710313EZM |  |  | 53.85 | 2001-12-13 09:29 | Anjanece | 1 | 2100 | N | N
HUBBELL | CP710313EZM | Y | HUBBELL , CP710313EZM |  |  | 53.88 | 2001-12-13 09:29 | Anjanece | 1 | 2100 | N | N
HUBBELL | CP710313EZM | Y | HUBBELL , CP710313EZM |  |  | 54.01 | 2001-12-13 09:29 | Anjanece | 1 | 2100 | N | N
HUBBELL | CP710313EZM | Y | HUBBELL , CP710313EZM |  |  | 54.02 | 2001-12-13 09:29 | Anjanece | 1 | 2100 | N | N
HUBBELL | CP710313EZM | Y | HUBBELL , CP710313EZM |  |  | 54.13 | 2001-12-13 09:29 | Anjanece | 1 | 2100 | N | N
HUBBELL | CP710313EZM | Y | HUBBELL , CP710313EZM |  |  | 54.24 | 2001-12-13 09:29 | Anjanece | 1 | 2100 | N | N
HUBBELL | CP710313EZM | Y | HUBBELL , CP710313EZM |  |  | 54.4 | 2001-12-13 09:29 | Anjanece | 1 | 2100 | N | N
HUBBELL | CP710313EZM | Y | HUBBELL , CP710313EZM |  |  | 54.44 | 2001-12-13 09:29 | Anjanece | 1 | 2100 | N | N
HUBBELL | CP710313EZM | Y | HUBBELL , CP710313EZM |  |  | 54.49 | 2001-12-13 09:29 | Anjanece | 1 | 2100 | N | N
HUBBELL | CP710313EZM | Y | HUBBELL , CP710313EZM |  |  | 54.54 | 2001-12-13 09:29 | Anjanece | 1 | 2100 | N | N
HUBBELL | CP710313EZM | Y | HUBBELL , CP710313EZM |  |  | 54.58 | 2001-12-13 09:29 | Anjanece | 1 | 2100 | N | N
HUBBELL | CP710313EZM | Y | HUBBELL , CP710313EZM |  |  | 54.59 | 2001-12-13 09:29 | Anjanece | 1 | 2100 | N | N
HUBBELL | CP710313EZM | Y | HUBBELL , CP710313EZM |  |  | 55.14 | 2001-12-13 09:29 | Anjanece | 1 | 2100 | N | N
HUBBELL | CP710313EZM | Y | HUBBELL , CP710313EZM |  |  | 55.24 | 2001-12-13 09:29 | Anjanece | 1 | 2100 | N | N
HUBBELL | CP710313EZM | Y | HUBBELL , CP710313EZM |  |  | 55.26 | 2001-12-13 09:29 | Anjanece | 1 | 2100 | N | N
HUBBELL | CP710313EZM | Y | HUBBELL , CP710313EZM |  |  | 55.32 | 2001-12-13 09:29 | Anjanece | 1 | 2100 | N | N
HUBBELL | CP710313EZM | Y | HUBBELL , CP710313EZM |  |  | 57.3 | 2001-12-13 09:29 | Anjanece | 1 | 2100 | N | N
HUBBELL | CP710313EZM | Y | HUBBELL , CP710313EZM |  |  | 57.6 | 2001-12-13 09:29 | Anjanece | 1 | 2100 | N | N
HUBBELL | CP710313EZM | Y | HUBBELL , CP710313EZM |  |  | 62.94 | 2001-12-13 09:29 | Anjanece | 1 | 2100 | N | N
HUBBELL | CP710313EZM | Y | HUBBELL , CP710313EZM |  |  | 63 | 2001-12-13 09:29 | Anjanece | 1 | 2100 | N | N
HUBBELL | CP710313EZM | Y | HUBBELL , CP710313EZM |  |  | 63.26 | 2001-12-13 09:29 | Anjanece | 1 | 2100 | N | N
HUBBELL | CP710313EZM | Y | HUBBELL , CP710313EZM |  |  | 63.83 | 2001-12-13 09:29 | Anjanece | 1 | 2100 | N | N
HUBBELL | CP710313EZM | Y | HUBBELL , CP710313EZM |  |  | 64.06 | 2001-12-13 09:29 | Anjanece | 1 | 2100 | N | N
HUBBELL | CP710313EZM | Y | HUBBELL , CP710313EZM |  |  | 64.74 | 2001-12-13 09:29 | Anjanece | 1 | 2100 | N | N
HUBBELL | CP710313EZM | Y | HUBBELL , CP710313EZM |  |  | 65.27 | 2001-12-13 09:29 | Anjanece | 1 | 2100 | N | N
HUBBELL | CP710313EZM | Y | HUBBELL , CP710313EZM |  |  | 65.49 | 2001-12-13 09:29 | Anjanece | 1 | 2100 | N | N
HUBBELL | CP710313EZM | Y | HUBBELL , CP710313EZM |  |  | 65.69 | 2001-12-13 09:29 | Anjanece | 1 | 2100 | N | N
HUBBELL | CP710313EZM | Y | HUBBELL , CP710313EZM |  |  | 66.49 | 2001-12-13 09:29 | Anjanece | 1 | 2100 | N | N
HUBBELL | CP710313EZM | Y | HUBBELL , CP710313EZM |  |  | 66.68 | 2001-12-13 09:29 | Anjanece | 1 | 2100 | N | N
HUBBELL | CP710313EZM | Y | HUBBELL , CP710313EZM |  |  | 67.58 | 2001-12-13 09:29 | Anjanece | 1 | 2100 | N | N
HUBBELL | CP710313EZM | Y | HUBBELL , CP710313EZM |  |  | 68 | 2001-12-13 09:29 | Anjanece | 1 | 2100 | N | N
HUBBELL | CP710313EZM | Y | HUBBELL , CP710313EZM |  |  | 68.06 | 2001-12-13 09:29 | Anjanece | 1 | 2100 | N | N
HUBBELL | CP710313EZM | Y | HUBBELL , CP710313EZM |  |  | 69.2 | 2001-12-13 09:29 | Anjanece | 1 | 2100 | N | N
HUBBELL | CP710313EZM | Y | HUBBELL , CP710313EZM |  |  | 69.31 | 2001-12-13 09:29 | Anjanece | 1 | 2100 | N | N
HUBBELL | CP710313EZM | Y | HUBBELL , CP710313EZM |  |  | 69.44 | 2001-12-13 09:29 | Anjanece | 1 | 2100 | N | N
HUBBELL | CP710313EZM | Y | HUBBELL , CP710313EZM |  |  | 69.56 | 2001-12-13 09:29 | Anjanece | 1 | 2100 | N | N
HUBBELL | CP710313EZM | Y | HUBBELL , CP710313EZM |  |  | 69.8 | 2001-12-13 09:29 | Anjanece | 1 | 2100 | N | N
HUBBELL | CP710313EZM | Y | HUBBELL , CP710313EZM |  |  | 70.12 | 2001-12-13 09:29 | Anjanece | 1 | 2100 | N | N
HUBBELL | CP710313EZM | Y | HUBBELL , CP710313EZM |  |  | 70.14 | 2001-12-13 09:29 | Anjanece | 1 | 2100 | N | N
HUBBELL | CP710313EZM | Y | HUBBELL , CP710313EZM |  |  | 71.89 | 2001-12-13 09:29 | Anjanece | 1 | 2100 | N | N
HUBBELL | CP710313EZM | Y | HUBBELL , CP710313EZM |  |  | 71.9 | 2001-12-13 09:29 | Anjanece | 1 | 2100 | N | N
HUBBELL | CP710313EZM | Y | HUBBELL , CP710313EZM |  |  | 71.91 | 2001-12-13 09:29 | Anjanece | 1 | 2100 | N | N
HUBBELL | CP710313EZM | Y | HUBBELL , CP710313EZM |  |  | 71.94 | 2001-12-13 09:29 | Anjanece | 1 | 2100 | N | N
HUBBELL | CP710313EZM | Y | HUBBELL , CP710313EZM |  |  | 71.97 | 2001-12-13 09:29 | Anjanece | 1 | 2100 | N | N
HUBBELL | CP710313EZM | Y | HUBBELL , CP710313EZM |  |  | 72 | 2001-12-13 09:29 | Anjanece | 1 | 2100 | N | N
HUBBELL | CP710313EZM | Y | HUBBELL , CP710313EZM |  |  | 72.06 | 2001-12-13 09:29 | Anjanece | 1 | 2100 | N | N
HUBBELL | CP710313EZM | Y | HUBBELL , CP710313EZM |  |  | 72.13 | 2001-12-13 09:29 | Anjanece | 1 | 2100 | N | N
HUBBELL | CP710313EZM | Y | HUBBELL , CP710313EZM |  |  | 72.16 | 2001-12-13 09:29 | Anjanece | 1 | 2100 | N | N
HUBBELL | CP710313EZM | Y | HUBBELL , CP710313EZM |  |  | 72.57 | 2001-12-13 09:29 | Anjanece | 1 | 2100 | N | N
HUBBELL | CP710313EZM | Y | HUBBELL , CP710313EZM |  |  | 72.72 | 2001-12-13 09:29 | Anjanece | 1 | 2100 | N | N
HUBBELL | CP710313EZM | Y | HUBBELL , CP710313EZM |  |  | 72.79 | 2001-12-13 09:29 | Anjanece | 1 | 2100 | N | N
HUBBELL | CP710313EZM | Y | HUBBELL , CP710313EZM |  |  | 72.89 | 2001-12-13 09:29 | Anjanece | 1 | 2100 | N | N
HUBBELL | CP710313EZM | Y | HUBBELL , CP710313EZM |  |  | 73.01 | 2001-12-13 09:29 | Anjanece | 1 | 2100 | N | N
HUBBELL | CP710313EZM | Y | HUBBELL , CP710313EZM |  |  | 73.16 | 2001-12-13 09:29 | Anjanece | 1 | 2100 | N | N
HUBBELL | CP710313EZM | Y | HUBBELL , CP710313EZM |  |  | 73.54 | 2001-12-13 09:29 | Anjanece | 1 | 2100 | N | N
HUBBELL | CP710313EZM | Y | HUBBELL , CP710313EZM |  |  | 73.61 | 2001-12-13 09:29 | Anjanece | 1 | 2100 | N | N
HUBBELL | CP710313EZM | Y | HUBBELL , CP710313EZM |  |  | 73.71 | 2001-12-13 09:29 | Anjanece | 1 | 2100 | N | N
HUBBELL | CP710313EZM | Y | HUBBELL , CP710313EZM |  |  | 73.83 | 2001-12-13 09:29 | Anjanece | 1 | 2100 | N | N
HUBBELL | CP710313EZM | Y | HUBBELL , CP710313EZM |  |  | 73.88 | 2001-12-13 09:29 | Anjanece | 1 | 2100 | N | N
HUBBELL | CP710313EZM | Y | HUBBELL , CP710313EZM |  |  | 73.91 | 2001-12-13 09:29 | Anjanece | 1 | 2100 | N | N
HUBBELL | CP710313EZM | Y | HUBBELL , CP710313EZM |  |  | 73.93 | 2001-12-13 09:29 | Anjanece | 1 | 2100 | N | N
HUBBELL | CP710313EZM | Y | HUBBELL , CP710313EZM |  |  | 73.94 | 2001-12-13 09:29 | Anjanece | 1 | 2100 | N | N