## Sheet1
Appendix B - Response Workbook for 1412071247 ITN Three-Phrase (Small and Large), Single-Phase Pad Mounted, Pole Mounted and Miscellaneous Transformers for JEA Inventory FY26
Vendor Name:
Instructions: Only the approved manufacturers and part numbers specified in Columns E and F will be accepted and no substitute products will be allowed. You must quote one of the options from Columns E and F and indicate the item you are bidding by placing an X in Column I next to the MPN. The lead-time entered in Column K must be the number of calendar days after receipt of order that JEA will receive the material, not the number of days to ship. This should be as number of days, do not quote a range. Any blanks left on the workbook will be considered to be a "no bid." Your quoted unit price must be listed in Column J. If quoting multiple manufacturers, please submit addtional sheet. If estimated usage is zero, please continue to provide price/ea for a minimum order in case our demand picks up. | [14 empty] | Total Five (5) Year Proposed Bid Price | 0
JEA Item ID | Type | Item Description | UOM | Mfg Name | Mfg Part Number | Mfg Part Status | Quoted MFG and MFG Part | Place an X next to the MPN being quoted | Vendor Quoted Unit Price (Unit must match UOM in Column D) | Lead Time in Calendar Days After Receipt of Order | Country of Origin (COO) | Slot quantities per month, if applicable | User Item Type | Storm Stock | 5 year total Demand | Extended Five (5) Year Price
TRACA001 | Pole Mounted | TRANSFORMER, 10 KVA, 2400/4160Y VOLT PRIMARY, 120/240 VOLT SECONDARY, SINGLE PHASE, CONVENTIONAL | EA | CARTE INTERNATIONAL | PER JEA SPEC | Y | CARTE INTERNATIONAL , PER JEA SPEC | [5 empty] | JEA OVERHEAD DISTRIBUTION |  | 1 | 0
TRACA001 | Pole Mounted | TRANSFORMER, 10 KVA, 2400/4160Y VOLT PRIMARY, 120/240 VOLT SECONDARY, SINGLE PHASE, CONVENTIONAL | EA | CENTRAL MOLONEY | PER JEA SPEC | Y | CENTRAL MOLONEY , PER JEA SPEC | [5 empty] | JEA OVERHEAD DISTRIBUTION |  | 1 | 0
TRACA001 | Pole Mounted | TRANSFORMER, 10 KVA, 2400/4160Y VOLT PRIMARY, 120/240 VOLT SECONDARY, SINGLE PHASE, CONVENTIONAL | EA | COOPER POWER SYSTEMS | PER JEA SPEC | Y | COOPER POWER SYSTEMS , PER JEA SPEC | [5 empty] | JEA OVERHEAD DISTRIBUTION |  | 1 | 0
TRACA001 | Pole Mounted | TRANSFORMER, 10 KVA, 2400/4160Y VOLT PRIMARY, 120/240 VOLT SECONDARY, SINGLE PHASE, CONVENTIONAL | EA | ERMCO TRANS | PER JEA SPEC | Y | ERMCO TRANS , PER JEA SPEC | [5 empty] | JEA OVERHEAD DISTRIBUTION |  | 1 | 0
TRACA001 | Pole Mounted | TRANSFORMER, 10 KVA, 2400/4160Y VOLT PRIMARY, 120/240 VOLT SECONDARY, SINGLE PHASE, CONVENTIONAL | EA | HOWARD | PER JEA SPEC | Y | HOWARD , PER JEA SPEC | [5 empty] | JEA OVERHEAD DISTRIBUTION |  | 1 | 0
TRACA001 | Pole Mounted | TRANSFORMER, 10 KVA, 2400/4160Y VOLT PRIMARY, 120/240 VOLT SECONDARY, SINGLE PHASE, CONVENTIONAL | EA | NATIONAL INDUST (ABB) | PER JEA SPEC | Y | NATIONAL INDUST (ABB) , PER JEA SPEC | [5 empty] | JEA OVERHEAD DISTRIBUTION |  | 1 | 0
TRACA001 | Pole Mounted | TRANSFORMER, 10 KVA, 2400/4160Y VOLT PRIMARY, 120/240 VOLT SECONDARY, SINGLE PHASE, CONVENTIONAL | EA | PROLEC (GE) | PER JEA SPEC | Y | PROLEC (GE) , PER JEA SPEC | [5 empty] | JEA OVERHEAD DISTRIBUTION |  | 1 | 0
TRACA002 | Pole Mounted | TRANSFORMER, 15 KVA, 2400/4160Y VOLT PRIMARY, 120/240 VOLT SECONDARY, SINGLE PHASE, CONVENTIONAL | EA | CARTE INTERNATIONAL | PER JEA SPEC | Y | CARTE INTERNATIONAL , PER JEA SPEC | [5 empty] | JEA OVERHEAD DISTRIBUTION |  | 1 | 0
TRACA002 | Pole Mounted | TRANSFORMER, 15 KVA, 2400/4160Y VOLT PRIMARY, 120/240 VOLT SECONDARY, SINGLE PHASE, CONVENTIONAL | EA | CENTRAL MOLONEY | PER JEA SPEC | Y | CENTRAL MOLONEY , PER JEA SPEC | [5 empty] | JEA OVERHEAD DISTRIBUTION |  | 1 | 0
TRACA002 | Pole Mounted | TRANSFORMER, 15 KVA, 2400/4160Y VOLT PRIMARY, 120/240 VOLT SECONDARY, SINGLE PHASE, CONVENTIONAL | EA | COOPER POWER SYSTEMS | PER JEA SPEC | Y | COOPER POWER SYSTEMS , PER JEA SPEC | [5 empty] | JEA OVERHEAD DISTRIBUTION |  | 1 | 0
TRACA002 | Pole Mounted | TRANSFORMER, 15 KVA, 2400/4160Y VOLT PRIMARY, 120/240 VOLT SECONDARY, SINGLE PHASE, CONVENTIONAL | EA | ERMCO TRANS | PER JEA SPEC | Y | ERMCO TRANS , PER JEA SPEC | [5 empty] | JEA OVERHEAD DISTRIBUTION |  | 1 | 0
TRACA002 | Pole Mounted | TRANSFORMER, 15 KVA, 2400/4160Y VOLT PRIMARY, 120/240 VOLT SECONDARY, SINGLE PHASE, CONVENTIONAL | EA | HOWARD | PER JEA SPEC | Y | HOWARD , PER JEA SPEC | [5 empty] | JEA OVERHEAD DISTRIBUTION |  | 1 | 0
TRACA002 | Pole Mounted | TRANSFORMER, 15 KVA, 2400/4160Y VOLT PRIMARY, 120/240 VOLT SECONDARY, SINGLE PHASE, CONVENTIONAL | EA | NATIONAL INDUST (ABB) | PER JEA SPEC | Y | NATIONAL INDUST (ABB) , PER JEA SPEC | [5 empty] | JEA OVERHEAD DISTRIBUTION |  | 1 | 0
TRACA002 | Pole Mounted | TRANSFORMER, 15 KVA, 2400/4160Y VOLT PRIMARY, 120/240 VOLT SECONDARY, SINGLE PHASE, CONVENTIONAL | EA | PROLEC (GE) | PER JEA SPEC | Y | PROLEC (GE) , PER JEA SPEC | [5 empty] | JEA OVERHEAD DISTRIBUTION |  | 1 | 0
TRACA005 | Pole Mounted | TRANSFORMER, 75 KVA, 2400/4160Y VOLT PRIMARY, 120/240 VOLT SECONDARY, SINGLE PHASE, CONVENTIONAL | EA | CARTE INTERNATIONAL | PER JEA SPEC | Y | CARTE INTERNATIONAL , PER JEA SPEC | [5 empty] | JEA OVERHEAD DISTRIBUTION |  | 1 | 0
TRACA005 | Pole Mounted | TRANSFORMER, 75 KVA, 2400/4160Y VOLT PRIMARY, 120/240 VOLT SECONDARY, SINGLE PHASE, CONVENTIONAL | EA | CENTRAL MOLONEY | PER JEA SPEC | Y | CENTRAL MOLONEY , PER JEA SPEC | [5 empty] | JEA OVERHEAD DISTRIBUTION |  | 1 | 0
TRACA005 | Pole Mounted | TRANSFORMER, 75 KVA, 2400/4160Y VOLT PRIMARY, 120/240 VOLT SECONDARY, SINGLE PHASE, CONVENTIONAL | EA | COOPER POWER SYSTEMS | PER JEA SPEC | Y | COOPER POWER SYSTEMS , PER JEA SPEC | [5 empty] | JEA OVERHEAD DISTRIBUTION |  | 1 | 0
TRACA005 | Pole Mounted | TRANSFORMER, 75 KVA, 2400/4160Y VOLT PRIMARY, 120/240 VOLT SECONDARY, SINGLE PHASE, CONVENTIONAL | EA | ERMCO TRANS | PER JEA SPEC | Y | ERMCO TRANS , PER JEA SPEC | [5 empty] | JEA OVERHEAD DISTRIBUTION |  | 1 | 0
TRACA005 | Pole Mounted | TRANSFORMER, 75 KVA, 2400/4160Y VOLT PRIMARY, 120/240 VOLT SECONDARY, SINGLE PHASE, CONVENTIONAL | EA | HOWARD | PER JEA SPEC | Y | HOWARD , PER JEA SPEC | [5 empty] | JEA OVERHEAD DISTRIBUTION |  | 1 | 0
TRACA005 | Pole Mounted | TRANSFORMER, 75 KVA, 2400/4160Y VOLT PRIMARY, 120/240 VOLT SECONDARY, SINGLE PHASE, CONVENTIONAL | EA | NATIONAL INDUST (ABB) | PER JEA SPEC | Y | NATIONAL INDUST (ABB) , PER JEA SPEC | [5 empty] | JEA OVERHEAD DISTRIBUTION |  | 1 | 0
TRACA005 | Pole Mounted | TRANSFORMER, 75 KVA, 2400/4160Y VOLT PRIMARY, 120/240 VOLT SECONDARY, SINGLE PHASE, CONVENTIONAL | EA | PROLEC (GE) | PER JEA SPEC | Y | PROLEC (GE) , PER JEA SPEC | [5 empty] | JEA OVERHEAD DISTRIBUTION |  | 1 | 0
TRACA005 | Pole Mounted | TRANSFORMER, 75 KVA, 2400/4160Y VOLT PRIMARY, 120/240 VOLT SECONDARY, SINGLE PHASE, CONVENTIONAL | EA |  |  |  | , | [5 empty] | JEA OVERHEAD DISTRIBUTION |  | 1 | 0
TRACC001 | Pole Mounted | TRANSFORMER, 50 KVA, 2400/4160Y VOLT PRIMARY, 277/480Y VOLT SECONDARY, SINGLE PHASE, CONVENTIONAL | EA | CARTE INTERNATIONAL | PER JEA SPEC | Y | CARTE INTERNATIONAL , PER JEA SPEC | [5 empty] | JEA OVERHEAD DISTRIBUTION |  | 1 | 0
TRACC001 | Pole Mounted | TRANSFORMER, 50 KVA, 2400/4160Y VOLT PRIMARY, 277/480Y VOLT SECONDARY, SINGLE PHASE, CONVENTIONAL | EA | CENTRAL MOLONEY | PER JEA SPEC | Y | CENTRAL MOLONEY , PER JEA SPEC | [5 empty] | JEA OVERHEAD DISTRIBUTION |  | 1 | 0
TRACC001 | Pole Mounted | TRANSFORMER, 50 KVA, 2400/4160Y VOLT PRIMARY, 277/480Y VOLT SECONDARY, SINGLE PHASE, CONVENTIONAL | EA | COOPER POWER SYSTEMS | PER JEA SPEC | Y | COOPER POWER SYSTEMS , PER JEA SPEC | [5 empty] | JEA OVERHEAD DISTRIBUTION |  | 1 | 0
TRACC001 | Pole Mounted | TRANSFORMER, 50 KVA, 2400/4160Y VOLT PRIMARY, 277/480Y VOLT SECONDARY, SINGLE PHASE, CONVENTIONAL | EA | ERMCO TRANS | PER JEA SPEC | Y | ERMCO TRANS , PER JEA SPEC | [5 empty] | JEA OVERHEAD DISTRIBUTION |  | 1 | 0
TRACC001 | Pole Mounted | TRANSFORMER, 50 KVA, 2400/4160Y VOLT PRIMARY, 277/480Y VOLT SECONDARY, SINGLE PHASE, CONVENTIONAL | EA | HOWARD | PER JEA SPEC | Y | HOWARD , PER JEA SPEC | [5 empty] | JEA OVERHEAD DISTRIBUTION |  | 1 | 0
TRACC001 | Pole Mounted | TRANSFORMER, 50 KVA, 2400/4160Y VOLT PRIMARY, 277/480Y VOLT SECONDARY, SINGLE PHASE, CONVENTIONAL | EA | NATIONAL INDUST (ABB) | PER JEA SPEC | Y | NATIONAL INDUST (ABB) , PER JEA SPEC | [5 empty] | JEA OVERHEAD DISTRIBUTION |  | 1 | 0
TRACC001 | Pole Mounted | TRANSFORMER, 50 KVA, 2400/4160Y VOLT PRIMARY, 277/480Y VOLT SECONDARY, SINGLE PHASE, CONVENTIONAL | EA | PROLEC (GE) | PER JEA SPEC | Y | PROLEC (GE) , PER JEA SPEC | [5 empty] | JEA OVERHEAD DISTRIBUTION |  | 1 | 0
TRACC002 | Pole Mounted | TRANSFORMER, 75 KVA, 2400/4160Y VOLT PRIMARY, 277/480Y VOLT SECONDARY, SINGLE PHASE, CONVENTIONAL | EA | CARTE INTERNATIONAL | PER JEA SPEC | Y | CARTE INTERNATIONAL , PER JEA SPEC | [5 empty] | JEA OVERHEAD DISTRIBUTION |  | 1 | 0
TRACC002 | Pole Mounted | TRANSFORMER, 75 KVA, 2400/4160Y VOLT PRIMARY, 277/480Y VOLT SECONDARY, SINGLE PHASE, CONVENTIONAL | EA | CENTRAL MOLONEY | PER JEA SPEC | Y | CENTRAL MOLONEY , PER JEA SPEC | [5 empty] | JEA OVERHEAD DISTRIBUTION |  | 1 | 0
TRACC002 | Pole Mounted | TRANSFORMER, 75 KVA, 2400/4160Y VOLT PRIMARY, 277/480Y VOLT SECONDARY, SINGLE PHASE, CONVENTIONAL | EA | COOPER POWER SYSTEMS | PER JEA SPEC | Y | COOPER POWER SYSTEMS , PER JEA SPEC | [5 empty] | JEA OVERHEAD DISTRIBUTION |  | 1 | 0
TRACC002 | Pole Mounted | TRANSFORMER, 75 KVA, 2400/4160Y VOLT PRIMARY, 277/480Y VOLT SECONDARY, SINGLE PHASE, CONVENTIONAL | EA | ERMCO TRANS | PER JEA SPEC | Y | ERMCO TRANS , PER JEA SPEC | [5 empty] | JEA OVERHEAD DISTRIBUTION |  | 1 | 0
TRACC002 | Pole Mounted | TRANSFORMER, 75 KVA, 2400/4160Y VOLT PRIMARY, 277/480Y VOLT SECONDARY, SINGLE PHASE, CONVENTIONAL | EA | HOWARD | PER JEA SPEC | Y | HOWARD , PER JEA SPEC | [5 empty] | JEA OVERHEAD DISTRIBUTION |  | 1 | 0
TRACC002 | Pole Mounted | TRANSFORMER, 75 KVA, 2400/4160Y VOLT PRIMARY, 277/480Y VOLT SECONDARY, SINGLE PHASE, CONVENTIONAL | EA | NATIONAL INDUST (ABB) | PER JEA SPEC | Y | NATIONAL INDUST (ABB) , PER JEA SPEC | [5 empty] | JEA OVERHEAD DISTRIBUTION |  | 1 | 0
TRACC002 | Pole Mounted | TRANSFORMER, 75 KVA, 2400/4160Y VOLT PRIMARY, 277/480Y VOLT SECONDARY, SINGLE PHASE, CONVENTIONAL | EA | PROLEC (GE) | PER JEA SPEC | Y | PROLEC (GE) , PER JEA SPEC | [5 empty] | JEA OVERHEAD DISTRIBUTION |  | 1 | 0
TRACF003 | Pole Mounted | TRANSFORMER, 100 KVA, 7620/13200Y VOLT PRIMARY, 277/480Y VOLT SECONDARY, SINGLE PHASE, CONVENTIONAL | EA | CARTE INTERNATIONAL | PER JEA SPEC | Y | CARTE INTERNATIONAL , PER JEA SPEC | [5 empty] | JEA OVERHEAD DISTRIBUTION |  | 1 | 0
TRACF003 | Pole Mounted | TRANSFORMER, 100 KVA, 7620/13200Y VOLT PRIMARY, 277/480Y VOLT SECONDARY, SINGLE PHASE, CONVENTIONAL | EA | CENTRAL MOLONEY | PER JEA SPEC | Y | CENTRAL MOLONEY , PER JEA SPEC | [5 empty] | JEA OVERHEAD DISTRIBUTION |  | 1 | 0
TRACF003 | Pole Mounted | TRANSFORMER, 100 KVA, 7620/13200Y VOLT PRIMARY, 277/480Y VOLT SECONDARY, SINGLE PHASE, CONVENTIONAL | EA | COOPER POWER SYSTEMS | PER JEA SPEC | Y | COOPER POWER SYSTEMS , PER JEA SPEC | [5 empty] | JEA OVERHEAD DISTRIBUTION |  | 1 | 0
TRACF003 | Pole Mounted | TRANSFORMER, 100 KVA, 7620/13200Y VOLT PRIMARY, 277/480Y VOLT SECONDARY, SINGLE PHASE, CONVENTIONAL | EA | ERMCO TRANS | PER JEA SPEC | Y | ERMCO TRANS , PER JEA SPEC | [5 empty] | JEA OVERHEAD DISTRIBUTION |  | 1 | 0
TRACF003 | Pole Mounted | TRANSFORMER, 100 KVA, 7620/13200Y VOLT PRIMARY, 277/480Y VOLT SECONDARY, SINGLE PHASE, CONVENTIONAL | EA | HOWARD | PER JEA SPEC | Y | HOWARD , PER JEA SPEC | [5 empty] | JEA OVERHEAD DISTRIBUTION |  | 1 | 0
TRACF003 | Pole Mounted | TRANSFORMER, 100 KVA, 7620/13200Y VOLT PRIMARY, 277/480Y VOLT SECONDARY, SINGLE PHASE, CONVENTIONAL | EA | NATIONAL INDUST (ABB) | PER JEA SPEC | Y | NATIONAL INDUST (ABB) , PER JEA SPEC | [5 empty] | JEA OVERHEAD DISTRIBUTION |  | 1 | 0
TRACF003 | Pole Mounted | TRANSFORMER, 100 KVA, 7620/13200Y VOLT PRIMARY, 277/480Y VOLT SECONDARY, SINGLE PHASE, CONVENTIONAL | EA | PROLEC (GE) | PER JEA SPEC | Y | PROLEC (GE) , PER JEA SPEC | [5 empty] | JEA OVERHEAD DISTRIBUTION |  | 1 | 0
TRACF004 | Pole Mounted | TRANSFORMER, 167 KVA, 7620/13200Y VOLT PRIMARY, 277/480Y VOLT SECONDARY, SINGLE PHASE, CONVENTIONAL | EA | CARTE INTERNATIONAL | PER JEA SPEC | Y | CARTE INTERNATIONAL , PER JEA SPEC | [5 empty] | JEA OVERHEAD DISTRIBUTION |  | 1 | 0
TRACF004 | Pole Mounted | TRANSFORMER, 167 KVA, 7620/13200Y VOLT PRIMARY, 277/480Y VOLT SECONDARY, SINGLE PHASE, CONVENTIONAL | EA | CENTRAL MOLONEY | PER JEA SPEC | Y | CENTRAL MOLONEY , PER JEA SPEC | [5 empty] | JEA OVERHEAD DISTRIBUTION |  | 1 | 0
TRACF004 | Pole Mounted | TRANSFORMER, 167 KVA, 7620/13200Y VOLT PRIMARY, 277/480Y VOLT SECONDARY, SINGLE PHASE, CONVENTIONAL | EA | COOPER POWER SYSTEMS | PER JEA SPEC | Y | COOPER POWER SYSTEMS , PER JEA SPEC | [5 empty] | JEA OVERHEAD DISTRIBUTION |  | 1 | 0
TRACF004 | Pole Mounted | TRANSFORMER, 167 KVA, 7620/13200Y VOLT PRIMARY, 277/480Y VOLT SECONDARY, SINGLE PHASE, CONVENTIONAL | EA | ERMCO TRANS | PER JEA SPEC | Y | ERMCO TRANS , PER JEA SPEC | [5 empty] | JEA OVERHEAD DISTRIBUTION |  | 1 | 0
TRACF004 | Pole Mounted | TRANSFORMER, 167 KVA, 7620/13200Y VOLT PRIMARY, 277/480Y VOLT SECONDARY, SINGLE PHASE, CONVENTIONAL | EA | HOWARD | PER JEA SPEC | Y | HOWARD , PER JEA SPEC | [5 empty] | JEA OVERHEAD DISTRIBUTION |  | 1 | 0
TRACF004 | Pole Mounted | TRANSFORMER, 167 KVA, 7620/13200Y VOLT PRIMARY, 277/480Y VOLT SECONDARY, SINGLE PHASE, CONVENTIONAL | EA | NATIONAL INDUST (ABB) | PER JEA SPEC | Y | NATIONAL INDUST (ABB) , PER JEA SPEC | [5 empty] | JEA OVERHEAD DISTRIBUTION |  | 1 | 0
TRACF004 | Pole Mounted | TRANSFORMER, 167 KVA, 7620/13200Y VOLT PRIMARY, 277/480Y VOLT SECONDARY, SINGLE PHASE, CONVENTIONAL | EA | PROLEC (GE) | PER JEA SPEC | Y | PROLEC (GE) , PER JEA SPEC | [5 empty] | JEA OVERHEAD DISTRIBUTION |  | 1 | 0
TRACG008 | Pole Mounted | TRANSFORMER, 250 KVA, 14760/25565Y VOLT PRIMARY, 120/240 VOLT SECONDARY, SINGLE PHASE, CONVENTIONAL | EA | CARTE INTERNATIONAL | PER JEA SPEC | Y | CARTE INTERNATIONAL , PER JEA SPEC | [5 empty] | JEA UNDERGROUND DISTRIBUTION |  | 1 | 0
TRACG008 | Pole Mounted | TRANSFORMER, 250 KVA, 14760/25565Y VOLT PRIMARY, 120/240 VOLT SECONDARY, SINGLE PHASE, CONVENTIONAL | EA | CENTRAL MOLONEY | PER JEA SPEC | Y | CENTRAL MOLONEY , PER JEA SPEC | [5 empty] | JEA UNDERGROUND DISTRIBUTION |  | 1 | 0
TRACG008 | Pole Mounted | TRANSFORMER, 250 KVA, 14760/25565Y VOLT PRIMARY, 120/240 VOLT SECONDARY, SINGLE PHASE, CONVENTIONAL | EA | COOPER POWER SYSTEMS | PER JEA SPEC | Y | COOPER POWER SYSTEMS , PER JEA SPEC | [5 empty] | JEA UNDERGROUND DISTRIBUTION |  | 1 | 0
TRACG008 | Pole Mounted | TRANSFORMER, 250 KVA, 14760/25565Y VOLT PRIMARY, 120/240 VOLT SECONDARY, SINGLE PHASE, CONVENTIONAL | EA | ERMCO TRANS | PER JEA SPEC | Y | ERMCO TRANS , PER JEA SPEC | [5 empty] | JEA UNDERGROUND DISTRIBUTION |  | 1 | 0
TRACG008 | Pole Mounted | TRANSFORMER, 250 KVA, 14760/25565Y VOLT PRIMARY, 120/240 VOLT SECONDARY, SINGLE PHASE, CONVENTIONAL | EA | HOWARD | PER JEA SPEC | Y | HOWARD , PER JEA SPEC | [5 empty] | JEA UNDERGROUND DISTRIBUTION |  | 1 | 0
TRACG008 | Pole Mounted | TRANSFORMER, 250 KVA, 14760/25565Y VOLT PRIMARY, 120/240 VOLT SECONDARY, SINGLE PHASE, CONVENTIONAL | EA | NATIONAL INDUST (ABB) | PER JEA SPEC | Y | NATIONAL INDUST (ABB) , PER JEA SPEC | [5 empty] | JEA UNDERGROUND DISTRIBUTION |  | 1 | 0
TRACG008 | Pole Mounted | TRANSFORMER, 250 KVA, 14760/25565Y VOLT PRIMARY, 120/240 VOLT SECONDARY, SINGLE PHASE, CONVENTIONAL | EA | PROLEC (GE) | PER JEA SPEC | Y | PROLEC (GE) , PER JEA SPEC | [5 empty] | JEA UNDERGROUND DISTRIBUTION |  | 1 | 0
TRACO005 | Pole Mounted | TRANSFORMER, 10 KVA, 14760/25565Y VOLT PRIMARY, 120/240 VOLT SECONDARY, SINGLE PHASE CONTAMINATED ENVIRONMENT | EA | CARTE INTERNATIONAL | PER JEA SPEC | Y | CARTE INTERNATIONAL , PER JEA SPEC | [5 empty] | JEA OVERHEAD DISTRIBUTION |  | 1 | 0
TRACO005 | Pole Mounted | TRANSFORMER, 10 KVA, 14760/25565Y VOLT PRIMARY, 120/240 VOLT SECONDARY, SINGLE PHASE CONTAMINATED ENVIRONMENT | EA | CENTRAL MOLONEY | PER JEA SPEC | Y | CENTRAL MOLONEY , PER JEA SPEC | [5 empty] | JEA OVERHEAD DISTRIBUTION |  | 1 | 0
TRACO005 | Pole Mounted | TRANSFORMER, 10 KVA, 14760/25565Y VOLT PRIMARY, 120/240 VOLT SECONDARY, SINGLE PHASE CONTAMINATED ENVIRONMENT | EA | COOPER POWER SYSTEMS | PER JEA SPEC | Y | COOPER POWER SYSTEMS , PER JEA SPEC | [5 empty] | JEA OVERHEAD DISTRIBUTION |  | 1 | 0
TRACO005 | Pole Mounted | TRANSFORMER, 10 KVA, 14760/25565Y VOLT PRIMARY, 120/240 VOLT SECONDARY, SINGLE PHASE CONTAMINATED ENVIRONMENT | EA | ERMCO TRANS | PER JEA SPEC | Y | ERMCO TRANS , PER JEA SPEC | [5 empty] | JEA OVERHEAD DISTRIBUTION |  | 1 | 0
TRACO005 | Pole Mounted | TRANSFORMER, 10 KVA, 14760/25565Y VOLT PRIMARY, 120/240 VOLT SECONDARY, SINGLE PHASE CONTAMINATED ENVIRONMENT | EA | HOWARD | PER JEA SPEC | Y | HOWARD , PER JEA SPEC | [5 empty] | JEA OVERHEAD DISTRIBUTION |  | 1 | 0
TRACO005 | Pole Mounted | TRANSFORMER, 10 KVA, 14760/25565Y VOLT PRIMARY, 120/240 VOLT SECONDARY, SINGLE PHASE CONTAMINATED ENVIRONMENT | EA | NATIONAL INDUST (ABB) | PER JEA SPEC | Y | NATIONAL INDUST (ABB) , PER JEA SPEC | [5 empty] | JEA OVERHEAD DISTRIBUTION |  | 1 | 0
TRACO005 | Pole Mounted | TRANSFORMER, 10 KVA, 14760/25565Y VOLT PRIMARY, 120/240 VOLT SECONDARY, SINGLE PHASE CONTAMINATED ENVIRONMENT | EA | PROLEC (GE) | PER JEA SPEC | Y | PROLEC (GE) , PER JEA SPEC | [5 empty] | JEA OVERHEAD DISTRIBUTION |  | 1 | 0
TRAMP000 | Single Phase | TRANSFORMER, 25 KV, 4160Y/2400 VOLT PRIMARY, 240/120 VOLT SECONDARY, PADMOUNTED, SINGLE PHASE (SHIP TO: 2325 EMERSON ST., JAX., FL 32207) | EA | ABB | PER SPECIFICATION | Y | ABB , PER SPECIFICATION | [5 empty] | JEA UNDERGROUND DISTRIBUTION |  | 1 | 0
TRAMP000 | Single Phase | TRANSFORMER, 25 KV, 4160Y/2400 VOLT PRIMARY, 240/120 VOLT SECONDARY, PADMOUNTED, SINGLE PHASE (SHIP TO: 2325 EMERSON ST., JAX., FL 32207) | EA | CAM TRAN | PER JEA SPEC | Y | CAM TRAN , PER JEA SPEC | [5 empty] | JEA UNDERGROUND DISTRIBUTION |  | 1 | 0
TRAMP000 | Single Phase | TRANSFORMER, 25 KV, 4160Y/2400 VOLT PRIMARY, 240/120 VOLT SECONDARY, PADMOUNTED, SINGLE PHASE (SHIP TO: 2325 EMERSON ST., JAX., FL 32207) | EA | CARTE INTERNATIONAL | PER JEA SPEC | Y | CARTE INTERNATIONAL , PER JEA SPEC | [5 empty] | JEA UNDERGROUND DISTRIBUTION |  | 1 | 0
TRAMP000 | Single Phase | TRANSFORMER, 25 KV, 4160Y/2400 VOLT PRIMARY, 240/120 VOLT SECONDARY, PADMOUNTED, SINGLE PHASE (SHIP TO: 2325 EMERSON ST., JAX., FL 32207) | EA | CENTRAL MOLONEY | PER JEA SPEC | Y | CENTRAL MOLONEY , PER JEA SPEC | [5 empty] | JEA UNDERGROUND DISTRIBUTION |  | 1 | 0
TRAMP000 | Single Phase | TRANSFORMER, 25 KV, 4160Y/2400 VOLT PRIMARY, 240/120 VOLT SECONDARY, PADMOUNTED, SINGLE PHASE (SHIP TO: 2325 EMERSON ST., JAX., FL 32207) | EA | COOPER POWER SYSTEMS | PER JEA SPEC | Y | COOPER POWER SYSTEMS , PER JEA SPEC | [5 empty] | JEA UNDERGROUND DISTRIBUTION |  | 1 | 0
TRAMP000 | Single Phase | TRANSFORMER, 25 KV, 4160Y/2400 VOLT PRIMARY, 240/120 VOLT SECONDARY, PADMOUNTED, SINGLE PHASE (SHIP TO: 2325 EMERSON ST., JAX., FL 32207) | EA | ERMCO TRANS | PER JEA SPEC | Y | ERMCO TRANS , PER JEA SPEC | [5 empty] | JEA UNDERGROUND DISTRIBUTION |  | 1 | 0
TRAMP000 | Single Phase | TRANSFORMER, 25 KV, 4160Y/2400 VOLT PRIMARY, 240/120 VOLT SECONDARY, PADMOUNTED, SINGLE PHASE (SHIP TO: 2325 EMERSON ST., JAX., FL 32207) | EA | HOWARD | PER JEA SPEC | Y | HOWARD , PER JEA SPEC | [5 empty] | JEA UNDERGROUND DISTRIBUTION |  | 1 | 0
TRAMP000 | Single Phase | TRANSFORMER, 25 KV, 4160Y/2400 VOLT PRIMARY, 240/120 VOLT SECONDARY, PADMOUNTED, SINGLE PHASE (SHIP TO: 2325 EMERSON ST., JAX., FL 32207) | EA | INTERNATIONAL ELECTRIC CO | PER JEA SPEC | Y | INTERNATIONAL ELECTRIC CO , PER JEA SPEC | [5 empty] | JEA UNDERGROUND DISTRIBUTION |  | 1 | 0
TRAMP000 | Single Phase | TRANSFORMER, 25 KV, 4160Y/2400 VOLT PRIMARY, 240/120 VOLT SECONDARY, PADMOUNTED, SINGLE PHASE (SHIP TO: 2325 EMERSON ST., JAX., FL 32207) | EA | MGM TRANSFORMER COMPANY | PER SPECIFICATION | Y | MGM TRANSFORMER COMPANY , PER SPECIFICATION | [5 empty] | JEA UNDERGROUND DISTRIBUTION |  | 1 | 0
TRAMP000 | Single Phase | TRANSFORMER, 25 KV, 4160Y/2400 VOLT PRIMARY, 240/120 VOLT SECONDARY, PADMOUNTED, SINGLE PHASE (SHIP TO: 2325 EMERSON ST., JAX., FL 32207) | EA | PROLEC (GE) | PER JEA SPEC | Y | PROLEC (GE) , PER JEA SPEC | [5 empty] | JEA UNDERGROUND DISTRIBUTION |  | 1 | 0
TRAMP001 | Single Phase | TRANSFORMER, 50 KVA, 4160Y/2400 VOLT PRIMARY, 240/120 VOLT SECONDARY, PADMOUNTED, SINGLE PHASE. (SHIP TO: 2325 EMERSON ST., JAX., FL 32207) | EA | ABB | PER SPECIFICATION | Y | ABB , PER SPECIFICATION | [5 empty] | JEA UNDERGROUND DISTRIBUTION |  | 1 | 0
TRAMP001 | Single Phase | TRANSFORMER, 50 KVA, 4160Y/2400 VOLT PRIMARY, 240/120 VOLT SECONDARY, PADMOUNTED, SINGLE PHASE. (SHIP TO: 2325 EMERSON ST., JAX., FL 32207) | EA | CAM TRAN | PER JEA SPEC | Y | CAM TRAN , PER JEA SPEC | [5 empty] | JEA UNDERGROUND DISTRIBUTION |  | 1 | 0
TRAMP001 | Single Phase | TRANSFORMER, 50 KVA, 4160Y/2400 VOLT PRIMARY, 240/120 VOLT SECONDARY, PADMOUNTED, SINGLE PHASE. (SHIP TO: 2325 EMERSON ST., JAX., FL 32207) | EA | CARTE INTERNATIONAL | PER JEA SPEC | Y | CARTE INTERNATIONAL , PER JEA SPEC | [5 empty] | JEA UNDERGROUND DISTRIBUTION |  | 1 | 0
TRAMP001 | Single Phase | TRANSFORMER, 50 KVA, 4160Y/2400 VOLT PRIMARY, 240/120 VOLT SECONDARY, PADMOUNTED, SINGLE PHASE. (SHIP TO: 2325 EMERSON ST., JAX., FL 32207) | EA | CENTRAL MOLONEY | PER JEA SPEC | Y | CENTRAL MOLONEY , PER JEA SPEC | [5 empty] | JEA UNDERGROUND DISTRIBUTION |  | 1 | 0
TRAMP001 | Single Phase | TRANSFORMER, 50 KVA, 4160Y/2400 VOLT PRIMARY, 240/120 VOLT SECONDARY, PADMOUNTED, SINGLE PHASE. (SHIP TO: 2325 EMERSON ST., JAX., FL 32207) | EA | COOPER POWER SYSTEMS | PER JEA SPEC | Y | COOPER POWER SYSTEMS , PER JEA SPEC | [5 empty] | JEA UNDERGROUND DISTRIBUTION |  | 1 | 0
TRAMP001 | Single Phase | TRANSFORMER, 50 KVA, 4160Y/2400 VOLT PRIMARY, 240/120 VOLT SECONDARY, PADMOUNTED, SINGLE PHASE. (SHIP TO: 2325 EMERSON ST., JAX., FL 32207) | EA | ERMCO TRANS | PER JEA SPEC | Y | ERMCO TRANS , PER JEA SPEC | [5 empty] | JEA UNDERGROUND DISTRIBUTION |  | 1 | 0
TRAMP001 | Single Phase | TRANSFORMER, 50 KVA, 4160Y/2400 VOLT PRIMARY, 240/120 VOLT SECONDARY, PADMOUNTED, SINGLE PHASE. (SHIP TO: 2325 EMERSON ST., JAX., FL 32207) | EA | HOWARD | PER JEA SPEC | Y | HOWARD , PER JEA SPEC | [5 empty] | JEA UNDERGROUND DISTRIBUTION |  | 1 | 0
TRAMP001 | Single Phase | TRANSFORMER, 50 KVA, 4160Y/2400 VOLT PRIMARY, 240/120 VOLT SECONDARY, PADMOUNTED, SINGLE PHASE. (SHIP TO: 2325 EMERSON ST., JAX., FL 32207) | EA | INTERNATIONAL ELECTRIC CO | PER JEA SPEC | Y | INTERNATIONAL ELECTRIC CO , PER JEA SPEC | [5 empty] | JEA UNDERGROUND DISTRIBUTION |  | 1 | 0
TRAMP001 | Single Phase | TRANSFORMER, 50 KVA, 4160Y/2400 VOLT PRIMARY, 240/120 VOLT SECONDARY, PADMOUNTED, SINGLE PHASE. (SHIP TO: 2325 EMERSON ST., JAX., FL 32207) | EA | MGM TRANSFORMER COMPANY | PER SPECIFICATION | Y | MGM TRANSFORMER COMPANY , PER SPECIFICATION | [5 empty] | JEA UNDERGROUND DISTRIBUTION |  | 1 | 0
TRAMP001 | Single Phase | TRANSFORMER, 50 KVA, 4160Y/2400 VOLT PRIMARY, 240/120 VOLT SECONDARY, PADMOUNTED, SINGLE PHASE. (SHIP TO: 2325 EMERSON ST., JAX., FL 32207) | EA | PROLEC (GE) | PER JEA SPEC | Y | PROLEC (GE) , PER JEA SPEC | [5 empty] | JEA UNDERGROUND DISTRIBUTION |  | 1 | 0
TRAMP002 | Single Phase | TRANSFORMER, 75 KVA, 4160Y/2400 VOLT PRIMARY, 240/120 VOLT SECONDARY, PADMOUNTED, SINGLE PHASE. (SHIP TO: 2325 EMERSON ST., JAX., FL 32207) | EA | ABB | PER SPECIFICATION | Y | ABB , PER SPECIFICATION | [5 empty] | JEA UNDERGROUND DISTRIBUTION |  | 1 | 0
TRAMP002 | Single Phase | TRANSFORMER, 75 KVA, 4160Y/2400 VOLT PRIMARY, 240/120 VOLT SECONDARY, PADMOUNTED, SINGLE PHASE. (SHIP TO: 2325 EMERSON ST., JAX., FL 32207) | EA | CAM TRAN | PER JEA SPEC | Y | CAM TRAN , PER JEA SPEC | [5 empty] | JEA UNDERGROUND DISTRIBUTION |  | 1 | 0
TRAMP002 | Single Phase | TRANSFORMER, 75 KVA, 4160Y/2400 VOLT PRIMARY, 240/120 VOLT SECONDARY, PADMOUNTED, SINGLE PHASE. (SHIP TO: 2325 EMERSON ST., JAX., FL 32207) | EA | CARTE INTERNATIONAL | PER JEA SPEC | Y | CARTE INTERNATIONAL , PER JEA SPEC | [5 empty] | JEA UNDERGROUND DISTRIBUTION |  | 1 | 0
TRAMP002 | Single Phase | TRANSFORMER, 75 KVA, 4160Y/2400 VOLT PRIMARY, 240/120 VOLT SECONDARY, PADMOUNTED, SINGLE PHASE. (SHIP TO: 2325 EMERSON ST., JAX., FL 32207) | EA | CENTRAL MOLONEY | PER JEA SPEC | Y | CENTRAL MOLONEY , PER JEA SPEC | [5 empty] | JEA UNDERGROUND DISTRIBUTION |  | 1 | 0
TRAMP002 | Single Phase | TRANSFORMER, 75 KVA, 4160Y/2400 VOLT PRIMARY, 240/120 VOLT SECONDARY, PADMOUNTED, SINGLE PHASE. (SHIP TO: 2325 EMERSON ST., JAX., FL 32207) | EA | COOPER POWER SYSTEMS | PER JEA SPEC | Y | COOPER POWER SYSTEMS , PER JEA SPEC | [5 empty] | JEA UNDERGROUND DISTRIBUTION |  | 1 | 0
TRAMP002 | Single Phase | TRANSFORMER, 75 KVA, 4160Y/2400 VOLT PRIMARY, 240/120 VOLT SECONDARY, PADMOUNTED, SINGLE PHASE. (SHIP TO: 2325 EMERSON ST., JAX., FL 32207) | EA | ERMCO TRANS | PER JEA SPEC | Y | ERMCO TRANS , PER JEA SPEC | [5 empty] | JEA UNDERGROUND DISTRIBUTION |  | 1 | 0
TRAMP002 | Single Phase | TRANSFORMER, 75 KVA, 4160Y/2400 VOLT PRIMARY, 240/120 VOLT SECONDARY, PADMOUNTED, SINGLE PHASE. (SHIP TO: 2325 EMERSON ST., JAX., FL 32207) | EA | HOWARD | PER JEA SPEC | Y | HOWARD , PER JEA SPEC | [5 empty] | JEA UNDERGROUND DISTRIBUTION |  | 1 | 0
TRAMP002 | Single Phase | TRANSFORMER, 75 KVA, 4160Y/2400 VOLT PRIMARY, 240/120 VOLT SECONDARY, PADMOUNTED, SINGLE PHASE. (SHIP TO: 2325 EMERSON ST., JAX., FL 32207) | EA | INTERNATIONAL ELECTRIC CO | PER JEA SPEC | Y | INTERNATIONAL ELECTRIC CO , PER JEA SPEC | [5 empty] | JEA UNDERGROUND DISTRIBUTION |  | 1 | 0
TRAMP002 | Single Phase | TRANSFORMER, 75 KVA, 4160Y/2400 VOLT PRIMARY, 240/120 VOLT SECONDARY, PADMOUNTED, SINGLE PHASE. (SHIP TO: 2325 EMERSON ST., JAX., FL 32207) | EA | MGM TRANSFORMER COMPANY | PER SPECIFICATION | Y | MGM TRANSFORMER COMPANY , PER SPECIFICATION | [5 empty] | JEA UNDERGROUND DISTRIBUTION |  | 1 | 0
TRAMP002 | Single Phase | TRANSFORMER, 75 KVA, 4160Y/2400 VOLT PRIMARY, 240/120 VOLT SECONDARY, PADMOUNTED, SINGLE PHASE. (SHIP TO: 2325 EMERSON ST., JAX., FL 32207) | EA | PROLEC (GE) | PER JEA SPEC | Y | PROLEC (GE) , PER JEA SPEC | [5 empty] | JEA UNDERGROUND DISTRIBUTION |  | 1 | 0
TRAMP003 | Single Phase | TRANSFORMER, 100 KVA, 4160Y/2400 VOLT PRIMARY, 240/120 VOLT SECONDARY, PADMOUNTED, SINGLE PHASE. (SHIP TO: 2325 EMERSON ST., JAX., FL 32207) | EA | ABB | PER SPECIFICATION | Y | ABB , PER SPECIFICATION | [5 empty] | JEA UNDERGROUND DISTRIBUTION |  | 1 | 0
TRAMP003 | Single Phase | TRANSFORMER, 100 KVA, 4160Y/2400 VOLT PRIMARY, 240/120 VOLT SECONDARY, PADMOUNTED, SINGLE PHASE. (SHIP TO: 2325 EMERSON ST., JAX., FL 32207) | EA | CAM TRAN | PER JEA SPEC | Y | CAM TRAN , PER JEA SPEC | [5 empty] | JEA UNDERGROUND DISTRIBUTION |  | 1 | 0
TRAMP003 | Single Phase | TRANSFORMER, 100 KVA, 4160Y/2400 VOLT PRIMARY, 240/120 VOLT SECONDARY, PADMOUNTED, SINGLE PHASE. (SHIP TO: 2325 EMERSON ST., JAX., FL 32207) | EA | CARTE INTERNATIONAL | PER JEA SPEC | Y | CARTE INTERNATIONAL , PER JEA SPEC | [5 empty] | JEA UNDERGROUND DISTRIBUTION |  | 1 | 0
TRAMP003 | Single Phase | TRANSFORMER, 100 KVA, 4160Y/2400 VOLT PRIMARY, 240/120 VOLT SECONDARY, PADMOUNTED, SINGLE PHASE. (SHIP TO: 2325 EMERSON ST., JAX., FL 32207) | EA | CENTRAL MOLONEY | PER JEA SPEC | Y | CENTRAL MOLONEY , PER JEA SPEC | [5 empty] | JEA UNDERGROUND DISTRIBUTION |  | 1 | 0
TRAMP003 | Single Phase | TRANSFORMER, 100 KVA, 4160Y/2400 VOLT PRIMARY, 240/120 VOLT SECONDARY, PADMOUNTED, SINGLE PHASE. (SHIP TO: 2325 EMERSON ST., JAX., FL 32207) | EA | COOPER POWER SYSTEMS | PER JEA SPEC | Y | COOPER POWER SYSTEMS , PER JEA SPEC | [5 empty] | JEA UNDERGROUND DISTRIBUTION |  | 1 | 0
TRAMP003 | Single Phase | TRANSFORMER, 100 KVA, 4160Y/2400 VOLT PRIMARY, 240/120 VOLT SECONDARY, PADMOUNTED, SINGLE PHASE. (SHIP TO: 2325 EMERSON ST., JAX., FL 32207) | EA | ERMCO TRANS | PER JEA SPEC | Y | ERMCO TRANS , PER JEA SPEC | [5 empty] | JEA UNDERGROUND DISTRIBUTION |  | 1 | 0
TRAMP003 | Single Phase | TRANSFORMER, 100 KVA, 4160Y/2400 VOLT PRIMARY, 240/120 VOLT SECONDARY, PADMOUNTED, SINGLE PHASE. (SHIP TO: 2325 EMERSON ST., JAX., FL 32207) | EA | HOWARD | PER JEA SPEC | Y | HOWARD , PER JEA SPEC | [5 empty] | JEA UNDERGROUND DISTRIBUTION |  | 1 | 0
TRAMP003 | Single Phase | TRANSFORMER, 100 KVA, 4160Y/2400 VOLT PRIMARY, 240/120 VOLT SECONDARY, PADMOUNTED, SINGLE PHASE. (SHIP TO: 2325 EMERSON ST., JAX., FL 32207) | EA | INTERNATIONAL ELECTRIC CO | PER JEA SPEC | Y | INTERNATIONAL ELECTRIC CO , PER JEA SPEC | [5 empty] | JEA UNDERGROUND DISTRIBUTION |  | 1 | 0
TRAMP003 | Single Phase | TRANSFORMER, 100 KVA, 4160Y/2400 VOLT PRIMARY, 240/120 VOLT SECONDARY, PADMOUNTED, SINGLE PHASE. (SHIP TO: 2325 EMERSON ST., JAX., FL 32207) | EA | MGM TRANSFORMER COMPANY | PER SPECIFICATION | Y | MGM TRANSFORMER COMPANY , PER SPECIFICATION | [5 empty] | JEA UNDERGROUND DISTRIBUTION |  | 1 | 0
TRAMP003 | Single Phase | TRANSFORMER, 100 KVA, 4160Y/2400 VOLT PRIMARY, 240/120 VOLT SECONDARY, PADMOUNTED, SINGLE PHASE. (SHIP TO: 2325 EMERSON ST., JAX., FL 32207) | EA | PROLEC (GE) | PER JEA SPEC | Y | PROLEC (GE) , PER JEA SPEC | [5 empty] | JEA UNDERGROUND DISTRIBUTION |  | 1 | 0
TRAMP007 | Single Phase | TRANSFORMER, 100 KVA, 13200Y/7620 VOLT PRIMARY, 240/120 VOLT SECONDARY, PADMOUNTED, SINGLE PHASE. (SHIP TO: 2325 EMERSON ST., JAX., FL 32207) | EA | ABB | PER SPECIFICATION | Y | ABB , PER SPECIFICATION | [5 empty] | JEA UNDERGROUND DISTRIBUTION |  | 1 | 0
TRAMP007 | Single Phase | TRANSFORMER, 100 KVA, 13200Y/7620 VOLT PRIMARY, 240/120 VOLT SECONDARY, PADMOUNTED, SINGLE PHASE. (SHIP TO: 2325 EMERSON ST., JAX., FL 32207) | EA | CAM TRAN | PER JEA SPEC | Y | CAM TRAN , PER JEA SPEC | [5 empty] | JEA UNDERGROUND DISTRIBUTION |  | 1 | 0
TRAMP007 | Single Phase | TRANSFORMER, 100 KVA, 13200Y/7620 VOLT PRIMARY, 240/120 VOLT SECONDARY, PADMOUNTED, SINGLE PHASE. (SHIP TO: 2325 EMERSON ST., JAX., FL 32207) | EA | CARTE INTERNATIONAL | PER JEA SPEC | Y | CARTE INTERNATIONAL , PER JEA SPEC | [5 empty] | JEA UNDERGROUND DISTRIBUTION |  | 1 | 0
TRAMP007 | Single Phase | TRANSFORMER, 100 KVA, 13200Y/7620 VOLT PRIMARY, 240/120 VOLT SECONDARY, PADMOUNTED, SINGLE PHASE. (SHIP TO: 2325 EMERSON ST., JAX., FL 32207) | EA | CENTRAL MOLONEY | PER JEA SPEC | Y | CENTRAL MOLONEY , PER JEA SPEC | [5 empty] | JEA UNDERGROUND DISTRIBUTION |  | 1 | 0
TRAMP007 | Single Phase | TRANSFORMER, 100 KVA, 13200Y/7620 VOLT PRIMARY, 240/120 VOLT SECONDARY, PADMOUNTED, SINGLE PHASE. (SHIP TO: 2325 EMERSON ST., JAX., FL 32207) | EA | COOPER POWER SYSTEMS | PER JEA SPEC | Y | COOPER POWER SYSTEMS , PER JEA SPEC | [5 empty] | JEA UNDERGROUND DISTRIBUTION |  | 1 | 0
TRAMP007 | Single Phase | TRANSFORMER, 100 KVA, 13200Y/7620 VOLT PRIMARY, 240/120 VOLT SECONDARY, PADMOUNTED, SINGLE PHASE. (SHIP TO: 2325 EMERSON ST., JAX., FL 32207) | EA | ERMCO TRANS | PER JEA SPEC | Y | ERMCO TRANS , PER JEA SPEC | [5 empty] | JEA UNDERGROUND DISTRIBUTION |  | 1 | 0
TRAMP007 | Single Phase | TRANSFORMER, 100 KVA, 13200Y/7620 VOLT PRIMARY, 240/120 VOLT SECONDARY, PADMOUNTED, SINGLE PHASE. (SHIP TO: 2325 EMERSON ST., JAX., FL 32207) | EA | HOWARD | PER JEA SPEC | Y | HOWARD , PER JEA SPEC | [5 empty] | JEA UNDERGROUND DISTRIBUTION |  | 1 | 0
TRAMP007 | Single Phase | TRANSFORMER, 100 KVA, 13200Y/7620 VOLT PRIMARY, 240/120 VOLT SECONDARY, PADMOUNTED, SINGLE PHASE. (SHIP TO: 2325 EMERSON ST., JAX., FL 32207) | EA | INTERNATIONAL ELECTRIC CO | PER JEA SPEC | Y | INTERNATIONAL ELECTRIC CO , PER JEA SPEC | [5 empty] | JEA UNDERGROUND DISTRIBUTION |  | 1 | 0
TRAMP007 | Single Phase | TRANSFORMER, 100 KVA, 13200Y/7620 VOLT PRIMARY, 240/120 VOLT SECONDARY, PADMOUNTED, SINGLE PHASE. (SHIP TO: 2325 EMERSON ST., JAX., FL 32207) | EA | MGM TRANSFORMER COMPANY | PER SPECIFICATION | Y | MGM TRANSFORMER COMPANY , PER SPECIFICATION | [5 empty] | JEA UNDERGROUND DISTRIBUTION |  | 1 | 0
TRAMP007 | Single Phase | TRANSFORMER, 100 KVA, 13200Y/7620 VOLT PRIMARY, 240/120 VOLT SECONDARY, PADMOUNTED, SINGLE PHASE. (SHIP TO: 2325 EMERSON ST., JAX., FL 32207) | EA | PROLEC (GE) | PER JEA SPEC | Y | PROLEC (GE) , PER JEA SPEC | [5 empty] | JEA UNDERGROUND DISTRIBUTION |  | 1 | 0
TRAPA001 | 3 Phase - Small | TRANSFORMER, 150 KVA, 4160Y/2400 VOLT PRIMARY, 208Y/120 VOLT SECONDARY, PADMOUNTED, THREE PHASE - (SHIP TO: 2325 EMERSON ST., JAX., FL 32207) | EA | PROLEC (GE) | PER JEA SPEC | Y | PROLEC (GE) , PER JEA SPEC | [5 empty] | JEA UNDERGROUND DISTRIBUTION |  | 1 | 0
TRAPA001 | 3 Phase - Small | TRANSFORMER, 150 KVA, 4160Y/2400 VOLT PRIMARY, 208Y/120 VOLT SECONDARY, PADMOUNTED, THREE PHASE - (SHIP TO: 2325 EMERSON ST., JAX., FL 32207) | EA | SQUARE D | PER JEA SPEC | Y | SQUARE D , PER JEA SPEC | [5 empty] | JEA UNDERGROUND DISTRIBUTION |  | 1 | 0
TRAPA002 | 3 Phase - Small | TRANSFORMER, 300 KVA, 4160Y/2400 VOLT PRIMARY, 208Y/120 VOLT SECONDARY, PADMOUNTED, THREE PHASE - (SHIP TO: 2325 EMERSON ST., JAX., FL 32207) | EA | CARTE INTERNATIONAL | PER JEA SPEC | Y | CARTE INTERNATIONAL , PER JEA SPEC | [5 empty] | JEA UNDERGROUND DISTRIBUTION |  | 1 | 0
TRAPA002 | 3 Phase - Small | TRANSFORMER, 300 KVA, 4160Y/2400 VOLT PRIMARY, 208Y/120 VOLT SECONDARY, PADMOUNTED, THREE PHASE - (SHIP TO: 2325 EMERSON ST., JAX., FL 32207) | EA | CENTRAL MOLONEY | PER JEA SPEC | Y | CENTRAL MOLONEY , PER JEA SPEC | [5 empty] | JEA UNDERGROUND DISTRIBUTION |  | 1 | 0
TRAPA002 | 3 Phase - Small | TRANSFORMER, 300 KVA, 4160Y/2400 VOLT PRIMARY, 208Y/120 VOLT SECONDARY, PADMOUNTED, THREE PHASE - (SHIP TO: 2325 EMERSON ST., JAX., FL 32207) | EA | CG POWER SYSTEM / PAUWELS | PER JEA SPEC | Y | CG POWER SYSTEM / PAUWELS , PER JEA SPEC | [5 empty] | JEA UNDERGROUND DISTRIBUTION |  | 1 | 0
TRAPA002 | 3 Phase - Small | TRANSFORMER, 300 KVA, 4160Y/2400 VOLT PRIMARY, 208Y/120 VOLT SECONDARY, PADMOUNTED, THREE PHASE - (SHIP TO: 2325 EMERSON ST., JAX., FL 32207) | EA | COOPER POWER SYSTEMS | PER JEA SPEC | Y | COOPER POWER SYSTEMS , PER JEA SPEC | [5 empty] | JEA UNDERGROUND DISTRIBUTION |  | 1 | 0
TRAPA002 | 3 Phase - Small | TRANSFORMER, 300 KVA, 4160Y/2400 VOLT PRIMARY, 208Y/120 VOLT SECONDARY, PADMOUNTED, THREE PHASE - (SHIP TO: 2325 EMERSON ST., JAX., FL 32207) | EA | ERMCO TRANS | PER JEA SPEC | Y | ERMCO TRANS , PER JEA SPEC | [5 empty] | JEA UNDERGROUND DISTRIBUTION |  | 1 | 0
TRAPA002 | 3 Phase - Small | TRANSFORMER, 300 KVA, 4160Y/2400 VOLT PRIMARY, 208Y/120 VOLT SECONDARY, PADMOUNTED, THREE PHASE - (SHIP TO: 2325 EMERSON ST., JAX., FL 32207) | EA | HOWARD | PER JEA SPEC | Y | HOWARD , PER JEA SPEC | [5 empty] | JEA UNDERGROUND DISTRIBUTION |  | 1 | 0
TRAPA002 | 3 Phase - Small | TRANSFORMER, 300 KVA, 4160Y/2400 VOLT PRIMARY, 208Y/120 VOLT SECONDARY, PADMOUNTED, THREE PHASE - (SHIP TO: 2325 EMERSON ST., JAX., FL 32207) | EA | MGM TRANSFORMER COMPANY | PER SPECIFICATION | Y | MGM TRANSFORMER COMPANY , PER SPECIFICATION | [5 empty] | JEA UNDERGROUND DISTRIBUTION |  | 1 | 0
TRAPA002 | 3 Phase - Small | TRANSFORMER, 300 KVA, 4160Y/2400 VOLT PRIMARY, 208Y/120 VOLT SECONDARY, PADMOUNTED, THREE PHASE - (SHIP TO: 2325 EMERSON ST., JAX., FL 32207) | EA | NATIONAL INDUST (ABB) | PER JEA SPEC | Y | NATIONAL INDUST (ABB) , PER JEA SPEC | [5 empty] | JEA UNDERGROUND DISTRIBUTION |  | 1 | 0
TRAPA002 | 3 Phase - Small | TRANSFORMER, 300 KVA, 4160Y/2400 VOLT PRIMARY, 208Y/120 VOLT SECONDARY, PADMOUNTED, THREE PHASE - (SHIP TO: 2325 EMERSON ST., JAX., FL 32207) | EA | PROLEC (GE) | PER JEA SPEC | Y | PROLEC (GE) , PER JEA SPEC | [5 empty] | JEA UNDERGROUND DISTRIBUTION |  | 1 | 0
TRAPA002 | 3 Phase - Small | TRANSFORMER, 300 KVA, 4160Y/2400 VOLT PRIMARY, 208Y/120 VOLT SECONDARY, PADMOUNTED, THREE PHASE - (SHIP TO: 2325 EMERSON ST., JAX., FL 32207) | EA | SQUARE D | PER JEA SPEC | Y | SQUARE D , PER JEA SPEC | [5 empty] | JEA UNDERGROUND DISTRIBUTION |  | 1 | 0
TRAPA003 | 3 Phase - Small | TRANSFORMER, 500 KVA, 4160Y/2400 VOLT PRIMARY, 208Y/120 VOLT SECONDARY, PADMOUNTED, THREE PHASE - (SHIP TO: 2325 EMERSON ST., JAX., FL 32207) | EA | CARTE INTERNATIONAL | PER JEA SPEC | Y | CARTE INTERNATIONAL , PER JEA SPEC | [5 empty] | JEA UNDERGROUND DISTRIBUTION |  | 1 | 0
TRAPA003 | 3 Phase - Small | TRANSFORMER, 500 KVA, 4160Y/2400 VOLT PRIMARY, 208Y/120 VOLT SECONDARY, PADMOUNTED, THREE PHASE - (SHIP TO: 2325 EMERSON ST., JAX., FL 32207) | EA | CENTRAL MOLONEY | PER JEA SPEC | Y | CENTRAL MOLONEY , PER JEA SPEC | [5 empty] | JEA UNDERGROUND DISTRIBUTION |  | 1 | 0
TRAPA003 | 3 Phase - Small | TRANSFORMER, 500 KVA, 4160Y/2400 VOLT PRIMARY, 208Y/120 VOLT SECONDARY, PADMOUNTED, THREE PHASE - (SHIP TO: 2325 EMERSON ST., JAX., FL 32207) | EA | CG POWER SYSTEM / PAUWELS | PER JEA SPEC | Y | CG POWER SYSTEM / PAUWELS , PER JEA SPEC | [5 empty] | JEA UNDERGROUND DISTRIBUTION |  | 1 | 0
TRAPA003 | 3 Phase - Small | TRANSFORMER, 500 KVA, 4160Y/2400 VOLT PRIMARY, 208Y/120 VOLT SECONDARY, PADMOUNTED, THREE PHASE - (SHIP TO: 2325 EMERSON ST., JAX., FL 32207) | EA | COOPER POWER SYSTEMS | PER JEA SPEC | Y | COOPER POWER SYSTEMS , PER JEA SPEC | [5 empty] | JEA UNDERGROUND DISTRIBUTION |  | 1 | 0
TRAPA003 | 3 Phase - Small | TRANSFORMER, 500 KVA, 4160Y/2400 VOLT PRIMARY, 208Y/120 VOLT SECONDARY, PADMOUNTED, THREE PHASE - (SHIP TO: 2325 EMERSON ST., JAX., FL 32207) | EA | ERMCO TRANS | PER JEA SPEC | Y | ERMCO TRANS , PER JEA SPEC | [5 empty] | JEA UNDERGROUND DISTRIBUTION |  | 1 | 0
TRAPA003 | 3 Phase - Small | TRANSFORMER, 500 KVA, 4160Y/2400 VOLT PRIMARY, 208Y/120 VOLT SECONDARY, PADMOUNTED, THREE PHASE - (SHIP TO: 2325 EMERSON ST., JAX., FL 32207) | EA | HOWARD | PER JEA SPEC | Y | HOWARD , PER JEA SPEC | [5 empty] | JEA UNDERGROUND DISTRIBUTION |  | 1 | 0
TRAPA003 | 3 Phase - Small | TRANSFORMER, 500 KVA, 4160Y/2400 VOLT PRIMARY, 208Y/120 VOLT SECONDARY, PADMOUNTED, THREE PHASE - (SHIP TO: 2325 EMERSON ST., JAX., FL 32207) | EA | MGM TRANSFORMER COMPANY | PER SPECIFICATION | Y | MGM TRANSFORMER COMPANY , PER SPECIFICATION | [5 empty] | JEA UNDERGROUND DISTRIBUTION |  | 1 | 0
TRAPA003 | 3 Phase - Small | TRANSFORMER, 500 KVA, 4160Y/2400 VOLT PRIMARY, 208Y/120 VOLT SECONDARY, PADMOUNTED, THREE PHASE - (SHIP TO: 2325 EMERSON ST., JAX., FL 32207) | EA | NATIONAL INDUST (ABB) | PER JEA SPEC | Y | NATIONAL INDUST (ABB) , PER JEA SPEC | [5 empty] | JEA UNDERGROUND DISTRIBUTION |  | 1 | 0
TRAPA003 | 3 Phase - Small | TRANSFORMER, 500 KVA, 4160Y/2400 VOLT PRIMARY, 208Y/120 VOLT SECONDARY, PADMOUNTED, THREE PHASE - (SHIP TO: 2325 EMERSON ST., JAX., FL 32207) | EA | PROLEC (GE) | PER JEA SPEC | Y | PROLEC (GE) , PER JEA SPEC | [5 empty] | JEA UNDERGROUND DISTRIBUTION |  | 1 | 0
TRAPA003 | 3 Phase - Small | TRANSFORMER, 500 KVA, 4160Y/2400 VOLT PRIMARY, 208Y/120 VOLT SECONDARY, PADMOUNTED, THREE PHASE - (SHIP TO: 2325 EMERSON ST., JAX., FL 32207) | EA | SQUARE D | PER JEA SPEC | Y | SQUARE D , PER JEA SPEC | [5 empty] | JEA UNDERGROUND DISTRIBUTION |  | 1 | 0
TRAPA004 | 3 Phase - Large | TRANSFORMER, 750 KVA, 4160Y/2400 VOLT PRIMARY, 208Y/120 VOLT SECONDARY, PADMOUNTED, THREE PHASE - (SHIP TO: 2325 EMERSON ST., JAX., FL 32207) | EA | CARTE INTERNATIONAL | PER JEA SPEC | Y | CARTE INTERNATIONAL , PER JEA SPEC | [5 empty] | JEA UNDERGROUND DISTRIBUTION |  | 1 | 0
TRAPA004 | 3 Phase - Large | TRANSFORMER, 750 KVA, 4160Y/2400 VOLT PRIMARY, 208Y/120 VOLT SECONDARY, PADMOUNTED, THREE PHASE - (SHIP TO: 2325 EMERSON ST., JAX., FL 32207) | EA | CENTRAL MOLONEY | PER JEA SPEC | Y | CENTRAL MOLONEY , PER JEA SPEC | [5 empty] | JEA UNDERGROUND DISTRIBUTION |  | 1 | 0
TRAPA004 | 3 Phase - Large | TRANSFORMER, 750 KVA, 4160Y/2400 VOLT PRIMARY, 208Y/120 VOLT SECONDARY, PADMOUNTED, THREE PHASE - (SHIP TO: 2325 EMERSON ST., JAX., FL 32207) | EA | CG POWER SYSTEM / PAUWELS | PER JEA SPEC | Y | CG POWER SYSTEM / PAUWELS , PER JEA SPEC | [5 empty] | JEA UNDERGROUND DISTRIBUTION |  | 1 | 0
TRAPA004 | 3 Phase - Large | TRANSFORMER, 750 KVA, 4160Y/2400 VOLT PRIMARY, 208Y/120 VOLT SECONDARY, PADMOUNTED, THREE PHASE - (SHIP TO: 2325 EMERSON ST., JAX., FL 32207) | EA | COOPER POWER SYSTEMS | PER JEA SPEC | Y | COOPER POWER SYSTEMS , PER JEA SPEC | [5 empty] | JEA UNDERGROUND DISTRIBUTION |  | 1 | 0
TRAPA004 | 3 Phase - Large | TRANSFORMER, 750 KVA, 4160Y/2400 VOLT PRIMARY, 208Y/120 VOLT SECONDARY, PADMOUNTED, THREE PHASE - (SHIP TO: 2325 EMERSON ST., JAX., FL 32207) | EA | ERMCO TRANS | PER JEA SPEC | Y | ERMCO TRANS , PER JEA SPEC | [5 empty] | JEA UNDERGROUND DISTRIBUTION |  | 1 | 0
TRAPA004 | 3 Phase - Large | TRANSFORMER, 750 KVA, 4160Y/2400 VOLT PRIMARY, 208Y/120 VOLT SECONDARY, PADMOUNTED, THREE PHASE - (SHIP TO: 2325 EMERSON ST., JAX., FL 32207) | EA | HOWARD | PER JEA SPEC | Y | HOWARD , PER JEA SPEC | [5 empty] | JEA UNDERGROUND DISTRIBUTION |  | 1 | 0
TRAPA004 | 3 Phase - Large | TRANSFORMER, 750 KVA, 4160Y/2400 VOLT PRIMARY, 208Y/120 VOLT SECONDARY, PADMOUNTED, THREE PHASE - (SHIP TO: 2325 EMERSON ST., JAX., FL 32207) | EA | MGM TRANSFORMER COMPANY | PER SPECIFICATION | Y | MGM TRANSFORMER COMPANY , PER SPECIFICATION | [5 empty] | JEA UNDERGROUND DISTRIBUTION |  | 1 | 0
TRAPA004 | 3 Phase - Large | TRANSFORMER, 750 KVA, 4160Y/2400 VOLT PRIMARY, 208Y/120 VOLT SECONDARY, PADMOUNTED, THREE PHASE - (SHIP TO: 2325 EMERSON ST., JAX., FL 32207) | EA | NATIONAL INDUST (ABB) | PER JEA SPEC | Y | NATIONAL INDUST (ABB) , PER JEA SPEC | [5 empty] | JEA UNDERGROUND DISTRIBUTION |  | 1 | 0
TRAPA004 | 3 Phase - Large | TRANSFORMER, 750 KVA, 4160Y/2400 VOLT PRIMARY, 208Y/120 VOLT SECONDARY, PADMOUNTED, THREE PHASE - (SHIP TO: 2325 EMERSON ST., JAX., FL 32207) | EA | PROLEC (GE) | PER JEA SPEC | Y | PROLEC (GE) , PER JEA SPEC | [5 empty] | JEA UNDERGROUND DISTRIBUTION |  | 1 | 0
TRAPA004 | 3 Phase - Large | TRANSFORMER, 750 KVA, 4160Y/2400 VOLT PRIMARY, 208Y/120 VOLT SECONDARY, PADMOUNTED, THREE PHASE - (SHIP TO: 2325 EMERSON ST., JAX., FL 32207) | EA | SQUARE D | PER JEA SPEC | Y | SQUARE D , PER JEA SPEC | [5 empty] | JEA UNDERGROUND DISTRIBUTION |  | 1 | 0
TRAPA005 | 3 Phase - Small | TRANSFORMER, 150 KVA, 4160Y/2400 VOLT PRIMARY, 480Y/277 VOLT SECONDARY, PADMOUNTED, THREE PHASE - (SHIP TO: 2325 EMERSON ST., JAX., FL 32207) | EA | CARTE INTERNATIONAL | PER JEA SPEC | Y | CARTE INTERNATIONAL , PER JEA SPEC | [5 empty] | JEA UNDERGROUND DISTRIBUTION |  | 1 | 0
TRAPA005 | 3 Phase - Small | TRANSFORMER, 150 KVA, 4160Y/2400 VOLT PRIMARY, 480Y/277 VOLT SECONDARY, PADMOUNTED, THREE PHASE - (SHIP TO: 2325 EMERSON ST., JAX., FL 32207) | EA | CENTRAL MOLONEY | PER JEA SPEC | Y | CENTRAL MOLONEY , PER JEA SPEC | [5 empty] | JEA UNDERGROUND DISTRIBUTION |  | 1 | 0
TRAPA005 | 3 Phase - Small | TRANSFORMER, 150 KVA, 4160Y/2400 VOLT PRIMARY, 480Y/277 VOLT SECONDARY, PADMOUNTED, THREE PHASE - (SHIP TO: 2325 EMERSON ST., JAX., FL 32207) | EA | CG POWER SYSTEM / PAUWELS | PER JEA SPEC | Y | CG POWER SYSTEM / PAUWELS , PER JEA SPEC | [5 empty] | JEA UNDERGROUND DISTRIBUTION |  | 1 | 0
TRAPA005 | 3 Phase - Small | TRANSFORMER, 150 KVA, 4160Y/2400 VOLT PRIMARY, 480Y/277 VOLT SECONDARY, PADMOUNTED, THREE PHASE - (SHIP TO: 2325 EMERSON ST., JAX., FL 32207) | EA | COOPER POWER SYSTEMS | PER JEA SPEC | Y | COOPER POWER SYSTEMS , PER JEA SPEC | [5 empty] | JEA UNDERGROUND DISTRIBUTION |  | 1 | 0
TRAPA005 | 3 Phase - Small | TRANSFORMER, 150 KVA, 4160Y/2400 VOLT PRIMARY, 480Y/277 VOLT SECONDARY, PADMOUNTED, THREE PHASE - (SHIP TO: 2325 EMERSON ST., JAX., FL 32207) | EA | ERMCO TRANS | PER JEA SPEC | Y | ERMCO TRANS , PER JEA SPEC | [5 empty] | JEA UNDERGROUND DISTRIBUTION |  | 1 | 0
TRAPA005 | 3 Phase - Small | TRANSFORMER, 150 KVA, 4160Y/2400 VOLT PRIMARY, 480Y/277 VOLT SECONDARY, PADMOUNTED, THREE PHASE - (SHIP TO: 2325 EMERSON ST., JAX., FL 32207) | EA | HOWARD | PER JEA SPEC | Y | HOWARD , PER JEA SPEC | [5 empty] | JEA UNDERGROUND DISTRIBUTION |  | 1 | 0
TRAPA005 | 3 Phase - Small | TRANSFORMER, 150 KVA, 4160Y/2400 VOLT PRIMARY, 480Y/277 VOLT SECONDARY, PADMOUNTED, THREE PHASE - (SHIP TO: 2325 EMERSON ST., JAX., FL 32207) | EA | MGM TRANSFORMER COMPANY | PER SPECIFICATION | Y | MGM TRANSFORMER COMPANY , PER SPECIFICATION | [5 empty] | JEA UNDERGROUND DISTRIBUTION |  | 1 | 0
TRAPA005 | 3 Phase - Small | TRANSFORMER, 150 KVA, 4160Y/2400 VOLT PRIMARY, 480Y/277 VOLT SECONDARY, PADMOUNTED, THREE PHASE - (SHIP TO: 2325 EMERSON ST., JAX., FL 32207) | EA | NATIONAL INDUST (ABB) | PER JEA SPEC | Y | NATIONAL INDUST (ABB) , PER JEA SPEC | [5 empty] | JEA UNDERGROUND DISTRIBUTION |  | 1 | 0
TRAPA005 | 3 Phase - Small | TRANSFORMER, 150 KVA, 4160Y/2400 VOLT PRIMARY, 480Y/277 VOLT SECONDARY, PADMOUNTED, THREE PHASE - (SHIP TO: 2325 EMERSON ST., JAX., FL 32207) | EA | PROLEC (GE) | PER JEA SPEC | Y | PROLEC (GE) , PER JEA SPEC | [5 empty] | JEA UNDERGROUND DISTRIBUTION |  | 1 | 0
TRAPA005 | 3 Phase - Small | TRANSFORMER, 150 KVA, 4160Y/2400 VOLT PRIMARY, 480Y/277 VOLT SECONDARY, PADMOUNTED, THREE PHASE - (SHIP TO: 2325 EMERSON ST., JAX., FL 32207) | EA | SQUARE D | PER JEA SPEC | Y | SQUARE D , PER JEA SPEC | [5 empty] | JEA UNDERGROUND DISTRIBUTION |  | 1 | 0
TRAPA006 | 3 Phase - Small | TRANSFORMER, 300 KVA, 4160Y/2400 VOLT PRIMARY, 480Y/277 VOLT SECONDARY, PADMOUNTED, THREE PHASE - (SHIP TO: 2325 EMERSON ST., JAX., FL 32207) | EA | CARTE INTERNATIONAL | PER JEA SPEC | Y | CARTE INTERNATIONAL , PER JEA SPEC | [5 empty] | JEA UNDERGROUND DISTRIBUTION |  | 1 | 0
TRAPA006 | 3 Phase - Small | TRANSFORMER, 300 KVA, 4160Y/2400 VOLT PRIMARY, 480Y/277 VOLT SECONDARY, PADMOUNTED, THREE PHASE - (SHIP TO: 2325 EMERSON ST., JAX., FL 32207) | EA | CENTRAL MOLONEY | PER JEA SPEC | Y | CENTRAL MOLONEY , PER JEA SPEC | [5 empty] | JEA UNDERGROUND DISTRIBUTION |  | 1 | 0
TRAPA006 | 3 Phase - Small | TRANSFORMER, 300 KVA, 4160Y/2400 VOLT PRIMARY, 480Y/277 VOLT SECONDARY, PADMOUNTED, THREE PHASE - (SHIP TO: 2325 EMERSON ST., JAX., FL 32207) | EA | CG POWER SYSTEM / PAUWELS | PER JEA SPEC | Y | CG POWER SYSTEM / PAUWELS , PER JEA SPEC | [5 empty] | JEA UNDERGROUND DISTRIBUTION |  | 1 | 0
TRAPA006 | 3 Phase - Small | TRANSFORMER, 300 KVA, 4160Y/2400 VOLT PRIMARY, 480Y/277 VOLT SECONDARY, PADMOUNTED, THREE PHASE - (SHIP TO: 2325 EMERSON ST., JAX., FL 32207) | EA | COOPER POWER SYSTEMS | PER JEA SPEC | Y | COOPER POWER SYSTEMS , PER JEA SPEC | [5 empty] | JEA UNDERGROUND DISTRIBUTION |  | 1 | 0
TRAPA006 | 3 Phase - Small | TRANSFORMER, 300 KVA, 4160Y/2400 VOLT PRIMARY, 480Y/277 VOLT SECONDARY, PADMOUNTED, THREE PHASE - (SHIP TO: 2325 EMERSON ST., JAX., FL 32207) | EA | ERMCO TRANS | PER JEA SPEC | Y | ERMCO TRANS , PER JEA SPEC | [5 empty] | JEA UNDERGROUND DISTRIBUTION |  | 1 | 0
TRAPA006 | 3 Phase - Small | TRANSFORMER, 300 KVA, 4160Y/2400 VOLT PRIMARY, 480Y/277 VOLT SECONDARY, PADMOUNTED, THREE PHASE - (SHIP TO: 2325 EMERSON ST., JAX., FL 32207) | EA | HOWARD | PER JEA SPEC | Y | HOWARD , PER JEA SPEC | [5 empty] | JEA UNDERGROUND DISTRIBUTION |  | 1 | 0
TRAPA006 | 3 Phase - Small | TRANSFORMER, 300 KVA, 4160Y/2400 VOLT PRIMARY, 480Y/277 VOLT SECONDARY, PADMOUNTED, THREE PHASE - (SHIP TO: 2325 EMERSON ST., JAX., FL 32207) | EA | MGM TRANSFORMER COMPANY | PER SPECIFICATION | Y | MGM TRANSFORMER COMPANY , PER SPECIFICATION | [5 empty] | JEA UNDERGROUND DISTRIBUTION |  | 1 | 0
TRAPA006 | 3 Phase - Small | TRANSFORMER, 300 KVA, 4160Y/2400 VOLT PRIMARY, 480Y/277 VOLT SECONDARY, PADMOUNTED, THREE PHASE - (SHIP TO: 2325 EMERSON ST., JAX., FL 32207) | EA | NATIONAL INDUST (ABB) | PER JEA SPEC | Y | NATIONAL INDUST (ABB) , PER JEA SPEC | [5 empty] | JEA UNDERGROUND DISTRIBUTION |  | 1 | 0
TRAPA006 | 3 Phase - Small | TRANSFORMER, 300 KVA, 4160Y/2400 VOLT PRIMARY, 480Y/277 VOLT SECONDARY, PADMOUNTED, THREE PHASE - (SHIP TO: 2325 EMERSON ST., JAX., FL 32207) | EA | PROLEC (GE) | PER JEA SPEC | Y | PROLEC (GE) , PER JEA SPEC | [5 empty] | JEA UNDERGROUND DISTRIBUTION |  | 1 | 0
TRAPA006 | 3 Phase - Small | TRANSFORMER, 300 KVA, 4160Y/2400 VOLT PRIMARY, 480Y/277 VOLT SECONDARY, PADMOUNTED, THREE PHASE - (SHIP TO: 2325 EMERSON ST., JAX., FL 32207) | EA | SQUARE D | PER JEA SPEC | Y | SQUARE D , PER JEA SPEC | [5 empty] | JEA UNDERGROUND DISTRIBUTION |  | 1 | 0
TRAPA009 | 3 Phase - Small | TRANSFORMER, 75 KVA, 4160Y/2400 VOLT PRIMARY, 480Y/277 VOLT SECONDARY, PADMOUNTED, THREE PHASE - (SHIP TO: 2325 EMERSON ST., JAX., FL 32207) | EA | CARTE INTERNATIONAL | PER JEA SPEC | Y | CARTE INTERNATIONAL , PER JEA SPEC | [5 empty] | JEA UNDERGROUND DISTRIBUTION |  | 1 | 0
TRAPA009 | 3 Phase - Small | TRANSFORMER, 75 KVA, 4160Y/2400 VOLT PRIMARY, 480Y/277 VOLT SECONDARY, PADMOUNTED, THREE PHASE - (SHIP TO: 2325 EMERSON ST., JAX., FL 32207) | EA | CENTRAL MOLONEY | PER JEA SPEC | Y | CENTRAL MOLONEY , PER JEA SPEC | [5 empty] | JEA UNDERGROUND DISTRIBUTION |  | 1 | 0
TRAPA009 | 3 Phase - Small | TRANSFORMER, 75 KVA, 4160Y/2400 VOLT PRIMARY, 480Y/277 VOLT SECONDARY, PADMOUNTED, THREE PHASE - (SHIP TO: 2325 EMERSON ST., JAX., FL 32207) | EA | CG POWER SYSTEM / PAUWELS | PER JEA SPEC | Y | CG POWER SYSTEM / PAUWELS , PER JEA SPEC | [5 empty] | JEA UNDERGROUND DISTRIBUTION |  | 1 | 0
TRAPA009 | 3 Phase - Small | TRANSFORMER, 75 KVA, 4160Y/2400 VOLT PRIMARY, 480Y/277 VOLT SECONDARY, PADMOUNTED, THREE PHASE - (SHIP TO: 2325 EMERSON ST., JAX., FL 32207) | EA | COOPER POWER SYSTEMS | PER JEA SPEC | Y | COOPER POWER SYSTEMS , PER JEA SPEC | [5 empty] | JEA UNDERGROUND DISTRIBUTION |  | 1 | 0
TRAPA009 | 3 Phase - Small | TRANSFORMER, 75 KVA, 4160Y/2400 VOLT PRIMARY, 480Y/277 VOLT SECONDARY, PADMOUNTED, THREE PHASE - (SHIP TO: 2325 EMERSON ST., JAX., FL 32207) | EA | ERMCO TRANS | PER JEA SPEC | Y | ERMCO TRANS , PER JEA SPEC | [5 empty] | JEA UNDERGROUND DISTRIBUTION |  | 1 | 0
TRAPA009 | 3 Phase - Small | TRANSFORMER, 75 KVA, 4160Y/2400 VOLT PRIMARY, 480Y/277 VOLT SECONDARY, PADMOUNTED, THREE PHASE - (SHIP TO: 2325 EMERSON ST., JAX., FL 32207) | EA | HOWARD | PER JEA SPEC | Y | HOWARD , PER JEA SPEC | [5 empty] | JEA UNDERGROUND DISTRIBUTION |  | 1 | 0
TRAPA009 | 3 Phase - Small | TRANSFORMER, 75 KVA, 4160Y/2400 VOLT PRIMARY, 480Y/277 VOLT SECONDARY, PADMOUNTED, THREE PHASE - (SHIP TO: 2325 EMERSON ST., JAX., FL 32207) | EA | MGM TRANSFORMER COMPANY | PER SPECIFICATION | Y | MGM TRANSFORMER COMPANY , PER SPECIFICATION | [5 empty] | JEA UNDERGROUND DISTRIBUTION |  | 1 | 0
TRAPA009 | 3 Phase - Small | TRANSFORMER, 75 KVA, 4160Y/2400 VOLT PRIMARY, 480Y/277 VOLT SECONDARY, PADMOUNTED, THREE PHASE - (SHIP TO: 2325 EMERSON ST., JAX., FL 32207) | EA | NATIONAL INDUST (ABB) | PER JEA SPEC | Y | NATIONAL INDUST (ABB) , PER JEA SPEC | [5 empty] | JEA UNDERGROUND DISTRIBUTION |  | 1 | 0
TRAPA009 | 3 Phase - Small | TRANSFORMER, 75 KVA, 4160Y/2400 VOLT PRIMARY, 480Y/277 VOLT SECONDARY, PADMOUNTED, THREE PHASE - (SHIP TO: 2325 EMERSON ST., JAX., FL 32207) | EA | PROLEC (GE) | PER JEA SPEC | Y | PROLEC (GE) , PER JEA SPEC | [5 empty] | JEA UNDERGROUND DISTRIBUTION |  | 1 | 0
TRAPA009 | 3 Phase - Small | TRANSFORMER, 75 KVA, 4160Y/2400 VOLT PRIMARY, 480Y/277 VOLT SECONDARY, PADMOUNTED, THREE PHASE - (SHIP TO: 2325 EMERSON ST., JAX., FL 32207) | EA | SQUARE D | PER JEA SPEC | Y | SQUARE D , PER JEA SPEC | [5 empty] | JEA UNDERGROUND DISTRIBUTION |  | 1 | 0
TRAPA015 | 3 Phase - Small | TRANSFORMER, 150 KVA, 4160Y/2400 VOLT PRIMARY, 480Y/277 VOLT SECONDARY, PADMOUNTED, THREE PHASE, 304L STAINLESS STEEL TANK AND CABINET (SHIP TO: 2325 EMERSON ST., JAX., FL 32207 | EA | CARTE INTERNATIONAL | PER JEA SPEC | Y | CARTE INTERNATIONAL , PER JEA SPEC | [5 empty] | JEA UNDERGROUND DISTRIBUTION |  | 1 | 0
TRAPA015 | 3 Phase - Small | TRANSFORMER, 150 KVA, 4160Y/2400 VOLT PRIMARY, 480Y/277 VOLT SECONDARY, PADMOUNTED, THREE PHASE, 304L STAINLESS STEEL TANK AND CABINET (SHIP TO: 2325 EMERSON ST., JAX., FL 32207 | EA | CENTRAL MOLONEY | PER JEA SPEC | Y | CENTRAL MOLONEY , PER JEA SPEC | [5 empty] | JEA UNDERGROUND DISTRIBUTION |  | 1 | 0
TRAPA015 | 3 Phase - Small | TRANSFORMER, 150 KVA, 4160Y/2400 VOLT PRIMARY, 480Y/277 VOLT SECONDARY, PADMOUNTED, THREE PHASE, 304L STAINLESS STEEL TANK AND CABINET (SHIP TO: 2325 EMERSON ST., JAX., FL 32207 | EA | CG POWER SYSTEM / PAUWELS | PER JEA SPEC | Y | CG POWER SYSTEM / PAUWELS , PER JEA SPEC | [5 empty] | JEA UNDERGROUND DISTRIBUTION |  | 1 | 0
TRAPA015 | 3 Phase - Small | TRANSFORMER, 150 KVA, 4160Y/2400 VOLT PRIMARY, 480Y/277 VOLT SECONDARY, PADMOUNTED, THREE PHASE, 304L STAINLESS STEEL TANK AND CABINET (SHIP TO: 2325 EMERSON ST., JAX., FL 32207 | EA | COOPER POWER SYSTEMS | PER JEA SPEC | Y | COOPER POWER SYSTEMS , PER JEA SPEC | [5 empty] | JEA UNDERGROUND DISTRIBUTION |  | 1 | 0
TRAPA015 | 3 Phase - Small | TRANSFORMER, 150 KVA, 4160Y/2400 VOLT PRIMARY, 480Y/277 VOLT SECONDARY, PADMOUNTED, THREE PHASE, 304L STAINLESS STEEL TANK AND CABINET (SHIP TO: 2325 EMERSON ST., JAX., FL 32207 | EA | ERMCO TRANS | PER JEA SPEC | Y | ERMCO TRANS , PER JEA SPEC | [5 empty] | JEA UNDERGROUND DISTRIBUTION |  | 1 | 0
TRAPA015 | 3 Phase - Small | TRANSFORMER, 150 KVA, 4160Y/2400 VOLT PRIMARY, 480Y/277 VOLT SECONDARY, PADMOUNTED, THREE PHASE, 304L STAINLESS STEEL TANK AND CABINET (SHIP TO: 2325 EMERSON ST., JAX., FL 32207 | EA | HOWARD | PER JEA SPEC | Y | HOWARD , PER JEA SPEC | [5 empty] | JEA UNDERGROUND DISTRIBUTION |  | 1 | 0
TRAPA015 | 3 Phase - Small | TRANSFORMER, 150 KVA, 4160Y/2400 VOLT PRIMARY, 480Y/277 VOLT SECONDARY, PADMOUNTED, THREE PHASE, 304L STAINLESS STEEL TANK AND CABINET (SHIP TO: 2325 EMERSON ST., JAX., FL 32207 | EA | MGM TRANSFORMER COMPANY | PER SPECIFICATION | Y | MGM TRANSFORMER COMPANY , PER SPECIFICATION | [5 empty] | JEA UNDERGROUND DISTRIBUTION |  | 1 | 0
TRAPA015 | 3 Phase - Small | TRANSFORMER, 150 KVA, 4160Y/2400 VOLT PRIMARY, 480Y/277 VOLT SECONDARY, PADMOUNTED, THREE PHASE, 304L STAINLESS STEEL TANK AND CABINET (SHIP TO: 2325 EMERSON ST., JAX., FL 32207 | EA | NATIONAL INDUST (ABB) | PER JEA SPEC | Y | NATIONAL INDUST (ABB) , PER JEA SPEC | [5 empty] | JEA UNDERGROUND DISTRIBUTION |  | 1 | 0
TRAPA015 | 3 Phase - Small | TRANSFORMER, 150 KVA, 4160Y/2400 VOLT PRIMARY, 480Y/277 VOLT SECONDARY, PADMOUNTED, THREE PHASE, 304L STAINLESS STEEL TANK AND CABINET (SHIP TO: 2325 EMERSON ST., JAX., FL 32207 | EA | PROLEC (GE) | PER JEA SPEC | Y | PROLEC (GE) , PER JEA SPEC | [5 empty] | JEA UNDERGROUND DISTRIBUTION |  | 1 | 0
TRAPA015 | 3 Phase - Small | TRANSFORMER, 150 KVA, 4160Y/2400 VOLT PRIMARY, 480Y/277 VOLT SECONDARY, PADMOUNTED, THREE PHASE, 304L STAINLESS STEEL TANK AND CABINET (SHIP TO: 2325 EMERSON ST., JAX., FL 32207 | EA | SQUARE D | PER JEA SPEC | Y | SQUARE D , PER JEA SPEC | [5 empty] | JEA UNDERGROUND DISTRIBUTION |  | 1 | 0
TRAPA017 | 3 Phase - Small | TRANSFORMER, 500 KVA, 4160Y/2400 VOLT PRIMARY, 480Y/277 VOLT SECONDARY, PADMOUNTED, THREE PHASE, 304L STAINLESS STEEL TANK AND CABINET - (SHIP TO: 2325 EMERSON ST., JAX., FL 32207 | EA | CARTE INTERNATIONAL | PER JEA SPEC | Y | CARTE INTERNATIONAL , PER JEA SPEC | [5 empty] | JEA UNDERGROUND DISTRIBUTION |  | 1 | 0
TRAPA017 | 3 Phase - Small | TRANSFORMER, 500 KVA, 4160Y/2400 VOLT PRIMARY, 480Y/277 VOLT SECONDARY, PADMOUNTED, THREE PHASE, 304L STAINLESS STEEL TANK AND CABINET - (SHIP TO: 2325 EMERSON ST., JAX., FL 32207 | EA | CENTRAL MOLONEY | PER JEA SPEC | Y | CENTRAL MOLONEY , PER JEA SPEC | [5 empty] | JEA UNDERGROUND DISTRIBUTION |  | 1 | 0
TRAPA017 | 3 Phase - Small | TRANSFORMER, 500 KVA, 4160Y/2400 VOLT PRIMARY, 480Y/277 VOLT SECONDARY, PADMOUNTED, THREE PHASE, 304L STAINLESS STEEL TANK AND CABINET - (SHIP TO: 2325 EMERSON ST., JAX., FL 32207 | EA | CG POWER SYSTEM / PAUWELS | PER JEA SPEC | Y | CG POWER SYSTEM / PAUWELS , PER JEA SPEC | [5 empty] | JEA UNDERGROUND DISTRIBUTION |  | 1 | 0
TRAPA017 | 3 Phase - Small | TRANSFORMER, 500 KVA, 4160Y/2400 VOLT PRIMARY, 480Y/277 VOLT SECONDARY, PADMOUNTED, THREE PHASE, 304L STAINLESS STEEL TANK AND CABINET - (SHIP TO: 2325 EMERSON ST., JAX., FL 32207 | EA | ERMCO TRANS | PER JEA SPEC | Y | ERMCO TRANS , PER JEA SPEC | [5 empty] | JEA UNDERGROUND DISTRIBUTION |  | 1 | 0
TRAPA017 | 3 Phase - Small | TRANSFORMER, 500 KVA, 4160Y/2400 VOLT PRIMARY, 480Y/277 VOLT SECONDARY, PADMOUNTED, THREE PHASE, 304L STAINLESS STEEL TANK AND CABINET - (SHIP TO: 2325 EMERSON ST., JAX., FL 32207 | EA | HOWARD | PER JEA SPEC | Y | HOWARD , PER JEA SPEC | [5 empty] | JEA UNDERGROUND DISTRIBUTION |  | 1 | 0
TRAPA017 | 3 Phase - Small | TRANSFORMER, 500 KVA, 4160Y/2400 VOLT PRIMARY, 480Y/277 VOLT SECONDARY, PADMOUNTED, THREE PHASE, 304L STAINLESS STEEL TANK AND CABINET - (SHIP TO: 2325 EMERSON ST., JAX., FL 32207 | EA | MGM TRANSFORMER COMPANY | PER SPECIFICATION | Y | MGM TRANSFORMER COMPANY , PER SPECIFICATION | [5 empty] | JEA UNDERGROUND DISTRIBUTION |  | 1 | 0
TRAPA017 | 3 Phase - Small | TRANSFORMER, 500 KVA, 4160Y/2400 VOLT PRIMARY, 480Y/277 VOLT SECONDARY, PADMOUNTED, THREE PHASE, 304L STAINLESS STEEL TANK AND CABINET - (SHIP TO: 2325 EMERSON ST., JAX., FL 32207 | EA | NATIONAL INDUST (ABB) | PER JEA SPEC | Y | NATIONAL INDUST (ABB) , PER JEA SPEC | [5 empty] | JEA UNDERGROUND DISTRIBUTION |  | 1 | 0
TRAPA017 | 3 Phase - Small | TRANSFORMER, 500 KVA, 4160Y/2400 VOLT PRIMARY, 480Y/277 VOLT SECONDARY, PADMOUNTED, THREE PHASE, 304L STAINLESS STEEL TANK AND CABINET - (SHIP TO: 2325 EMERSON ST., JAX., FL 32207 | EA | PROLEC (GE) | PER JEA SPEC | Y | PROLEC (GE) , PER JEA SPEC | [5 empty] | JEA UNDERGROUND DISTRIBUTION |  | 1 | 0
TRAPA017 | 3 Phase - Small | TRANSFORMER, 500 KVA, 4160Y/2400 VOLT PRIMARY, 480Y/277 VOLT SECONDARY, PADMOUNTED, THREE PHASE, 304L STAINLESS STEEL TANK AND CABINET - (SHIP TO: 2325 EMERSON ST., JAX., FL 32207 | EA | SQUARE D | PER JEA SPEC | Y | SQUARE D , PER JEA SPEC | [5 empty] | JEA UNDERGROUND DISTRIBUTION |  | 1 | 0
TRAPB000 | 3 Phase - Small | TRANSFORMER, 75 KVA, 13200Y/7620 VOLT PRIMARY, 208Y/120 VOLT SECONDARY, PADMOUNTED, THREE PHASE - (SHIP TO: 2325 EMERSON ST., JAX., FL 32207) | EA | CARTE INTERNATIONAL | PER JEA SPEC | Y | CARTE INTERNATIONAL , PER JEA SPEC | [5 empty] | JEA UNDERGROUND DISTRIBUTION |  | 1 | 0
TRAPB000 | 3 Phase - Small | TRANSFORMER, 75 KVA, 13200Y/7620 VOLT PRIMARY, 208Y/120 VOLT SECONDARY, PADMOUNTED, THREE PHASE - (SHIP TO: 2325 EMERSON ST., JAX., FL 32207) | EA | CENTRAL MOLONEY | PER JEA SPEC | Y | CENTRAL MOLONEY , PER JEA SPEC | [5 empty] | JEA UNDERGROUND DISTRIBUTION |  | 1 | 0
TRAPB000 | 3 Phase - Small | TRANSFORMER, 75 KVA, 13200Y/7620 VOLT PRIMARY, 208Y/120 VOLT SECONDARY, PADMOUNTED, THREE PHASE - (SHIP TO: 2325 EMERSON ST., JAX., FL 32207) | EA | CG POWER SYSTEM / PAUWELS | PER JEA SPEC | Y | CG POWER SYSTEM / PAUWELS , PER JEA SPEC | [5 empty] | JEA UNDERGROUND DISTRIBUTION |  | 1 | 0
TRAPB000 | 3 Phase - Small | TRANSFORMER, 75 KVA, 13200Y/7620 VOLT PRIMARY, 208Y/120 VOLT SECONDARY, PADMOUNTED, THREE PHASE - (SHIP TO: 2325 EMERSON ST., JAX., FL 32207) | EA | COOPER POWER SYSTEMS | PER JEA SPEC | Y | COOPER POWER SYSTEMS , PER JEA SPEC | [5 empty] | JEA UNDERGROUND DISTRIBUTION |  | 1 | 0
TRAPB000 | 3 Phase - Small | TRANSFORMER, 75 KVA, 13200Y/7620 VOLT PRIMARY, 208Y/120 VOLT SECONDARY, PADMOUNTED, THREE PHASE - (SHIP TO: 2325 EMERSON ST., JAX., FL 32207) | EA | ERMCO TRANS | PER JEA SPEC | Y | ERMCO TRANS , PER JEA SPEC | [5 empty] | JEA UNDERGROUND DISTRIBUTION |  | 1 | 0
TRAPB000 | 3 Phase - Small | TRANSFORMER, 75 KVA, 13200Y/7620 VOLT PRIMARY, 208Y/120 VOLT SECONDARY, PADMOUNTED, THREE PHASE - (SHIP TO: 2325 EMERSON ST., JAX., FL 32207) | EA | HOWARD | PER JEA SPEC | Y | HOWARD , PER JEA SPEC | [5 empty] | JEA UNDERGROUND DISTRIBUTION |  | 1 | 0
TRAPB000 | 3 Phase - Small | TRANSFORMER, 75 KVA, 13200Y/7620 VOLT PRIMARY, 208Y/120 VOLT SECONDARY, PADMOUNTED, THREE PHASE - (SHIP TO: 2325 EMERSON ST., JAX., FL 32207) | EA | MGM TRANSFORMER COMPANY | PER SPECIFICATION | Y | MGM TRANSFORMER COMPANY , PER SPECIFICATION | [5 empty] | JEA UNDERGROUND DISTRIBUTION |  | 1 | 0
TRAPB000 | 3 Phase - Small | TRANSFORMER, 75 KVA, 13200Y/7620 VOLT PRIMARY, 208Y/120 VOLT SECONDARY, PADMOUNTED, THREE PHASE - (SHIP TO: 2325 EMERSON ST., JAX., FL 32207) | EA | NATIONAL INDUST (ABB) | PER JEA SPEC | Y | NATIONAL INDUST (ABB) , PER JEA SPEC | [5 empty] | JEA UNDERGROUND DISTRIBUTION |  | 1 | 0
TRAPB000 | 3 Phase - Small | TRANSFORMER, 75 KVA, 13200Y/7620 VOLT PRIMARY, 208Y/120 VOLT SECONDARY, PADMOUNTED, THREE PHASE - (SHIP TO: 2325 EMERSON ST., JAX., FL 32207) | EA | PROLEC (GE) | PER JEA SPEC | Y | PROLEC (GE) , PER JEA SPEC | [5 empty] | JEA UNDERGROUND DISTRIBUTION |  | 1 | 0
TRAPB000 | 3 Phase - Small | TRANSFORMER, 75 KVA, 13200Y/7620 VOLT PRIMARY, 208Y/120 VOLT SECONDARY, PADMOUNTED, THREE PHASE - (SHIP TO: 2325 EMERSON ST., JAX., FL 32207) | EA | SQUARE D | PER JEA SPEC | Y | SQUARE D , PER JEA SPEC | [5 empty] | JEA UNDERGROUND DISTRIBUTION |  | 1 | 0
TRAPB007 | 3 Phase - Small | TRANSFORMER, 150 KVA, 13200Y/7620 VOLT PRIMARY, 480Y/277 VOLT SECONDARY, PADMOUNTED, THREE PHASE - (SHIP TO: 2325 EMERSON ST., JAX., FL 32207) | EA | CARTE INTERNATIONAL | PER JEA SPEC | Y | CARTE INTERNATIONAL , PER JEA SPEC | [5 empty] | JEA UNDERGROUND DISTRIBUTION |  | 1 | 0
TRAPB007 | 3 Phase - Small | TRANSFORMER, 150 KVA, 13200Y/7620 VOLT PRIMARY, 480Y/277 VOLT SECONDARY, PADMOUNTED, THREE PHASE - (SHIP TO: 2325 EMERSON ST., JAX., FL 32207) | EA | CENTRAL MOLONEY | PER JEA SPEC | Y | CENTRAL MOLONEY , PER JEA SPEC | [5 empty] | JEA UNDERGROUND DISTRIBUTION |  | 1 | 0
TRAPB007 | 3 Phase - Small | TRANSFORMER, 150 KVA, 13200Y/7620 VOLT PRIMARY, 480Y/277 VOLT SECONDARY, PADMOUNTED, THREE PHASE - (SHIP TO: 2325 EMERSON ST., JAX., FL 32207) | EA | CG POWER SYSTEM / PAUWELS | PER JEA SPEC | Y | CG POWER SYSTEM / PAUWELS , PER JEA SPEC | [5 empty] | JEA UNDERGROUND DISTRIBUTION |  | 1 | 0
TRAPB007 | 3 Phase - Small | TRANSFORMER, 150 KVA, 13200Y/7620 VOLT PRIMARY, 480Y/277 VOLT SECONDARY, PADMOUNTED, THREE PHASE - (SHIP TO: 2325 EMERSON ST., JAX., FL 32207) | EA | COOPER POWER SYSTEMS | PER JEA SPEC | Y | COOPER POWER SYSTEMS , PER JEA SPEC | [5 empty] | JEA UNDERGROUND DISTRIBUTION |  | 1 | 0
TRAPB007 | 3 Phase - Small | TRANSFORMER, 150 KVA, 13200Y/7620 VOLT PRIMARY, 480Y/277 VOLT SECONDARY, PADMOUNTED, THREE PHASE - (SHIP TO: 2325 EMERSON ST., JAX., FL 32207) | EA | ERMCO TRANS | PER JEA SPEC | Y | ERMCO TRANS , PER JEA SPEC | [5 empty] | JEA UNDERGROUND DISTRIBUTION |  | 1 | 0
TRAPB007 | 3 Phase - Small | TRANSFORMER, 150 KVA, 13200Y/7620 VOLT PRIMARY, 480Y/277 VOLT SECONDARY, PADMOUNTED, THREE PHASE - (SHIP TO: 2325 EMERSON ST., JAX., FL 32207) | EA | HOWARD | PER JEA SPEC | Y | HOWARD , PER JEA SPEC | [5 empty] | JEA UNDERGROUND DISTRIBUTION |  | 1 | 0
TRAPB007 | 3 Phase - Small | TRANSFORMER, 150 KVA, 13200Y/7620 VOLT PRIMARY, 480Y/277 VOLT SECONDARY, PADMOUNTED, THREE PHASE - (SHIP TO: 2325 EMERSON ST., JAX., FL 32207) | EA | MGM TRANSFORMER COMPANY | PER SPECIFICATION | Y | MGM TRANSFORMER COMPANY , PER SPECIFICATION | [5 empty] | JEA UNDERGROUND DISTRIBUTION |  | 1 | 0
TRAPB007 | 3 Phase - Small | TRANSFORMER, 150 KVA, 13200Y/7620 VOLT PRIMARY, 480Y/277 VOLT SECONDARY, PADMOUNTED, THREE PHASE - (SHIP TO: 2325 EMERSON ST., JAX., FL 32207) | EA | NATIONAL INDUST (ABB) | PER JEA SPEC | Y | NATIONAL INDUST (ABB) , PER JEA SPEC | [5 empty] | JEA UNDERGROUND DISTRIBUTION |  | 1 | 0
TRAPB007 | 3 Phase - Small | TRANSFORMER, 150 KVA, 13200Y/7620 VOLT PRIMARY, 480Y/277 VOLT SECONDARY, PADMOUNTED, THREE PHASE - (SHIP TO: 2325 EMERSON ST., JAX., FL 32207) | EA | PROLEC (GE) | PER JEA SPEC | Y | PROLEC (GE) , PER JEA SPEC | [5 empty] | JEA UNDERGROUND DISTRIBUTION |  | 1 | 0
TRAPB007 | 3 Phase - Small | TRANSFORMER, 150 KVA, 13200Y/7620 VOLT PRIMARY, 480Y/277 VOLT SECONDARY, PADMOUNTED, THREE PHASE - (SHIP TO: 2325 EMERSON ST., JAX., FL 32207) | EA | SQUARE D | PER JEA SPEC | Y | SQUARE D , PER JEA SPEC | [5 empty] | JEA UNDERGROUND DISTRIBUTION |  | 1 | 0
TRAPB011 | 3 Phase - Large | TRANSFORMER, 750 KVA, 13200Y/7620 VOLT PRIMARY, 480Y/277 VOLT SECONDARY, PADMOUNTED, THREE PHASE - (SHIP TO: 2325 EMERSON ST., JAX., FL 32207) | EA | CARTE INTERNATIONAL | PER JEA SPEC | Y | CARTE INTERNATIONAL , PER JEA SPEC | [5 empty] | JEA UNDERGROUND DISTRIBUTION |  | 1 | 0
TRAPB011 | 3 Phase - Large | TRANSFORMER, 750 KVA, 13200Y/7620 VOLT PRIMARY, 480Y/277 VOLT SECONDARY, PADMOUNTED, THREE PHASE - (SHIP TO: 2325 EMERSON ST., JAX., FL 32207) | EA | CENTRAL MOLONEY | PER JEA SPEC | Y | CENTRAL MOLONEY , PER JEA SPEC | [5 empty] | JEA UNDERGROUND DISTRIBUTION |  | 1 | 0
TRAPB011 | 3 Phase - Large | TRANSFORMER, 750 KVA, 13200Y/7620 VOLT PRIMARY, 480Y/277 VOLT SECONDARY, PADMOUNTED, THREE PHASE - (SHIP TO: 2325 EMERSON ST., JAX., FL 32207) | EA | CG POWER SYSTEM / PAUWELS | PER JEA SPEC | Y | CG POWER SYSTEM / PAUWELS , PER JEA SPEC | [5 empty] | JEA UNDERGROUND DISTRIBUTION |  | 1 | 0
TRAPB011 | 3 Phase - Large | TRANSFORMER, 750 KVA, 13200Y/7620 VOLT PRIMARY, 480Y/277 VOLT SECONDARY, PADMOUNTED, THREE PHASE - (SHIP TO: 2325 EMERSON ST., JAX., FL 32207) | EA | COOPER POWER SYSTEMS | PER JEA SPEC | Y | COOPER POWER SYSTEMS , PER JEA SPEC | [5 empty] | JEA UNDERGROUND DISTRIBUTION |  | 1 | 0
TRAPB011 | 3 Phase - Large | TRANSFORMER, 750 KVA, 13200Y/7620 VOLT PRIMARY, 480Y/277 VOLT SECONDARY, PADMOUNTED, THREE PHASE - (SHIP TO: 2325 EMERSON ST., JAX., FL 32207) | EA | ERMCO TRANS | PER JEA SPEC | Y | ERMCO TRANS , PER JEA SPEC | [5 empty] | JEA UNDERGROUND DISTRIBUTION |  | 1 | 0
TRAPB011 | 3 Phase - Large | TRANSFORMER, 750 KVA, 13200Y/7620 VOLT PRIMARY, 480Y/277 VOLT SECONDARY, PADMOUNTED, THREE PHASE - (SHIP TO: 2325 EMERSON ST., JAX., FL 32207) | EA | HOWARD | PER JEA SPEC | Y | HOWARD , PER JEA SPEC | [5 empty] | JEA UNDERGROUND DISTRIBUTION |  | 1 | 0
TRAPB011 | 3 Phase - Large | TRANSFORMER, 750 KVA, 13200Y/7620 VOLT PRIMARY, 480Y/277 VOLT SECONDARY, PADMOUNTED, THREE PHASE - (SHIP TO: 2325 EMERSON ST., JAX., FL 32207) | EA | MGM TRANSFORMER COMPANY | PER SPECIFICATION | Y | MGM TRANSFORMER COMPANY , PER SPECIFICATION | [5 empty] | JEA UNDERGROUND DISTRIBUTION |  | 1 | 0
TRAPB011 | 3 Phase - Large | TRANSFORMER, 750 KVA, 13200Y/7620 VOLT PRIMARY, 480Y/277 VOLT SECONDARY, PADMOUNTED, THREE PHASE - (SHIP TO: 2325 EMERSON ST., JAX., FL 32207) | EA | NATIONAL INDUST (ABB) | PER JEA SPEC | Y | NATIONAL INDUST (ABB) , PER JEA SPEC | [5 empty] | JEA UNDERGROUND DISTRIBUTION |  | 1 | 0
TRAPB011 | 3 Phase - Large | TRANSFORMER, 750 KVA, 13200Y/7620 VOLT PRIMARY, 480Y/277 VOLT SECONDARY, PADMOUNTED, THREE PHASE - (SHIP TO: 2325 EMERSON ST., JAX., FL 32207) | EA | PROLEC (GE) | PER JEA SPEC | Y | PROLEC (GE) , PER JEA SPEC | [5 empty] | JEA UNDERGROUND DISTRIBUTION |  | 1 | 0
TRAPB011 | 3 Phase - Large | TRANSFORMER, 750 KVA, 13200Y/7620 VOLT PRIMARY, 480Y/277 VOLT SECONDARY, PADMOUNTED, THREE PHASE - (SHIP TO: 2325 EMERSON ST., JAX., FL 32207) | EA | SQUARE D | PER JEA SPEC | Y | SQUARE D , PER JEA SPEC | [5 empty] | JEA UNDERGROUND DISTRIBUTION |  | 1 | 0
TRAPB017 | 3 Phase - Large | TRANSFORMER, 2000 KVA, 13200Y/7620 VOLT PRIMARY, 480Y/277 VOLT SECONDARY, PADMOUNTED, THREE PHASE - (SHIP TO: 2325 EMERSON ST., JAX., FL 32207) | EA | CARTE INTERNATIONAL | PER JEA SPEC | Y | CARTE INTERNATIONAL , PER JEA SPEC | [5 empty] | JEA UNDERGROUND DISTRIBUTION |  | 1 | 0
TRAPB017 | 3 Phase - Large | TRANSFORMER, 2000 KVA, 13200Y/7620 VOLT PRIMARY, 480Y/277 VOLT SECONDARY, PADMOUNTED, THREE PHASE - (SHIP TO: 2325 EMERSON ST., JAX., FL 32207) | EA | CENTRAL MOLONEY | PER JEA SPEC | Y | CENTRAL MOLONEY , PER JEA SPEC | [5 empty] | JEA UNDERGROUND DISTRIBUTION |  | 1 | 0
TRAPB017 | 3 Phase - Large | TRANSFORMER, 2000 KVA, 13200Y/7620 VOLT PRIMARY, 480Y/277 VOLT SECONDARY, PADMOUNTED, THREE PHASE - (SHIP TO: 2325 EMERSON ST., JAX., FL 32207) | EA | CG POWER SYSTEM / PAUWELS | PER JEA SPEC | Y | CG POWER SYSTEM / PAUWELS , PER JEA SPEC | [5 empty] | JEA UNDERGROUND DISTRIBUTION |  | 1 | 0
TRAPB017 | 3 Phase - Large | TRANSFORMER, 2000 KVA, 13200Y/7620 VOLT PRIMARY, 480Y/277 VOLT SECONDARY, PADMOUNTED, THREE PHASE - (SHIP TO: 2325 EMERSON ST., JAX., FL 32207) | EA | COOPER POWER SYSTEMS | PER JEA SPEC | Y | COOPER POWER SYSTEMS , PER JEA SPEC | [5 empty] | JEA UNDERGROUND DISTRIBUTION |  | 1 | 0
TRAPB017 | 3 Phase - Large | TRANSFORMER, 2000 KVA, 13200Y/7620 VOLT PRIMARY, 480Y/277 VOLT SECONDARY, PADMOUNTED, THREE PHASE - (SHIP TO: 2325 EMERSON ST., JAX., FL 32207) | EA | ERMCO TRANS | PER JEA SPEC | Y | ERMCO TRANS , PER JEA SPEC | [5 empty] | JEA UNDERGROUND DISTRIBUTION |  | 1 | 0
TRAPB017 | 3 Phase - Large | TRANSFORMER, 2000 KVA, 13200Y/7620 VOLT PRIMARY, 480Y/277 VOLT SECONDARY, PADMOUNTED, THREE PHASE - (SHIP TO: 2325 EMERSON ST., JAX., FL 32207) | EA | HOWARD | PER JEA SPEC | Y | HOWARD , PER JEA SPEC | [5 empty] | JEA UNDERGROUND DISTRIBUTION |  | 1 | 0
TRAPB017 | 3 Phase - Large | TRANSFORMER, 2000 KVA, 13200Y/7620 VOLT PRIMARY, 480Y/277 VOLT SECONDARY, PADMOUNTED, THREE PHASE - (SHIP TO: 2325 EMERSON ST., JAX., FL 32207) | EA | MGM TRANSFORMER COMPANY | PER SPECIFICATION | Y | MGM TRANSFORMER COMPANY , PER SPECIFICATION | [5 empty] | JEA UNDERGROUND DISTRIBUTION |  | 1 | 0
TRAPB017 | 3 Phase - Large | TRANSFORMER, 2000 KVA, 13200Y/7620 VOLT PRIMARY, 480Y/277 VOLT SECONDARY, PADMOUNTED, THREE PHASE - (SHIP TO: 2325 EMERSON ST., JAX., FL 32207) | EA | NATIONAL INDUST (ABB) | PER JEA SPEC | Y | NATIONAL INDUST (ABB) , PER JEA SPEC | [5 empty] | JEA UNDERGROUND DISTRIBUTION |  | 1 | 0
TRAPB017 | 3 Phase - Large | TRANSFORMER, 2000 KVA, 13200Y/7620 VOLT PRIMARY, 480Y/277 VOLT SECONDARY, PADMOUNTED, THREE PHASE - (SHIP TO: 2325 EMERSON ST., JAX., FL 32207) | EA | PROLEC (GE) | PER JEA SPEC | Y | PROLEC (GE) , PER JEA SPEC | [5 empty] | JEA UNDERGROUND DISTRIBUTION |  | 1 | 0
TRAPB017 | 3 Phase - Large | TRANSFORMER, 2000 KVA, 13200Y/7620 VOLT PRIMARY, 480Y/277 VOLT SECONDARY, PADMOUNTED, THREE PHASE - (SHIP TO: 2325 EMERSON ST., JAX., FL 32207) | EA | SQUARE D | PER JEA SPEC | Y | SQUARE D , PER JEA SPEC | [5 empty] | JEA UNDERGROUND DISTRIBUTION |  | 1 | 0
TRAPC016 | Misc | TRANSFORMER, 3750 KVA, 25565Y/14760 VOLT PRIMARY, 480Y/277 VOLT SECONDARY, PADMOUNTED, THREE PHASE - (DELIVERY TO BE SCHEDULED 72 HOURS IN ADVANCE OF ARRIVAL WITH 2325 EMERSON ST., JAX., FL 32207) | EA | CG POWER SYSTEM / PAUWELS | PER JEA SPEC | Y | CG POWER SYSTEM / PAUWELS , PER JEA SPEC | [5 empty] | JEA UNDERGROUND DISTRIBUTION |  | 1 | 0
TRAPC016 | Misc | TRANSFORMER, 3750 KVA, 25565Y/14760 VOLT PRIMARY, 480Y/277 VOLT SECONDARY, PADMOUNTED, THREE PHASE - (DELIVERY TO BE SCHEDULED 72 HOURS IN ADVANCE OF ARRIVAL WITH 2325 EMERSON ST., JAX., FL 32207) | EA | MGM TRANSFORMER COMPANY | PER SPECIFICATION | Y | MGM TRANSFORMER COMPANY , PER SPECIFICATION | [5 empty] | JEA UNDERGROUND DISTRIBUTION |  | 1 | 0
TRAPC025 | 3 Phase - Small | TRANSFORMER, 500 KVA, 25565 DELTA VOLT PRIMARY, 240/120 DELTA VOLT SECONDARY, PADMOUNTED, THREE PHASE - (SHIP TO: 2325 EMERSON ST., JAX., FL 32207). | EA | ABB | See Spec | Y | ABB , See Spec | [5 empty] | JEA UNDERGROUND DISTRIBUTION |  | 1 | 0
TRAPC026 | 3 Phase - Large | TRANSFORMER, 750 KVA, 13200 DELTA VOLT PRIMARY, 480Y/277 VOLT SECONDARY, PADMOUNTED, THREE PHASE - (SHIP TO: 2325 EMERSON ST., JAX., FL 32207) | EA | CARTE INTERNATIONAL | PER JEA SPEC | Y | CARTE INTERNATIONAL , PER JEA SPEC | [5 empty] | JEA UNDERGROUND DISTRIBUTION |  | 1 | 0
TRAPC026 | 3 Phase - Large | TRANSFORMER, 750 KVA, 13200 DELTA VOLT PRIMARY, 480Y/277 VOLT SECONDARY, PADMOUNTED, THREE PHASE - (SHIP TO: 2325 EMERSON ST., JAX., FL 32207) | EA | CENTRAL MOLONEY | PER JEA SPEC | Y | CENTRAL MOLONEY , PER JEA SPEC | [5 empty] | JEA UNDERGROUND DISTRIBUTION |  | 1 | 0
TRAPC026 | 3 Phase - Large | TRANSFORMER, 750 KVA, 13200 DELTA VOLT PRIMARY, 480Y/277 VOLT SECONDARY, PADMOUNTED, THREE PHASE - (SHIP TO: 2325 EMERSON ST., JAX., FL 32207) | EA | CG POWER SYSTEM / PAUWELS | PER JEA SPEC | Y | CG POWER SYSTEM / PAUWELS , PER JEA SPEC | [5 empty] | JEA UNDERGROUND DISTRIBUTION |  | 1 | 0
TRAPC026 | 3 Phase - Large | TRANSFORMER, 750 KVA, 13200 DELTA VOLT PRIMARY, 480Y/277 VOLT SECONDARY, PADMOUNTED, THREE PHASE - (SHIP TO: 2325 EMERSON ST., JAX., FL 32207) | EA | COOPER POWER SYSTEMS | PER JEA SPEC | Y | COOPER POWER SYSTEMS , PER JEA SPEC | [5 empty] | JEA UNDERGROUND DISTRIBUTION |  | 1 | 0
TRAPC026 | 3 Phase - Large | TRANSFORMER, 750 KVA, 13200 DELTA VOLT PRIMARY, 480Y/277 VOLT SECONDARY, PADMOUNTED, THREE PHASE - (SHIP TO: 2325 EMERSON ST., JAX., FL 32207) | EA | ERMCO TRANS | PER JEA SPEC | Y | ERMCO TRANS , PER JEA SPEC | [5 empty] | JEA UNDERGROUND DISTRIBUTION |  | 1 | 0
TRAPC026 | 3 Phase - Large | TRANSFORMER, 750 KVA, 13200 DELTA VOLT PRIMARY, 480Y/277 VOLT SECONDARY, PADMOUNTED, THREE PHASE - (SHIP TO: 2325 EMERSON ST., JAX., FL 32207) | EA | HOWARD | PER JEA SPEC | Y | HOWARD , PER JEA SPEC | [5 empty] | JEA UNDERGROUND DISTRIBUTION |  | 1 | 0
TRAPC026 | 3 Phase - Large | TRANSFORMER, 750 KVA, 13200 DELTA VOLT PRIMARY, 480Y/277 VOLT SECONDARY, PADMOUNTED, THREE PHASE - (SHIP TO: 2325 EMERSON ST., JAX., FL 32207) | EA | MGM TRANSFORMER COMPANY | PER SPECIFICATION | Y | MGM TRANSFORMER COMPANY , PER SPECIFICATION | [5 empty] | JEA UNDERGROUND DISTRIBUTION |  | 1 | 0
TRAPC026 | 3 Phase - Large | TRANSFORMER, 750 KVA, 13200 DELTA VOLT PRIMARY, 480Y/277 VOLT SECONDARY, PADMOUNTED, THREE PHASE - (SHIP TO: 2325 EMERSON ST., JAX., FL 32207) | EA | NATIONAL INDUST (ABB) | PER JEA SPEC | Y | NATIONAL INDUST (ABB) , PER JEA SPEC | [5 empty] | JEA UNDERGROUND DISTRIBUTION |  | 1 | 0
TRAPC026 | 3 Phase - Large | TRANSFORMER, 750 KVA, 13200 DELTA VOLT PRIMARY, 480Y/277 VOLT SECONDARY, PADMOUNTED, THREE PHASE - (SHIP TO: 2325 EMERSON ST., JAX., FL 32207) | EA | PROLEC (GE) | PER JEA SPEC | Y | PROLEC (GE) , PER JEA SPEC | [5 empty] | JEA UNDERGROUND DISTRIBUTION |  | 1 | 0
TRAPC026 | 3 Phase - Large | TRANSFORMER, 750 KVA, 13200 DELTA VOLT PRIMARY, 480Y/277 VOLT SECONDARY, PADMOUNTED, THREE PHASE - (SHIP TO: 2325 EMERSON ST., JAX., FL 32207) | EA | SQUARE D | PER JEA SPEC | Y | SQUARE D , PER JEA SPEC | [5 empty] | JEA UNDERGROUND DISTRIBUTION |  | 1 | 0
TRAPC027 | 3 Phase - Large | TRANSFORMER, 1000 KVA, 4160 DELTA VOLT PRIMARY, 480Y/277 VOLT SECONDARY, PADMOUNTED, THREE PHASE, 304L STAINLESS STEEL TANK AND CABINET - (SHIP TO: 2325 EMERSON ST., JAX., FL 32207) | EA | CARTE INTERNATIONAL | PER JEA SPEC | Y | CARTE INTERNATIONAL , PER JEA SPEC | [5 empty] | JEA UNDERGROUND DISTRIBUTION |  | 1 | 0
TRAPC027 | 3 Phase - Large | TRANSFORMER, 1000 KVA, 4160 DELTA VOLT PRIMARY, 480Y/277 VOLT SECONDARY, PADMOUNTED, THREE PHASE, 304L STAINLESS STEEL TANK AND CABINET - (SHIP TO: 2325 EMERSON ST., JAX., FL 32207) | EA | CENTRAL MOLONEY | PER JEA SPEC | Y | CENTRAL MOLONEY , PER JEA SPEC | [5 empty] | JEA UNDERGROUND DISTRIBUTION |  | 1 | 0
TRAPC027 | 3 Phase - Large | TRANSFORMER, 1000 KVA, 4160 DELTA VOLT PRIMARY, 480Y/277 VOLT SECONDARY, PADMOUNTED, THREE PHASE, 304L STAINLESS STEEL TANK AND CABINET - (SHIP TO: 2325 EMERSON ST., JAX., FL 32207) | EA | CG POWER SYSTEM / PAUWELS | PER JEA SPEC | Y | CG POWER SYSTEM / PAUWELS , PER JEA SPEC | [5 empty] | JEA UNDERGROUND DISTRIBUTION |  | 1 | 0
TRAPC027 | 3 Phase - Large | TRANSFORMER, 1000 KVA, 4160 DELTA VOLT PRIMARY, 480Y/277 VOLT SECONDARY, PADMOUNTED, THREE PHASE, 304L STAINLESS STEEL TANK AND CABINET - (SHIP TO: 2325 EMERSON ST., JAX., FL 32207) | EA | COOPER POWER SYSTEMS | PER JEA SPEC | Y | COOPER POWER SYSTEMS , PER JEA SPEC | [5 empty] | JEA UNDERGROUND DISTRIBUTION |  | 1 | 0
TRAPC027 | 3 Phase - Large | TRANSFORMER, 1000 KVA, 4160 DELTA VOLT PRIMARY, 480Y/277 VOLT SECONDARY, PADMOUNTED, THREE PHASE, 304L STAINLESS STEEL TANK AND CABINET - (SHIP TO: 2325 EMERSON ST., JAX., FL 32207) | EA | ERMCO TRANS | PER JEA SPEC | Y | ERMCO TRANS , PER JEA SPEC | [5 empty] | JEA UNDERGROUND DISTRIBUTION |  | 1 | 0
TRAPC027 | 3 Phase - Large | TRANSFORMER, 1000 KVA, 4160 DELTA VOLT PRIMARY, 480Y/277 VOLT SECONDARY, PADMOUNTED, THREE PHASE, 304L STAINLESS STEEL TANK AND CABINET - (SHIP TO: 2325 EMERSON ST., JAX., FL 32207) | EA | HOWARD | PER JEA SPEC | Y | HOWARD , PER JEA SPEC | [5 empty] | JEA UNDERGROUND DISTRIBUTION |  | 1 | 0
TRAPC027 | 3 Phase - Large | TRANSFORMER, 1000 KVA, 4160 DELTA VOLT PRIMARY, 480Y/277 VOLT SECONDARY, PADMOUNTED, THREE PHASE, 304L STAINLESS STEEL TANK AND CABINET - (SHIP TO: 2325 EMERSON ST., JAX., FL 32207) | EA | MGM TRANSFORMER COMPANY | PER SPECIFICATION | Y | MGM TRANSFORMER COMPANY , PER SPECIFICATION | [5 empty] | JEA UNDERGROUND DISTRIBUTION |  | 1 | 0
TRAPC027 | 3 Phase - Large | TRANSFORMER, 1000 KVA, 4160 DELTA VOLT PRIMARY, 480Y/277 VOLT SECONDARY, PADMOUNTED, THREE PHASE, 304L STAINLESS STEEL TANK AND CABINET - (SHIP TO: 2325 EMERSON ST., JAX., FL 32207) | EA | NATIONAL INDUST (ABB) | PER JEA SPEC | Y | NATIONAL INDUST (ABB) , PER JEA SPEC | [5 empty] | JEA UNDERGROUND DISTRIBUTION |  | 1 | 0
TRAPC027 | 3 Phase - Large | TRANSFORMER, 1000 KVA, 4160 DELTA VOLT PRIMARY, 480Y/277 VOLT SECONDARY, PADMOUNTED, THREE PHASE, 304L STAINLESS STEEL TANK AND CABINET - (SHIP TO: 2325 EMERSON ST., JAX., FL 32207) | EA | PROLEC (GE) | PER JEA SPEC | Y | PROLEC (GE) , PER JEA SPEC | [5 empty] | JEA UNDERGROUND DISTRIBUTION |  | 1 | 0
TRAPC027 | 3 Phase - Large | TRANSFORMER, 1000 KVA, 4160 DELTA VOLT PRIMARY, 480Y/277 VOLT SECONDARY, PADMOUNTED, THREE PHASE, 304L STAINLESS STEEL TANK AND CABINET - (SHIP TO: 2325 EMERSON ST., JAX., FL 32207) | EA | SQUARE D | PER JEA SPEC | Y | SQUARE D , PER JEA SPEC | [5 empty] | JEA UNDERGROUND DISTRIBUTION |  | 1 | 0
TRAPC028 | 3 Phase - Large | TRANSFORMER, 1000 KVA, 25565Y/14760 VOLT PRIMARY, 480Y/277 VOLT SECONDARY, PADMOUNTED, THREE PHASE, 304L STAINLESS STEEL TANK AND CABINET - (SHIP TO: 2325 EMERSON ST., JAX., FL 32207) | EA | CARTE INTERNATIONAL | PER JEA SPEC | Y | CARTE INTERNATIONAL , PER JEA SPEC | [5 empty] | JEA UNDERGROUND DISTRIBUTION |  | 1 | 0
TRAPC028 | 3 Phase - Large | TRANSFORMER, 1000 KVA, 25565Y/14760 VOLT PRIMARY, 480Y/277 VOLT SECONDARY, PADMOUNTED, THREE PHASE, 304L STAINLESS STEEL TANK AND CABINET - (SHIP TO: 2325 EMERSON ST., JAX., FL 32207) | EA | CENTRAL MOLONEY | PER JEA SPEC | Y | CENTRAL MOLONEY , PER JEA SPEC | [5 empty] | JEA UNDERGROUND DISTRIBUTION |  | 1 | 0
TRAPC028 | 3 Phase - Large | TRANSFORMER, 1000 KVA, 25565Y/14760 VOLT PRIMARY, 480Y/277 VOLT SECONDARY, PADMOUNTED, THREE PHASE, 304L STAINLESS STEEL TANK AND CABINET - (SHIP TO: 2325 EMERSON ST., JAX., FL 32207) | EA | CG POWER SYSTEM / PAUWELS | PER JEA SPEC | Y | CG POWER SYSTEM / PAUWELS , PER JEA SPEC | [5 empty] | JEA UNDERGROUND DISTRIBUTION |  | 1 | 0
TRAPC028 | 3 Phase - Large | TRANSFORMER, 1000 KVA, 25565Y/14760 VOLT PRIMARY, 480Y/277 VOLT SECONDARY, PADMOUNTED, THREE PHASE, 304L STAINLESS STEEL TANK AND CABINET - (SHIP TO: 2325 EMERSON ST., JAX., FL 32207) | EA | COOPER POWER SYSTEMS | PER JEA SPEC | Y | COOPER POWER SYSTEMS , PER JEA SPEC | [5 empty] | JEA UNDERGROUND DISTRIBUTION |  | 1 | 0
TRAPC028 | 3 Phase - Large | TRANSFORMER, 1000 KVA, 25565Y/14760 VOLT PRIMARY, 480Y/277 VOLT SECONDARY, PADMOUNTED, THREE PHASE, 304L STAINLESS STEEL TANK AND CABINET - (SHIP TO: 2325 EMERSON ST., JAX., FL 32207) | EA | ERMCO TRANS | PER JEA SPEC | Y | ERMCO TRANS , PER JEA SPEC | [5 empty] | JEA UNDERGROUND DISTRIBUTION |  | 1 | 0
TRAPC028 | 3 Phase - Large | TRANSFORMER, 1000 KVA, 25565Y/14760 VOLT PRIMARY, 480Y/277 VOLT SECONDARY, PADMOUNTED, THREE PHASE, 304L STAINLESS STEEL TANK AND CABINET - (SHIP TO: 2325 EMERSON ST., JAX., FL 32207) | EA | HOWARD | PER JEA SPEC | Y | HOWARD , PER JEA SPEC | [5 empty] | JEA UNDERGROUND DISTRIBUTION |  | 1 | 0
TRAPC028 | 3 Phase - Large | TRANSFORMER, 1000 KVA, 25565Y/14760 VOLT PRIMARY, 480Y/277 VOLT SECONDARY, PADMOUNTED, THREE PHASE, 304L STAINLESS STEEL TANK AND CABINET - (SHIP TO: 2325 EMERSON ST., JAX., FL 32207) | EA | MGM TRANSFORMER COMPANY | PER SPECIFICATION | Y | MGM TRANSFORMER COMPANY , PER SPECIFICATION | [5 empty] | JEA UNDERGROUND DISTRIBUTION |  | 1 | 0
TRAPC028 | 3 Phase - Large | TRANSFORMER, 1000 KVA, 25565Y/14760 VOLT PRIMARY, 480Y/277 VOLT SECONDARY, PADMOUNTED, THREE PHASE, 304L STAINLESS STEEL TANK AND CABINET - (SHIP TO: 2325 EMERSON ST., JAX., FL 32207) | EA | NATIONAL INDUST (ABB) | PER JEA SPEC | Y | NATIONAL INDUST (ABB) , PER JEA SPEC | [5 empty] | JEA UNDERGROUND DISTRIBUTION |  | 1 | 0
TRAPC028 | 3 Phase - Large | TRANSFORMER, 1000 KVA, 25565Y/14760 VOLT PRIMARY, 480Y/277 VOLT SECONDARY, PADMOUNTED, THREE PHASE, 304L STAINLESS STEEL TANK AND CABINET - (SHIP TO: 2325 EMERSON ST., JAX., FL 32207) | EA | PROLEC (GE) | PER JEA SPEC | Y | PROLEC (GE) , PER JEA SPEC | [5 empty] | JEA UNDERGROUND DISTRIBUTION |  | 1 | 0
TRAPC028 | 3 Phase - Large | TRANSFORMER, 1000 KVA, 25565Y/14760 VOLT PRIMARY, 480Y/277 VOLT SECONDARY, PADMOUNTED, THREE PHASE, 304L STAINLESS STEEL TANK AND CABINET - (SHIP TO: 2325 EMERSON ST., JAX., FL 32207) | EA | SQUARE D | PER JEA SPEC | Y | SQUARE D , PER JEA SPEC | [5 empty] | JEA UNDERGROUND DISTRIBUTION |  | 1 | 0
TRAPC030 | 3 Phase - Small | TRANSFORMER, 500 KVA, 13200 DELTA VOLT PRIMARY, 480Y/277 VOLT SECONDARY, PADMOUNTED, THREE PHASE - (SHIP TO: 2325 EMERSON ST., JAX., FL 32207) | EA | CARTE INTERNATIONAL | PER JEA SPEC | Y | CARTE INTERNATIONAL , PER JEA SPEC | [5 empty] | JEA UNDERGROUND DISTRIBUTION |  | 1 | 0
TRAPC030 | 3 Phase - Small | TRANSFORMER, 500 KVA, 13200 DELTA VOLT PRIMARY, 480Y/277 VOLT SECONDARY, PADMOUNTED, THREE PHASE - (SHIP TO: 2325 EMERSON ST., JAX., FL 32207) | EA | CENTRAL MOLONEY | PER JEA SPEC | Y | CENTRAL MOLONEY , PER JEA SPEC | [5 empty] | JEA UNDERGROUND DISTRIBUTION |  | 1 | 0
TRAPC030 | 3 Phase - Small | TRANSFORMER, 500 KVA, 13200 DELTA VOLT PRIMARY, 480Y/277 VOLT SECONDARY, PADMOUNTED, THREE PHASE - (SHIP TO: 2325 EMERSON ST., JAX., FL 32207) | EA | CG POWER SYSTEM / PAUWELS | PER JEA SPEC | Y | CG POWER SYSTEM / PAUWELS , PER JEA SPEC | [5 empty] | JEA UNDERGROUND DISTRIBUTION |  | 1 | 0
TRAPC030 | 3 Phase - Small | TRANSFORMER, 500 KVA, 13200 DELTA VOLT PRIMARY, 480Y/277 VOLT SECONDARY, PADMOUNTED, THREE PHASE - (SHIP TO: 2325 EMERSON ST., JAX., FL 32207) | EA | COOPER POWER SYSTEMS | PER JEA SPEC | Y | COOPER POWER SYSTEMS , PER JEA SPEC | [5 empty] | JEA UNDERGROUND DISTRIBUTION |  | 1 | 0
TRAPC030 | 3 Phase - Small | TRANSFORMER, 500 KVA, 13200 DELTA VOLT PRIMARY, 480Y/277 VOLT SECONDARY, PADMOUNTED, THREE PHASE - (SHIP TO: 2325 EMERSON ST., JAX., FL 32207) | EA | ERMCO TRANS | PER JEA SPEC | Y | ERMCO TRANS , PER JEA SPEC | [5 empty] | JEA UNDERGROUND DISTRIBUTION |  | 1 | 0
TRAPC030 | 3 Phase - Small | TRANSFORMER, 500 KVA, 13200 DELTA VOLT PRIMARY, 480Y/277 VOLT SECONDARY, PADMOUNTED, THREE PHASE - (SHIP TO: 2325 EMERSON ST., JAX., FL 32207) | EA | HOWARD | PER JEA SPEC | Y | HOWARD , PER JEA SPEC | [5 empty] | JEA UNDERGROUND DISTRIBUTION |  | 1 | 0
TRAPC030 | 3 Phase - Small | TRANSFORMER, 500 KVA, 13200 DELTA VOLT PRIMARY, 480Y/277 VOLT SECONDARY, PADMOUNTED, THREE PHASE - (SHIP TO: 2325 EMERSON ST., JAX., FL 32207) | EA | MGM TRANSFORMER COMPANY | PER SPECIFICATION | Y | MGM TRANSFORMER COMPANY , PER SPECIFICATION | [5 empty] | JEA UNDERGROUND DISTRIBUTION |  | 1 | 0
TRAPC030 | 3 Phase - Small | TRANSFORMER, 500 KVA, 13200 DELTA VOLT PRIMARY, 480Y/277 VOLT SECONDARY, PADMOUNTED, THREE PHASE - (SHIP TO: 2325 EMERSON ST., JAX., FL 32207) | EA | NATIONAL INDUST (ABB) | PER JEA SPEC | Y | NATIONAL INDUST (ABB) , PER JEA SPEC | [5 empty] | JEA UNDERGROUND DISTRIBUTION |  | 1 | 0
TRAPC030 | 3 Phase - Small | TRANSFORMER, 500 KVA, 13200 DELTA VOLT PRIMARY, 480Y/277 VOLT SECONDARY, PADMOUNTED, THREE PHASE - (SHIP TO: 2325 EMERSON ST., JAX., FL 32207) | EA | PROLEC (GE) | PER JEA SPEC | Y | PROLEC (GE) , PER JEA SPEC | [5 empty] | JEA UNDERGROUND DISTRIBUTION |  | 1 | 0
TRAPC030 | 3 Phase - Small | TRANSFORMER, 500 KVA, 13200 DELTA VOLT PRIMARY, 480Y/277 VOLT SECONDARY, PADMOUNTED, THREE PHASE - (SHIP TO: 2325 EMERSON ST., JAX., FL 32207) | EA | SQUARE D | PER JEA SPEC | Y | SQUARE D , PER JEA SPEC | [5 empty] | JEA UNDERGROUND DISTRIBUTION |  | 1 | 0
TRAPC031 | 3 Phase - Large | TRANSFORMER, 1500 KVA, 13200 DELTA VOLT PRIMARY, 480Y/277 VOLT SECONDARY, PADMOUNTED, THREE PHASE - (DEL. MUST BE SCHEDULED 72 HOURS IN ADVANCE OF ARRIVAL WITH 2325 EMERSON ST., JAX., FL 32207) | EA | CARTE INTERNATIONAL | PER JEA SPEC | Y | CARTE INTERNATIONAL , PER JEA SPEC | [5 empty] | JEA UNDERGROUND DISTRIBUTION |  | 1 | 0
TRAPC031 | 3 Phase - Large | TRANSFORMER, 1500 KVA, 13200 DELTA VOLT PRIMARY, 480Y/277 VOLT SECONDARY, PADMOUNTED, THREE PHASE - (DEL. MUST BE SCHEDULED 72 HOURS IN ADVANCE OF ARRIVAL WITH 2325 EMERSON ST., JAX., FL 32207) | EA | CENTRAL MOLONEY | PER JEA SPEC | Y | CENTRAL MOLONEY , PER JEA SPEC | [5 empty] | JEA UNDERGROUND DISTRIBUTION |  | 1 | 0
TRAPC031 | 3 Phase - Large | TRANSFORMER, 1500 KVA, 13200 DELTA VOLT PRIMARY, 480Y/277 VOLT SECONDARY, PADMOUNTED, THREE PHASE - (DEL. MUST BE SCHEDULED 72 HOURS IN ADVANCE OF ARRIVAL WITH 2325 EMERSON ST., JAX., FL 32207) | EA | CG POWER SYSTEM / PAUWELS | PER JEA SPEC | Y | CG POWER SYSTEM / PAUWELS , PER JEA SPEC | [5 empty] | JEA UNDERGROUND DISTRIBUTION |  | 1 | 0
TRAPC031 | 3 Phase - Large | TRANSFORMER, 1500 KVA, 13200 DELTA VOLT PRIMARY, 480Y/277 VOLT SECONDARY, PADMOUNTED, THREE PHASE - (DEL. MUST BE SCHEDULED 72 HOURS IN ADVANCE OF ARRIVAL WITH 2325 EMERSON ST., JAX., FL 32207) | EA | COOPER POWER SYSTEMS | PER JEA SPEC | Y | COOPER POWER SYSTEMS , PER JEA SPEC | [5 empty] | JEA UNDERGROUND DISTRIBUTION |  | 1 | 0
TRAPC031 | 3 Phase - Large | TRANSFORMER, 1500 KVA, 13200 DELTA VOLT PRIMARY, 480Y/277 VOLT SECONDARY, PADMOUNTED, THREE PHASE - (DEL. MUST BE SCHEDULED 72 HOURS IN ADVANCE OF ARRIVAL WITH 2325 EMERSON ST., JAX., FL 32207) | EA | ERMCO TRANS | PER JEA SPEC | Y | ERMCO TRANS , PER JEA SPEC | [5 empty] | JEA UNDERGROUND DISTRIBUTION |  | 1 | 0
TRAPC031 | 3 Phase - Large | TRANSFORMER, 1500 KVA, 13200 DELTA VOLT PRIMARY, 480Y/277 VOLT SECONDARY, PADMOUNTED, THREE PHASE - (DEL. MUST BE SCHEDULED 72 HOURS IN ADVANCE OF ARRIVAL WITH 2325 EMERSON ST., JAX., FL 32207) | EA | HOWARD | PER JEA SPEC | Y | HOWARD , PER JEA SPEC | [5 empty] | JEA UNDERGROUND DISTRIBUTION |  | 1 | 0
TRAPC031 | 3 Phase - Large | TRANSFORMER, 1500 KVA, 13200 DELTA VOLT PRIMARY, 480Y/277 VOLT SECONDARY, PADMOUNTED, THREE PHASE - (DEL. MUST BE SCHEDULED 72 HOURS IN ADVANCE OF ARRIVAL WITH 2325 EMERSON ST., JAX., FL 32207) | EA | MGM TRANSFORMER COMPANY | PER SPECIFICATION | Y | MGM TRANSFORMER COMPANY , PER SPECIFICATION | [5 empty] | JEA UNDERGROUND DISTRIBUTION |  | 1 | 0
TRAPC031 | 3 Phase - Large | TRANSFORMER, 1500 KVA, 13200 DELTA VOLT PRIMARY, 480Y/277 VOLT SECONDARY, PADMOUNTED, THREE PHASE - (DEL. MUST BE SCHEDULED 72 HOURS IN ADVANCE OF ARRIVAL WITH 2325 EMERSON ST., JAX., FL 32207) | EA | NATIONAL INDUST (ABB) | PER JEA SPEC | Y | NATIONAL INDUST (ABB) , PER JEA SPEC | [5 empty] | JEA UNDERGROUND DISTRIBUTION |  | 1 | 0
TRAPC031 | 3 Phase - Large | TRANSFORMER, 1500 KVA, 13200 DELTA VOLT PRIMARY, 480Y/277 VOLT SECONDARY, PADMOUNTED, THREE PHASE - (DEL. MUST BE SCHEDULED 72 HOURS IN ADVANCE OF ARRIVAL WITH 2325 EMERSON ST., JAX., FL 32207) | EA | PROLEC (GE) | PER JEA SPEC | Y | PROLEC (GE) , PER JEA SPEC | [5 empty] | JEA UNDERGROUND DISTRIBUTION |  | 1 | 0
TRAPC031 | 3 Phase - Large | TRANSFORMER, 1500 KVA, 13200 DELTA VOLT PRIMARY, 480Y/277 VOLT SECONDARY, PADMOUNTED, THREE PHASE - (DEL. MUST BE SCHEDULED 72 HOURS IN ADVANCE OF ARRIVAL WITH 2325 EMERSON ST., JAX., FL 32207) | EA | SQUARE D | PER JEA SPEC | Y | SQUARE D , PER JEA SPEC | [5 empty] | JEA UNDERGROUND DISTRIBUTION |  | 1 | 0
TRAPC032 | Misc | TRANSFORMER, 2500 KVA, 13200 DELTA VOLT PRIMARY, 480Y/277 VOLT SECONDARY, PADMOUNTED, 3-PHASE - (DELIVERY TO BE SCHEDULED 72 HOURS IN ADVANCE OF ARRIVAL WITH 2325 EMERSON ST., JAX., FL 32207) | EA | CARTE INTERNATIONAL | PER JEA SPEC | Y | CARTE INTERNATIONAL , PER JEA SPEC | [5 empty] | JEA UNDERGROUND DISTRIBUTION |  | 1 | 0
TRAPC032 | Misc | TRANSFORMER, 2500 KVA, 13200 DELTA VOLT PRIMARY, 480Y/277 VOLT SECONDARY, PADMOUNTED, 3-PHASE - (DELIVERY TO BE SCHEDULED 72 HOURS IN ADVANCE OF ARRIVAL WITH 2325 EMERSON ST., JAX., FL 32207) | EA | CENTRAL MOLONEY | PER JEA SPEC | Y | CENTRAL MOLONEY , PER JEA SPEC | [5 empty] | JEA UNDERGROUND DISTRIBUTION |  | 1 | 0
TRAPC032 | Misc | TRANSFORMER, 2500 KVA, 13200 DELTA VOLT PRIMARY, 480Y/277 VOLT SECONDARY, PADMOUNTED, 3-PHASE - (DELIVERY TO BE SCHEDULED 72 HOURS IN ADVANCE OF ARRIVAL WITH 2325 EMERSON ST., JAX., FL 32207) | EA | CG POWER SYSTEM / PAUWELS | PER JEA SPEC | Y | CG POWER SYSTEM / PAUWELS , PER JEA SPEC | [5 empty] | JEA UNDERGROUND DISTRIBUTION |  | 1 | 0
TRAPC032 | Misc | TRANSFORMER, 2500 KVA, 13200 DELTA VOLT PRIMARY, 480Y/277 VOLT SECONDARY, PADMOUNTED, 3-PHASE - (DELIVERY TO BE SCHEDULED 72 HOURS IN ADVANCE OF ARRIVAL WITH 2325 EMERSON ST., JAX., FL 32207) | EA | COOPER POWER SYSTEMS | PER JEA SPEC | Y | COOPER POWER SYSTEMS , PER JEA SPEC | [5 empty] | JEA UNDERGROUND DISTRIBUTION |  | 1 | 0
TRAPC032 | Misc | TRANSFORMER, 2500 KVA, 13200 DELTA VOLT PRIMARY, 480Y/277 VOLT SECONDARY, PADMOUNTED, 3-PHASE - (DELIVERY TO BE SCHEDULED 72 HOURS IN ADVANCE OF ARRIVAL WITH 2325 EMERSON ST., JAX., FL 32207) | EA | ERMCO TRANS | PER JEA SPEC | Y | ERMCO TRANS , PER JEA SPEC | [5 empty] | JEA UNDERGROUND DISTRIBUTION |  | 1 | 0
TRAPC032 | Misc | TRANSFORMER, 2500 KVA, 13200 DELTA VOLT PRIMARY, 480Y/277 VOLT SECONDARY, PADMOUNTED, 3-PHASE - (DELIVERY TO BE SCHEDULED 72 HOURS IN ADVANCE OF ARRIVAL WITH 2325 EMERSON ST., JAX., FL 32207) | EA | HOWARD | PER JEA SPEC | Y | HOWARD , PER JEA SPEC | [5 empty] | JEA UNDERGROUND DISTRIBUTION |  | 1 | 0
TRAPC032 | Misc | TRANSFORMER, 2500 KVA, 13200 DELTA VOLT PRIMARY, 480Y/277 VOLT SECONDARY, PADMOUNTED, 3-PHASE - (DELIVERY TO BE SCHEDULED 72 HOURS IN ADVANCE OF ARRIVAL WITH 2325 EMERSON ST., JAX., FL 32207) | EA | MGM TRANSFORMER COMPANY | PER SPECIFICATION | Y | MGM TRANSFORMER COMPANY , PER SPECIFICATION | [5 empty] | JEA UNDERGROUND DISTRIBUTION |  | 1 | 0
TRAPC032 | Misc | TRANSFORMER, 2500 KVA, 13200 DELTA VOLT PRIMARY, 480Y/277 VOLT SECONDARY, PADMOUNTED, 3-PHASE - (DELIVERY TO BE SCHEDULED 72 HOURS IN ADVANCE OF ARRIVAL WITH 2325 EMERSON ST., JAX., FL 32207) | EA | NATIONAL INDUST (ABB) | PER JEA SPEC | Y | NATIONAL INDUST (ABB) , PER JEA SPEC | [5 empty] | JEA UNDERGROUND DISTRIBUTION |  | 1 | 0
TRAPC032 | Misc | TRANSFORMER, 2500 KVA, 13200 DELTA VOLT PRIMARY, 480Y/277 VOLT SECONDARY, PADMOUNTED, 3-PHASE - (DELIVERY TO BE SCHEDULED 72 HOURS IN ADVANCE OF ARRIVAL WITH 2325 EMERSON ST., JAX., FL 32207) | EA | PROLEC (GE) | PER JEA SPEC | Y | PROLEC (GE) , PER JEA SPEC | [5 empty] | JEA UNDERGROUND DISTRIBUTION |  | 1 | 0
TRAPC032 | Misc | TRANSFORMER, 2500 KVA, 13200 DELTA VOLT PRIMARY, 480Y/277 VOLT SECONDARY, PADMOUNTED, 3-PHASE - (DELIVERY TO BE SCHEDULED 72 HOURS IN ADVANCE OF ARRIVAL WITH 2325 EMERSON ST., JAX., FL 32207) | EA | SQUARE D | PER JEA SPEC | Y | SQUARE D , PER JEA SPEC | [5 empty] | JEA UNDERGROUND DISTRIBUTION |  | 1 | 0
TRAPC033 | 3 Phase - Small | TRANSFORMER, 150 KVA, 25565Y/14760 VOLT PRIMARY, 208Y/120 VOLT SECONDARY, PADMOUNTED, THREE PHASE, 304L STAINLESS STEEL TANK AND CABINET - (SHIP TO: 2325 EMERSON ST., JAX., FL 32207) | EA | CARTE INTERNATIONAL | PER JEA SPEC | Y | CARTE INTERNATIONAL , PER JEA SPEC | [5 empty] | JEA UNDERGROUND DISTRIBUTION |  | 1 | 0
TRAPC033 | 3 Phase - Small | TRANSFORMER, 150 KVA, 25565Y/14760 VOLT PRIMARY, 208Y/120 VOLT SECONDARY, PADMOUNTED, THREE PHASE, 304L STAINLESS STEEL TANK AND CABINET - (SHIP TO: 2325 EMERSON ST., JAX., FL 32207) | EA | CENTRAL MOLONEY | PER JEA SPEC | Y | CENTRAL MOLONEY , PER JEA SPEC | [5 empty] | JEA UNDERGROUND DISTRIBUTION |  | 1 | 0
TRAPC033 | 3 Phase - Small | TRANSFORMER, 150 KVA, 25565Y/14760 VOLT PRIMARY, 208Y/120 VOLT SECONDARY, PADMOUNTED, THREE PHASE, 304L STAINLESS STEEL TANK AND CABINET - (SHIP TO: 2325 EMERSON ST., JAX., FL 32207) | EA | CG POWER SYSTEM / PAUWELS | PER JEA SPEC | Y | CG POWER SYSTEM / PAUWELS , PER JEA SPEC | [5 empty] | JEA UNDERGROUND DISTRIBUTION |  | 1 | 0
TRAPC033 | 3 Phase - Small | TRANSFORMER, 150 KVA, 25565Y/14760 VOLT PRIMARY, 208Y/120 VOLT SECONDARY, PADMOUNTED, THREE PHASE, 304L STAINLESS STEEL TANK AND CABINET - (SHIP TO: 2325 EMERSON ST., JAX., FL 32207) | EA | COOPER POWER SYSTEMS | PER JEA SPEC | Y | COOPER POWER SYSTEMS , PER JEA SPEC | [5 empty] | JEA UNDERGROUND DISTRIBUTION |  | 1 | 0
TRAPC033 | 3 Phase - Small | TRANSFORMER, 150 KVA, 25565Y/14760 VOLT PRIMARY, 208Y/120 VOLT SECONDARY, PADMOUNTED, THREE PHASE, 304L STAINLESS STEEL TANK AND CABINET - (SHIP TO: 2325 EMERSON ST., JAX., FL 32207) | EA | ERMCO TRANS | PER JEA SPEC | Y | ERMCO TRANS , PER JEA SPEC | [5 empty] | JEA UNDERGROUND DISTRIBUTION |  | 1 | 0
TRAPC033 | 3 Phase - Small | TRANSFORMER, 150 KVA, 25565Y/14760 VOLT PRIMARY, 208Y/120 VOLT SECONDARY, PADMOUNTED, THREE PHASE, 304L STAINLESS STEEL TANK AND CABINET - (SHIP TO: 2325 EMERSON ST., JAX., FL 32207) | EA | HOWARD | PER JEA SPEC | Y | HOWARD , PER JEA SPEC | [5 empty] | JEA UNDERGROUND DISTRIBUTION |  | 1 | 0
TRAPC033 | 3 Phase - Small | TRANSFORMER, 150 KVA, 25565Y/14760 VOLT PRIMARY, 208Y/120 VOLT SECONDARY, PADMOUNTED, THREE PHASE, 304L STAINLESS STEEL TANK AND CABINET - (SHIP TO: 2325 EMERSON ST., JAX., FL 32207) | EA | MGM TRANSFORMER COMPANY | PER SPECIFICATION | Y | MGM TRANSFORMER COMPANY , PER SPECIFICATION | [5 empty] | JEA UNDERGROUND DISTRIBUTION |  | 1 | 0
TRAPC033 | 3 Phase - Small | TRANSFORMER, 150 KVA, 25565Y/14760 VOLT PRIMARY, 208Y/120 VOLT SECONDARY, PADMOUNTED, THREE PHASE, 304L STAINLESS STEEL TANK AND CABINET - (SHIP TO: 2325 EMERSON ST., JAX., FL 32207) | EA | NATIONAL INDUST (ABB) | PER JEA SPEC | Y | NATIONAL INDUST (ABB) , PER JEA SPEC | [5 empty] | JEA UNDERGROUND DISTRIBUTION |  | 1 | 0
TRAPC033 | 3 Phase - Small | TRANSFORMER, 150 KVA, 25565Y/14760 VOLT PRIMARY, 208Y/120 VOLT SECONDARY, PADMOUNTED, THREE PHASE, 304L STAINLESS STEEL TANK AND CABINET - (SHIP TO: 2325 EMERSON ST., JAX., FL 32207) | EA | PROLEC (GE) | PER JEA SPEC | Y | PROLEC (GE) , PER JEA SPEC | [5 empty] | JEA UNDERGROUND DISTRIBUTION |  | 1 | 0
TRAPC033 | 3 Phase - Small | TRANSFORMER, 150 KVA, 25565Y/14760 VOLT PRIMARY, 208Y/120 VOLT SECONDARY, PADMOUNTED, THREE PHASE, 304L STAINLESS STEEL TANK AND CABINET - (SHIP TO: 2325 EMERSON ST., JAX., FL 32207) | EA | SQUARE D | PER JEA SPEC | Y | SQUARE D , PER JEA SPEC | [5 empty] | JEA UNDERGROUND DISTRIBUTION |  | 1 | 0
TRAPC034 | 3 Phase - Small | TRANSFORMER, 300 KVA, 25565Y/14760 VOLT PRIMARY, 480Y/277 VOLT SECONDARY, PADMOUNTED, THREE PHASE, 304L STAINLESS STEEL TANK AND CABINET - (SHIP TO: 2325 EMERSON ST., JAX., FL 32207) | EA | CARTE INTERNATIONAL | PER JEA SPEC | Y | CARTE INTERNATIONAL , PER JEA SPEC | [5 empty] | JEA UNDERGROUND DISTRIBUTION |  | 1 | 0
TRAPC034 | 3 Phase - Small | TRANSFORMER, 300 KVA, 25565Y/14760 VOLT PRIMARY, 480Y/277 VOLT SECONDARY, PADMOUNTED, THREE PHASE, 304L STAINLESS STEEL TANK AND CABINET - (SHIP TO: 2325 EMERSON ST., JAX., FL 32207) | EA | CENTRAL MOLONEY | PER JEA SPEC | Y | CENTRAL MOLONEY , PER JEA SPEC | [5 empty] | JEA UNDERGROUND DISTRIBUTION |  | 1 | 0
TRAPC034 | 3 Phase - Small | TRANSFORMER, 300 KVA, 25565Y/14760 VOLT PRIMARY, 480Y/277 VOLT SECONDARY, PADMOUNTED, THREE PHASE, 304L STAINLESS STEEL TANK AND CABINET - (SHIP TO: 2325 EMERSON ST., JAX., FL 32207) | EA | CG POWER SYSTEM / PAUWELS | PER JEA SPEC | Y | CG POWER SYSTEM / PAUWELS , PER JEA SPEC | [5 empty] | JEA UNDERGROUND DISTRIBUTION |  | 1 | 0
TRAPC034 | 3 Phase - Small | TRANSFORMER, 300 KVA, 25565Y/14760 VOLT PRIMARY, 480Y/277 VOLT SECONDARY, PADMOUNTED, THREE PHASE, 304L STAINLESS STEEL TANK AND CABINET - (SHIP TO: 2325 EMERSON ST., JAX., FL 32207) | EA | COOPER POWER SYSTEMS | PER JEA SPEC | Y | COOPER POWER SYSTEMS , PER JEA SPEC | [5 empty] | JEA UNDERGROUND DISTRIBUTION |  | 1 | 0
TRAPC034 | 3 Phase - Small | TRANSFORMER, 300 KVA, 25565Y/14760 VOLT PRIMARY, 480Y/277 VOLT SECONDARY, PADMOUNTED, THREE PHASE, 304L STAINLESS STEEL TANK AND CABINET - (SHIP TO: 2325 EMERSON ST., JAX., FL 32207) | EA | ERMCO TRANS | PER JEA SPEC | Y | ERMCO TRANS , PER JEA SPEC | [5 empty] | JEA UNDERGROUND DISTRIBUTION |  | 1 | 0
TRAPC034 | 3 Phase - Small | TRANSFORMER, 300 KVA, 25565Y/14760 VOLT PRIMARY, 480Y/277 VOLT SECONDARY, PADMOUNTED, THREE PHASE, 304L STAINLESS STEEL TANK AND CABINET - (SHIP TO: 2325 EMERSON ST., JAX., FL 32207) | EA | HOWARD | PER JEA SPEC | Y | HOWARD , PER JEA SPEC | [5 empty] | JEA UNDERGROUND DISTRIBUTION |  | 1 | 0
TRAPC034 | 3 Phase - Small | TRANSFORMER, 300 KVA, 25565Y/14760 VOLT PRIMARY, 480Y/277 VOLT SECONDARY, PADMOUNTED, THREE PHASE, 304L STAINLESS STEEL TANK AND CABINET - (SHIP TO: 2325 EMERSON ST., JAX., FL 32207) | EA | MGM TRANSFORMER COMPANY | PER SPECIFICATION | Y | MGM TRANSFORMER COMPANY , PER SPECIFICATION | [5 empty] | JEA UNDERGROUND DISTRIBUTION |  | 1 | 0
TRAPC034 | 3 Phase - Small | TRANSFORMER, 300 KVA, 25565Y/14760 VOLT PRIMARY, 480Y/277 VOLT SECONDARY, PADMOUNTED, THREE PHASE, 304L STAINLESS STEEL TANK AND CABINET - (SHIP TO: 2325 EMERSON ST., JAX., FL 32207) | EA | NATIONAL INDUST (ABB) | PER JEA SPEC | Y | NATIONAL INDUST (ABB) , PER JEA SPEC | [5 empty] | JEA UNDERGROUND DISTRIBUTION |  | 1 | 0
TRAPC034 | 3 Phase - Small | TRANSFORMER, 300 KVA, 25565Y/14760 VOLT PRIMARY, 480Y/277 VOLT SECONDARY, PADMOUNTED, THREE PHASE, 304L STAINLESS STEEL TANK AND CABINET - (SHIP TO: 2325 EMERSON ST., JAX., FL 32207) | EA | PROLEC (GE) | PER JEA SPEC | Y | PROLEC (GE) , PER JEA SPEC | [5 empty] | JEA UNDERGROUND DISTRIBUTION |  | 1 | 0
TRAPC034 | 3 Phase - Small | TRANSFORMER, 300 KVA, 25565Y/14760 VOLT PRIMARY, 480Y/277 VOLT SECONDARY, PADMOUNTED, THREE PHASE, 304L STAINLESS STEEL TANK AND CABINET - (SHIP TO: 2325 EMERSON ST., JAX., FL 32207) | EA | SQUARE D | PER JEA SPEC | Y | SQUARE D , PER JEA SPEC | [5 empty] | JEA UNDERGROUND DISTRIBUTION |  | 1 | 0
TRAPC035 | 3 Phase - Small | TRANSFORMER, 300 KVA, 4160Y/2400 VOLT PRIMARY, 208Y/120 VOLT SECONDARY, PADMOUNTED, THREE PHASE, 304L STAINLESS STEEL TANK AND CABINET - (SHIP TO: 2325 EMERSON ST., JAX., FL 32207) | EA | CARTE INTERNATIONAL | PER JEA SPEC | Y | CARTE INTERNATIONAL , PER JEA SPEC | [5 empty] | JEA UNDERGROUND DISTRIBUTION |  | 1 | 0
TRAPC035 | 3 Phase - Small | TRANSFORMER, 300 KVA, 4160Y/2400 VOLT PRIMARY, 208Y/120 VOLT SECONDARY, PADMOUNTED, THREE PHASE, 304L STAINLESS STEEL TANK AND CABINET - (SHIP TO: 2325 EMERSON ST., JAX., FL 32207) | EA | CENTRAL MOLONEY | PER JEA SPEC | Y | CENTRAL MOLONEY , PER JEA SPEC | [5 empty] | JEA UNDERGROUND DISTRIBUTION |  | 1 | 0
TRAPC035 | 3 Phase - Small | TRANSFORMER, 300 KVA, 4160Y/2400 VOLT PRIMARY, 208Y/120 VOLT SECONDARY, PADMOUNTED, THREE PHASE, 304L STAINLESS STEEL TANK AND CABINET - (SHIP TO: 2325 EMERSON ST., JAX., FL 32207) | EA | CG POWER SYSTEM / PAUWELS | PER JEA SPEC | Y | CG POWER SYSTEM / PAUWELS , PER JEA SPEC | [5 empty] | JEA UNDERGROUND DISTRIBUTION |  | 1 | 0
TRAPC035 | 3 Phase - Small | TRANSFORMER, 300 KVA, 4160Y/2400 VOLT PRIMARY, 208Y/120 VOLT SECONDARY, PADMOUNTED, THREE PHASE, 304L STAINLESS STEEL TANK AND CABINET - (SHIP TO: 2325 EMERSON ST., JAX., FL 32207) | EA | COOPER POWER SYSTEMS | PER JEA SPEC | Y | COOPER POWER SYSTEMS , PER JEA SPEC | [5 empty] | JEA UNDERGROUND DISTRIBUTION |  | 1 | 0
TRAPC035 | 3 Phase - Small | TRANSFORMER, 300 KVA, 4160Y/2400 VOLT PRIMARY, 208Y/120 VOLT SECONDARY, PADMOUNTED, THREE PHASE, 304L STAINLESS STEEL TANK AND CABINET - (SHIP TO: 2325 EMERSON ST., JAX., FL 32207) | EA | ERMCO TRANS | PER JEA SPEC | Y | ERMCO TRANS , PER JEA SPEC | [5 empty] | JEA UNDERGROUND DISTRIBUTION |  | 1 | 0
TRAPC035 | 3 Phase - Small | TRANSFORMER, 300 KVA, 4160Y/2400 VOLT PRIMARY, 208Y/120 VOLT SECONDARY, PADMOUNTED, THREE PHASE, 304L STAINLESS STEEL TANK AND CABINET - (SHIP TO: 2325 EMERSON ST., JAX., FL 32207) | EA | HOWARD | PER JEA SPEC | Y | HOWARD , PER JEA SPEC | [5 empty] | JEA UNDERGROUND DISTRIBUTION |  | 1 | 0
TRAPC035 | 3 Phase - Small | TRANSFORMER, 300 KVA, 4160Y/2400 VOLT PRIMARY, 208Y/120 VOLT SECONDARY, PADMOUNTED, THREE PHASE, 304L STAINLESS STEEL TANK AND CABINET - (SHIP TO: 2325 EMERSON ST., JAX., FL 32207) | EA | MGM TRANSFORMER COMPANY | PER SPECIFICATION | Y | MGM TRANSFORMER COMPANY , PER SPECIFICATION | [5 empty] | JEA UNDERGROUND DISTRIBUTION |  | 1 | 0
TRAPC035 | 3 Phase - Small | TRANSFORMER, 300 KVA, 4160Y/2400 VOLT PRIMARY, 208Y/120 VOLT SECONDARY, PADMOUNTED, THREE PHASE, 304L STAINLESS STEEL TANK AND CABINET - (SHIP TO: 2325 EMERSON ST., JAX., FL 32207) | EA | NATIONAL INDUST (ABB) | PER JEA SPEC | Y | NATIONAL INDUST (ABB) , PER JEA SPEC | [5 empty] | JEA UNDERGROUND DISTRIBUTION |  | 1 | 0
TRAPC035 | 3 Phase - Small | TRANSFORMER, 300 KVA, 4160Y/2400 VOLT PRIMARY, 208Y/120 VOLT SECONDARY, PADMOUNTED, THREE PHASE, 304L STAINLESS STEEL TANK AND CABINET - (SHIP TO: 2325 EMERSON ST., JAX., FL 32207) | EA | PROLEC (GE) | PER JEA SPEC | Y | PROLEC (GE) , PER JEA SPEC | [5 empty] | JEA UNDERGROUND DISTRIBUTION |  | 1 | 0
TRAPC035 | 3 Phase - Small | TRANSFORMER, 300 KVA, 4160Y/2400 VOLT PRIMARY, 208Y/120 VOLT SECONDARY, PADMOUNTED, THREE PHASE, 304L STAINLESS STEEL TANK AND CABINET - (SHIP TO: 2325 EMERSON ST., JAX., FL 32207) | EA | SQUARE D | PER JEA SPEC | Y | SQUARE D , PER JEA SPEC | [5 empty] | JEA UNDERGROUND DISTRIBUTION |  | 1 | 0
TRAPC036 | 3 Phase - Large | TRANSFORMER, 750 KVA, 25565Y/14760 VOLT PRIMARY, 208Y/120 VOLT SECONDARY, PADMOUNTED, THREE PHASE, 304L STAINLESS STEEL TANK AND CABINET - (SHIP TO: 2325 EMERSON ST., JAX., FL 32207) | EA | CARTE INTERNATIONAL | PER JEA SPEC | Y | CARTE INTERNATIONAL , PER JEA SPEC | [5 empty] | JEA UNDERGROUND DISTRIBUTION |  | 1 | 0
TRAPC036 | 3 Phase - Large | TRANSFORMER, 750 KVA, 25565Y/14760 VOLT PRIMARY, 208Y/120 VOLT SECONDARY, PADMOUNTED, THREE PHASE, 304L STAINLESS STEEL TANK AND CABINET - (SHIP TO: 2325 EMERSON ST., JAX., FL 32207) | EA | CENTRAL MOLONEY | PER JEA SPEC | Y | CENTRAL MOLONEY , PER JEA SPEC | [5 empty] | JEA UNDERGROUND DISTRIBUTION |  | 1 | 0
TRAPC036 | 3 Phase - Large | TRANSFORMER, 750 KVA, 25565Y/14760 VOLT PRIMARY, 208Y/120 VOLT SECONDARY, PADMOUNTED, THREE PHASE, 304L STAINLESS STEEL TANK AND CABINET - (SHIP TO: 2325 EMERSON ST., JAX., FL 32207) | EA | CG POWER SYSTEM / PAUWELS | PER JEA SPEC | Y | CG POWER SYSTEM / PAUWELS , PER JEA SPEC | [5 empty] | JEA UNDERGROUND DISTRIBUTION |  | 1 | 0
TRAPC036 | 3 Phase - Large | TRANSFORMER, 750 KVA, 25565Y/14760 VOLT PRIMARY, 208Y/120 VOLT SECONDARY, PADMOUNTED, THREE PHASE, 304L STAINLESS STEEL TANK AND CABINET - (SHIP TO: 2325 EMERSON ST., JAX., FL 32207) | EA | COOPER POWER SYSTEMS | PER JEA SPEC | Y | COOPER POWER SYSTEMS , PER JEA SPEC | [5 empty] | JEA UNDERGROUND DISTRIBUTION |  | 1 | 0
TRAPC036 | 3 Phase - Large | TRANSFORMER, 750 KVA, 25565Y/14760 VOLT PRIMARY, 208Y/120 VOLT SECONDARY, PADMOUNTED, THREE PHASE, 304L STAINLESS STEEL TANK AND CABINET - (SHIP TO: 2325 EMERSON ST., JAX., FL 32207) | EA | ERMCO TRANS | PER JEA SPEC | Y | ERMCO TRANS , PER JEA SPEC | [5 empty] | JEA UNDERGROUND DISTRIBUTION |  | 1 | 0
TRAPC036 | 3 Phase - Large | TRANSFORMER, 750 KVA, 25565Y/14760 VOLT PRIMARY, 208Y/120 VOLT SECONDARY, PADMOUNTED, THREE PHASE, 304L STAINLESS STEEL TANK AND CABINET - (SHIP TO: 2325 EMERSON ST., JAX., FL 32207) | EA | HOWARD | PER JEA SPEC | Y | HOWARD , PER JEA SPEC | [5 empty] | JEA UNDERGROUND DISTRIBUTION |  | 1 | 0
TRAPC036 | 3 Phase - Large | TRANSFORMER, 750 KVA, 25565Y/14760 VOLT PRIMARY, 208Y/120 VOLT SECONDARY, PADMOUNTED, THREE PHASE, 304L STAINLESS STEEL TANK AND CABINET - (SHIP TO: 2325 EMERSON ST., JAX., FL 32207) | EA | MGM TRANSFORMER COMPANY | PER SPECIFICATION | Y | MGM TRANSFORMER COMPANY , PER SPECIFICATION | [5 empty] | JEA UNDERGROUND DISTRIBUTION |  | 1 | 0
TRAPC036 | 3 Phase - Large | TRANSFORMER, 750 KVA, 25565Y/14760 VOLT PRIMARY, 208Y/120 VOLT SECONDARY, PADMOUNTED, THREE PHASE, 304L STAINLESS STEEL TANK AND CABINET - (SHIP TO: 2325 EMERSON ST., JAX., FL 32207) | EA | NATIONAL INDUST (ABB) | PER JEA SPEC | Y | NATIONAL INDUST (ABB) , PER JEA SPEC | [5 empty] | JEA UNDERGROUND DISTRIBUTION |  | 1 | 0
TRAPC036 | 3 Phase - Large | TRANSFORMER, 750 KVA, 25565Y/14760 VOLT PRIMARY, 208Y/120 VOLT SECONDARY, PADMOUNTED, THREE PHASE, 304L STAINLESS STEEL TANK AND CABINET - (SHIP TO: 2325 EMERSON ST., JAX., FL 32207) | EA | PROLEC (GE) | PER JEA SPEC | Y | PROLEC (GE) , PER JEA SPEC | [5 empty] | JEA UNDERGROUND DISTRIBUTION |  | 1 | 0
TRAPC036 | 3 Phase - Large | TRANSFORMER, 750 KVA, 25565Y/14760 VOLT PRIMARY, 208Y/120 VOLT SECONDARY, PADMOUNTED, THREE PHASE, 304L STAINLESS STEEL TANK AND CABINET - (SHIP TO: 2325 EMERSON ST., JAX., FL 32207) | EA | SQUARE D | PER JEA SPEC | Y | SQUARE D , PER JEA SPEC | [5 empty] | JEA UNDERGROUND DISTRIBUTION |  | 1 | 0
TRAPC037 | 3 Phase - Small | TRANSFORMER, 300 KVA, 25565Y/14760 VOLT PRIMARY, 208/Y/120 VOLT SECONDARY, PADMOUNTED, THREE PHASE, 304L STAINLESS STEEL TANK AND CABINET - (SHIP TO: 2325 EMERSON ST., JAX., FL 32207) | EA | CARTE INTERNATIONAL | PER JEA SPEC | Y | CARTE INTERNATIONAL , PER JEA SPEC | [5 empty] | JEA UNDERGROUND DISTRIBUTION |  | 1 | 0
TRAPC037 | 3 Phase - Small | TRANSFORMER, 300 KVA, 25565Y/14760 VOLT PRIMARY, 208/Y/120 VOLT SECONDARY, PADMOUNTED, THREE PHASE, 304L STAINLESS STEEL TANK AND CABINET - (SHIP TO: 2325 EMERSON ST., JAX., FL 32207) | EA | CENTRAL MOLONEY | PER JEA SPEC | Y | CENTRAL MOLONEY , PER JEA SPEC | [5 empty] | JEA UNDERGROUND DISTRIBUTION |  | 1 | 0
TRAPC037 | 3 Phase - Small | TRANSFORMER, 300 KVA, 25565Y/14760 VOLT PRIMARY, 208/Y/120 VOLT SECONDARY, PADMOUNTED, THREE PHASE, 304L STAINLESS STEEL TANK AND CABINET - (SHIP TO: 2325 EMERSON ST., JAX., FL 32207) | EA | CG POWER SYSTEM / PAUWELS | PER JEA SPEC | Y | CG POWER SYSTEM / PAUWELS , PER JEA SPEC | [5 empty] | JEA UNDERGROUND DISTRIBUTION |  | 1 | 0
TRAPC037 | 3 Phase - Small | TRANSFORMER, 300 KVA, 25565Y/14760 VOLT PRIMARY, 208/Y/120 VOLT SECONDARY, PADMOUNTED, THREE PHASE, 304L STAINLESS STEEL TANK AND CABINET - (SHIP TO: 2325 EMERSON ST., JAX., FL 32207) | EA | COOPER POWER SYSTEMS | PER JEA SPEC | Y | COOPER POWER SYSTEMS , PER JEA SPEC | [5 empty] | JEA UNDERGROUND DISTRIBUTION |  | 1 | 0
TRAPC037 | 3 Phase - Small | TRANSFORMER, 300 KVA, 25565Y/14760 VOLT PRIMARY, 208/Y/120 VOLT SECONDARY, PADMOUNTED, THREE PHASE, 304L STAINLESS STEEL TANK AND CABINET - (SHIP TO: 2325 EMERSON ST., JAX., FL 32207) | EA | ERMCO TRANS | PER JEA SPEC | Y | ERMCO TRANS , PER JEA SPEC | [5 empty] | JEA UNDERGROUND DISTRIBUTION |  | 1 | 0
TRAPC037 | 3 Phase - Small | TRANSFORMER, 300 KVA, 25565Y/14760 VOLT PRIMARY, 208/Y/120 VOLT SECONDARY, PADMOUNTED, THREE PHASE, 304L STAINLESS STEEL TANK AND CABINET - (SHIP TO: 2325 EMERSON ST., JAX., FL 32207) | EA | HOWARD | PER JEA SPEC | Y | HOWARD , PER JEA SPEC | [5 empty] | JEA UNDERGROUND DISTRIBUTION |  | 1 | 0
TRAPC037 | 3 Phase - Small | TRANSFORMER, 300 KVA, 25565Y/14760 VOLT PRIMARY, 208/Y/120 VOLT SECONDARY, PADMOUNTED, THREE PHASE, 304L STAINLESS STEEL TANK AND CABINET - (SHIP TO: 2325 EMERSON ST., JAX., FL 32207) | EA | MGM TRANSFORMER COMPANY | PER SPECIFICATION | Y | MGM TRANSFORMER COMPANY , PER SPECIFICATION | [5 empty] | JEA UNDERGROUND DISTRIBUTION |  | 1 | 0
TRAPC037 | 3 Phase - Small | TRANSFORMER, 300 KVA, 25565Y/14760 VOLT PRIMARY, 208/Y/120 VOLT SECONDARY, PADMOUNTED, THREE PHASE, 304L STAINLESS STEEL TANK AND CABINET - (SHIP TO: 2325 EMERSON ST., JAX., FL 32207) | EA | NATIONAL INDUST (ABB) | PER JEA SPEC | Y | NATIONAL INDUST (ABB) , PER JEA SPEC | [5 empty] | JEA UNDERGROUND DISTRIBUTION |  | 1 | 0
TRAPC037 | 3 Phase - Small | TRANSFORMER, 300 KVA, 25565Y/14760 VOLT PRIMARY, 208/Y/120 VOLT SECONDARY, PADMOUNTED, THREE PHASE, 304L STAINLESS STEEL TANK AND CABINET - (SHIP TO: 2325 EMERSON ST., JAX., FL 32207) | EA | PROLEC (GE) | PER JEA SPEC | Y | PROLEC (GE) , PER JEA SPEC | [5 empty] | JEA UNDERGROUND DISTRIBUTION |  | 1 | 0
TRAPC037 | 3 Phase - Small | TRANSFORMER, 300 KVA, 25565Y/14760 VOLT PRIMARY, 208/Y/120 VOLT SECONDARY, PADMOUNTED, THREE PHASE, 304L STAINLESS STEEL TANK AND CABINET - (SHIP TO: 2325 EMERSON ST., JAX., FL 32207) | EA | SQUARE D | PER JEA SPEC | Y | SQUARE D , PER JEA SPEC | [5 empty] | JEA UNDERGROUND DISTRIBUTION |  | 1 | 0
TRAPC038 | 3 Phase - Small | TRANSFORMER, 75 KVA, 25565Y/14760 VOLT PRIMARY, 208Y/120 VOLT SECONDARY, PADMOUNTED, THREE PHASE, 304L STAINLESS STEEL TANK AND CABINET - (SHIP TO: 2325 EMERSON ST., JAX., FL 32207) | EA | CARTE INTERNATIONAL | PER JEA SPEC | Y | CARTE INTERNATIONAL , PER JEA SPEC | [5 empty] | JEA UNDERGROUND DISTRIBUTION |  | 1 | 0
TRAPC038 | 3 Phase - Small | TRANSFORMER, 75 KVA, 25565Y/14760 VOLT PRIMARY, 208Y/120 VOLT SECONDARY, PADMOUNTED, THREE PHASE, 304L STAINLESS STEEL TANK AND CABINET - (SHIP TO: 2325 EMERSON ST., JAX., FL 32207) | EA | CENTRAL MOLONEY | PER JEA SPEC | Y | CENTRAL MOLONEY , PER JEA SPEC | [5 empty] | JEA UNDERGROUND DISTRIBUTION |  | 1 | 0
TRAPC038 | 3 Phase - Small | TRANSFORMER, 75 KVA, 25565Y/14760 VOLT PRIMARY, 208Y/120 VOLT SECONDARY, PADMOUNTED, THREE PHASE, 304L STAINLESS STEEL TANK AND CABINET - (SHIP TO: 2325 EMERSON ST., JAX., FL 32207) | EA | CG POWER SYSTEM / PAUWELS | PER JEA SPEC | Y | CG POWER SYSTEM / PAUWELS , PER JEA SPEC | [5 empty] | JEA UNDERGROUND DISTRIBUTION |  | 1 | 0
TRAPC038 | 3 Phase - Small | TRANSFORMER, 75 KVA, 25565Y/14760 VOLT PRIMARY, 208Y/120 VOLT SECONDARY, PADMOUNTED, THREE PHASE, 304L STAINLESS STEEL TANK AND CABINET - (SHIP TO: 2325 EMERSON ST., JAX., FL 32207) | EA | COOPER POWER SYSTEMS | PER JEA SPEC | Y | COOPER POWER SYSTEMS , PER JEA SPEC | [5 empty] | JEA UNDERGROUND DISTRIBUTION |  | 1 | 0
TRAPC038 | 3 Phase - Small | TRANSFORMER, 75 KVA, 25565Y/14760 VOLT PRIMARY, 208Y/120 VOLT SECONDARY, PADMOUNTED, THREE PHASE, 304L STAINLESS STEEL TANK AND CABINET - (SHIP TO: 2325 EMERSON ST., JAX., FL 32207) | EA | ERMCO TRANS | PER JEA SPEC | Y | ERMCO TRANS , PER JEA SPEC | [5 empty] | JEA UNDERGROUND DISTRIBUTION |  | 1 | 0
TRAPC038 | 3 Phase - Small | TRANSFORMER, 75 KVA, 25565Y/14760 VOLT PRIMARY, 208Y/120 VOLT SECONDARY, PADMOUNTED, THREE PHASE, 304L STAINLESS STEEL TANK AND CABINET - (SHIP TO: 2325 EMERSON ST., JAX., FL 32207) | EA | HOWARD | PER JEA SPEC | Y | HOWARD , PER JEA SPEC | [5 empty] | JEA UNDERGROUND DISTRIBUTION |  | 1 | 0
TRAPC038 | 3 Phase - Small | TRANSFORMER, 75 KVA, 25565Y/14760 VOLT PRIMARY, 208Y/120 VOLT SECONDARY, PADMOUNTED, THREE PHASE, 304L STAINLESS STEEL TANK AND CABINET - (SHIP TO: 2325 EMERSON ST., JAX., FL 32207) | EA | MGM TRANSFORMER COMPANY | PER SPECIFICATION | Y | MGM TRANSFORMER COMPANY , PER SPECIFICATION | [5 empty] | JEA UNDERGROUND DISTRIBUTION |  | 1 | 0
TRAPC038 | 3 Phase - Small | TRANSFORMER, 75 KVA, 25565Y/14760 VOLT PRIMARY, 208Y/120 VOLT SECONDARY, PADMOUNTED, THREE PHASE, 304L STAINLESS STEEL TANK AND CABINET - (SHIP TO: 2325 EMERSON ST., JAX., FL 32207) | EA | NATIONAL INDUST (ABB) | PER JEA SPEC | Y | NATIONAL INDUST (ABB) , PER JEA SPEC | [5 empty] | JEA UNDERGROUND DISTRIBUTION |  | 1 | 0
TRAPC038 | 3 Phase - Small | TRANSFORMER, 75 KVA, 25565Y/14760 VOLT PRIMARY, 208Y/120 VOLT SECONDARY, PADMOUNTED, THREE PHASE, 304L STAINLESS STEEL TANK AND CABINET - (SHIP TO: 2325 EMERSON ST., JAX., FL 32207) | EA | PROLEC (GE) | PER JEA SPEC | Y | PROLEC (GE) , PER JEA SPEC | [5 empty] | JEA UNDERGROUND DISTRIBUTION |  | 1 | 0
TRAPC038 | 3 Phase - Small | TRANSFORMER, 75 KVA, 25565Y/14760 VOLT PRIMARY, 208Y/120 VOLT SECONDARY, PADMOUNTED, THREE PHASE, 304L STAINLESS STEEL TANK AND CABINET - (SHIP TO: 2325 EMERSON ST., JAX., FL 32207) | EA | SQUARE D | PER JEA SPEC | Y | SQUARE D , PER JEA SPEC | [5 empty] | JEA UNDERGROUND DISTRIBUTION |  | 1 | 0
TRAPC039 | 3 Phase - Small | TRANSFORMER, 500 KVA, 25565Y/14760 VOLT PRIMARY, 208Y/120 VOLT SECONDARY, PADMOUNTED, THREE PHASE, 304L STAINLESS STEEL TANK AND CABINET - (SHIP TO: 2325 EMERSON ST., JAX., FL 32207) | EA | CARTE INTERNATIONAL | PER JEA SPEC | Y | CARTE INTERNATIONAL , PER JEA SPEC | [5 empty] | JEA UNDERGROUND DISTRIBUTION |  | 1 | 0
TRAPC039 | 3 Phase - Small | TRANSFORMER, 500 KVA, 25565Y/14760 VOLT PRIMARY, 208Y/120 VOLT SECONDARY, PADMOUNTED, THREE PHASE, 304L STAINLESS STEEL TANK AND CABINET - (SHIP TO: 2325 EMERSON ST., JAX., FL 32207) | EA | CENTRAL MOLONEY | PER JEA SPEC | Y | CENTRAL MOLONEY , PER JEA SPEC | [5 empty] | JEA UNDERGROUND DISTRIBUTION |  | 1 | 0
TRAPC039 | 3 Phase - Small | TRANSFORMER, 500 KVA, 25565Y/14760 VOLT PRIMARY, 208Y/120 VOLT SECONDARY, PADMOUNTED, THREE PHASE, 304L STAINLESS STEEL TANK AND CABINET - (SHIP TO: 2325 EMERSON ST., JAX., FL 32207) | EA | CG POWER SYSTEM / PAUWELS | PER JEA SPEC | Y | CG POWER SYSTEM / PAUWELS , PER JEA SPEC | [5 empty] | JEA UNDERGROUND DISTRIBUTION |  | 1 | 0
TRAPC039 | 3 Phase - Small | TRANSFORMER, 500 KVA, 25565Y/14760 VOLT PRIMARY, 208Y/120 VOLT SECONDARY, PADMOUNTED, THREE PHASE, 304L STAINLESS STEEL TANK AND CABINET - (SHIP TO: 2325 EMERSON ST., JAX., FL 32207) | EA | COOPER POWER SYSTEMS | PER JEA SPEC | Y | COOPER POWER SYSTEMS , PER JEA SPEC | [5 empty] | JEA UNDERGROUND DISTRIBUTION |  | 1 | 0
TRAPC039 | 3 Phase - Small | TRANSFORMER, 500 KVA, 25565Y/14760 VOLT PRIMARY, 208Y/120 VOLT SECONDARY, PADMOUNTED, THREE PHASE, 304L STAINLESS STEEL TANK AND CABINET - (SHIP TO: 2325 EMERSON ST., JAX., FL 32207) | EA | ERMCO TRANS | PER JEA SPEC | Y | ERMCO TRANS , PER JEA SPEC | [5 empty] | JEA UNDERGROUND DISTRIBUTION |  | 1 | 0
TRAPC039 | 3 Phase - Small | TRANSFORMER, 500 KVA, 25565Y/14760 VOLT PRIMARY, 208Y/120 VOLT SECONDARY, PADMOUNTED, THREE PHASE, 304L STAINLESS STEEL TANK AND CABINET - (SHIP TO: 2325 EMERSON ST., JAX., FL 32207) | EA | HOWARD | PER JEA SPEC | Y | HOWARD , PER JEA SPEC | [5 empty] | JEA UNDERGROUND DISTRIBUTION |  | 1 | 0
TRAPC039 | 3 Phase - Small | TRANSFORMER, 500 KVA, 25565Y/14760 VOLT PRIMARY, 208Y/120 VOLT SECONDARY, PADMOUNTED, THREE PHASE, 304L STAINLESS STEEL TANK AND CABINET - (SHIP TO: 2325 EMERSON ST., JAX., FL 32207) | EA | MGM TRANSFORMER COMPANY | PER SPECIFICATION | Y | MGM TRANSFORMER COMPANY , PER SPECIFICATION | [5 empty] | JEA UNDERGROUND DISTRIBUTION |  | 1 | 0
TRAPC039 | 3 Phase - Small | TRANSFORMER, 500 KVA, 25565Y/14760 VOLT PRIMARY, 208Y/120 VOLT SECONDARY, PADMOUNTED, THREE PHASE, 304L STAINLESS STEEL TANK AND CABINET - (SHIP TO: 2325 EMERSON ST., JAX., FL 32207) | EA | NATIONAL INDUST (ABB) | PER JEA SPEC | Y | NATIONAL INDUST (ABB) , PER JEA SPEC | [5 empty] | JEA UNDERGROUND DISTRIBUTION |  | 1 | 0
TRAPC039 | 3 Phase - Small | TRANSFORMER, 500 KVA, 25565Y/14760 VOLT PRIMARY, 208Y/120 VOLT SECONDARY, PADMOUNTED, THREE PHASE, 304L STAINLESS STEEL TANK AND CABINET - (SHIP TO: 2325 EMERSON ST., JAX., FL 32207) | EA | PROLEC (GE) | PER JEA SPEC | Y | PROLEC (GE) , PER JEA SPEC | [5 empty] | JEA UNDERGROUND DISTRIBUTION |  | 1 | 0
TRAPC039 | 3 Phase - Small | TRANSFORMER, 500 KVA, 25565Y/14760 VOLT PRIMARY, 208Y/120 VOLT SECONDARY, PADMOUNTED, THREE PHASE, 304L STAINLESS STEEL TANK AND CABINET - (SHIP TO: 2325 EMERSON ST., JAX., FL 32207) | EA | SQUARE D | PER JEA SPEC | Y | SQUARE D , PER JEA SPEC | [5 empty] | JEA UNDERGROUND DISTRIBUTION |  | 1 | 0
TRAPC044 | 3 Phase - Small | TRANSFORMER, 500 KVA, 25565Y/14760 VOLT PRIMARY, 480Y/277 VOLT SECONDARY, PADMOUNTED, THREE PHASE, 304L STAINLESS STEEL TANK AND CABINET - (SHIP TO: 2325 EMERSON ST., JAX., FL 32207) | EA | CARTE INTERNATIONAL | PER JEA SPEC | Y | CARTE INTERNATIONAL , PER JEA SPEC | [5 empty] | JEA UNDERGROUND DISTRIBUTION |  | 1 | 0
TRAPC044 | 3 Phase - Small | TRANSFORMER, 500 KVA, 25565Y/14760 VOLT PRIMARY, 480Y/277 VOLT SECONDARY, PADMOUNTED, THREE PHASE, 304L STAINLESS STEEL TANK AND CABINET - (SHIP TO: 2325 EMERSON ST., JAX., FL 32207) | EA | CENTRAL MOLONEY | PER JEA SPEC | Y | CENTRAL MOLONEY , PER JEA SPEC | [5 empty] | JEA UNDERGROUND DISTRIBUTION |  | 1 | 0
TRAPC044 | 3 Phase - Small | TRANSFORMER, 500 KVA, 25565Y/14760 VOLT PRIMARY, 480Y/277 VOLT SECONDARY, PADMOUNTED, THREE PHASE, 304L STAINLESS STEEL TANK AND CABINET - (SHIP TO: 2325 EMERSON ST., JAX., FL 32207) | EA | CG POWER SYSTEM / PAUWELS | PER JEA SPEC | Y | CG POWER SYSTEM / PAUWELS , PER JEA SPEC | [5 empty] | JEA UNDERGROUND DISTRIBUTION |  | 1 | 0
TRAPC044 | 3 Phase - Small | TRANSFORMER, 500 KVA, 25565Y/14760 VOLT PRIMARY, 480Y/277 VOLT SECONDARY, PADMOUNTED, THREE PHASE, 304L STAINLESS STEEL TANK AND CABINET - (SHIP TO: 2325 EMERSON ST., JAX., FL 32207) | EA | COOPER POWER SYSTEMS | PER JEA SPEC | Y | COOPER POWER SYSTEMS , PER JEA SPEC | [5 empty] | JEA UNDERGROUND DISTRIBUTION |  | 1 | 0
TRAPC044 | 3 Phase - Small | TRANSFORMER, 500 KVA, 25565Y/14760 VOLT PRIMARY, 480Y/277 VOLT SECONDARY, PADMOUNTED, THREE PHASE, 304L STAINLESS STEEL TANK AND CABINET - (SHIP TO: 2325 EMERSON ST., JAX., FL 32207) | EA | ERMCO TRANS | PER JEA SPEC | Y | ERMCO TRANS , PER JEA SPEC | [5 empty] | JEA UNDERGROUND DISTRIBUTION |  | 1 | 0
TRAPC044 | 3 Phase - Small | TRANSFORMER, 500 KVA, 25565Y/14760 VOLT PRIMARY, 480Y/277 VOLT SECONDARY, PADMOUNTED, THREE PHASE, 304L STAINLESS STEEL TANK AND CABINET - (SHIP TO: 2325 EMERSON ST., JAX., FL 32207) | EA | HOWARD | PER JEA SPEC | Y | HOWARD , PER JEA SPEC | [5 empty] | JEA UNDERGROUND DISTRIBUTION |  | 1 | 0
TRAPC044 | 3 Phase - Small | TRANSFORMER, 500 KVA, 25565Y/14760 VOLT PRIMARY, 480Y/277 VOLT SECONDARY, PADMOUNTED, THREE PHASE, 304L STAINLESS STEEL TANK AND CABINET - (SHIP TO: 2325 EMERSON ST., JAX., FL 32207) | EA | MGM TRANSFORMER COMPANY | PER SPECIFICATION | Y | MGM TRANSFORMER COMPANY , PER SPECIFICATION | [5 empty] | JEA UNDERGROUND DISTRIBUTION |  | 1 | 0
TRAPC044 | 3 Phase - Small | TRANSFORMER, 500 KVA, 25565Y/14760 VOLT PRIMARY, 480Y/277 VOLT SECONDARY, PADMOUNTED, THREE PHASE, 304L STAINLESS STEEL TANK AND CABINET - (SHIP TO: 2325 EMERSON ST., JAX., FL 32207) | EA | NATIONAL INDUST (ABB) | PER JEA SPEC | Y | NATIONAL INDUST (ABB) , PER JEA SPEC | [5 empty] | JEA UNDERGROUND DISTRIBUTION |  | 1 | 0
TRAPC044 | 3 Phase - Small | TRANSFORMER, 500 KVA, 25565Y/14760 VOLT PRIMARY, 480Y/277 VOLT SECONDARY, PADMOUNTED, THREE PHASE, 304L STAINLESS STEEL TANK AND CABINET - (SHIP TO: 2325 EMERSON ST., JAX., FL 32207) | EA | PROLEC (GE) | PER JEA SPEC | Y | PROLEC (GE) , PER JEA SPEC | [5 empty] | JEA UNDERGROUND DISTRIBUTION |  | 1 | 0
TRAPC044 | 3 Phase - Small | TRANSFORMER, 500 KVA, 25565Y/14760 VOLT PRIMARY, 480Y/277 VOLT SECONDARY, PADMOUNTED, THREE PHASE, 304L STAINLESS STEEL TANK AND CABINET - (SHIP TO: 2325 EMERSON ST., JAX., FL 32207) | EA | SQUARE D | PER JEA SPEC | Y | SQUARE D , PER JEA SPEC | [5 empty] | JEA UNDERGROUND DISTRIBUTION |  | 1 | 0
TRAPC060 | 3 Phase - Large | TRANSFORMER, THREE PHASE, 75KVA, 25565Y PRIMARY VOLTAGE, 240 VOLTS DELTA SECONDARY VOLTAGE, 125 KV BIL PRIMARY, 30 KV BIL SECONDARY, 170 WATTS | EA |  |  |  | , | [5 empty] | JEA UNDERGROUND DISTRIBUTION |  | 1 | 0
TRAMI001 | Misc | TRANSFORMER, 2500 KVA, 22860Y/13200 PRIMARY, 4160Y/2400 SECONDARY SUBSTATION STYLE FOR GLOBAL SHREDDING ONLY | EA | ABB POWER T & D | SEE DRAWING/SPECIFICATIONS | Y | ABB POWER T & D , SEE DRAWING/SPECIFICATIONS | [5 empty] | JEA SUBSTATION |  | 1 | 0
TRAMI001 | Misc | TRANSFORMER, 2500 KVA, 22860Y/13200 PRIMARY, 4160Y/2400 SECONDARY SUBSTATION STYLE FOR GLOBAL SHREDDING ONLY | EA | DELTA STAR INC. | SEE DRAWING/SPECIFICATION | Y | DELTA STAR INC. , SEE DRAWING/SPECIFICATION | [5 empty] | JEA SUBSTATION |  | 1 | 0
TRAMI001 | Misc | TRANSFORMER, 2500 KVA, 22860Y/13200 PRIMARY, 4160Y/2400 SECONDARY SUBSTATION STYLE FOR GLOBAL SHREDDING ONLY | EA | HYUNDAI | SEE DRAWING/SPECIFICATIONS | Y | HYUNDAI , SEE DRAWING/SPECIFICATIONS | [5 empty] | JEA SUBSTATION |  | 1 | 0
TRAMI001 | Misc | TRANSFORMER, 2500 KVA, 22860Y/13200 PRIMARY, 4160Y/2400 SECONDARY SUBSTATION STYLE FOR GLOBAL SHREDDING ONLY | EA | PROLEC (GE) | SEE DRAWING/SPECIFICATIONS | Y | PROLEC (GE) , SEE DRAWING/SPECIFICATIONS | [5 empty] | JEA SUBSTATION |  | 1 | 0
TRAMI001 | Misc | TRANSFORMER, 2500 KVA, 22860Y/13200 PRIMARY, 4160Y/2400 SECONDARY SUBSTATION STYLE FOR GLOBAL SHREDDING ONLY | EA | PTI TRANSFORMERS LP | SEE DRAWING/SPECIFICATIONS | Y | PTI TRANSFORMERS LP , SEE DRAWING/SPECIFICATIONS | [5 empty] | JEA SUBSTATION |  | 1 | 0
TRAMI001 | Misc | TRANSFORMER, 2500 KVA, 22860Y/13200 PRIMARY, 4160Y/2400 SECONDARY SUBSTATION STYLE FOR GLOBAL SHREDDING ONLY | EA | WEG | SEE DRAWING/SPECIFICATIONS | Y | WEG , SEE DRAWING/SPECIFICATIONS | [5 empty] | JEA SUBSTATION |  | 1 | 0
TRAMP016 | Single Phase | TRANSFORMER, 75 KVA, 13200Y/7620 VOLT PRIMARY, 480/240 VOLT SECONDARY, PADMOUNTED, SINGLE PHASE. (SHIP TO: 2325 EMERSON ST., JAX., FL 32207) | EA | ABB | PER SPECIFICATION | Y | ABB , PER SPECIFICATION | [5 empty] | JEA UNDERGROUND DISTRIBUTION |  | 1 | 0
TRAMP016 | Single Phase | TRANSFORMER, 75 KVA, 13200Y/7620 VOLT PRIMARY, 480/240 VOLT SECONDARY, PADMOUNTED, SINGLE PHASE. (SHIP TO: 2325 EMERSON ST., JAX., FL 32207) | EA | CAM TRAN | PER JEA SPEC | Y | CAM TRAN , PER JEA SPEC | [5 empty] | JEA UNDERGROUND DISTRIBUTION |  | 1 | 0
TRAMP016 | Single Phase | TRANSFORMER, 75 KVA, 13200Y/7620 VOLT PRIMARY, 480/240 VOLT SECONDARY, PADMOUNTED, SINGLE PHASE. (SHIP TO: 2325 EMERSON ST., JAX., FL 32207) | EA | CARTE INTERNATIONAL | PER JEA SPEC | Y | CARTE INTERNATIONAL , PER JEA SPEC | [5 empty] | JEA UNDERGROUND DISTRIBUTION |  | 1 | 0
TRAMP016 | Single Phase | TRANSFORMER, 75 KVA, 13200Y/7620 VOLT PRIMARY, 480/240 VOLT SECONDARY, PADMOUNTED, SINGLE PHASE. (SHIP TO: 2325 EMERSON ST., JAX., FL 32207) | EA | CENTRAL MOLONEY | PER JEA SPEC | Y | CENTRAL MOLONEY , PER JEA SPEC | [5 empty] | JEA UNDERGROUND DISTRIBUTION |  | 1 | 0
TRAMP016 | Single Phase | TRANSFORMER, 75 KVA, 13200Y/7620 VOLT PRIMARY, 480/240 VOLT SECONDARY, PADMOUNTED, SINGLE PHASE. (SHIP TO: 2325 EMERSON ST., JAX., FL 32207) | EA | COOPER POWER SYSTEMS | PER JEA SPEC | Y | COOPER POWER SYSTEMS , PER JEA SPEC | [5 empty] | JEA UNDERGROUND DISTRIBUTION |  | 1 | 0
TRAMP016 | Single Phase | TRANSFORMER, 75 KVA, 13200Y/7620 VOLT PRIMARY, 480/240 VOLT SECONDARY, PADMOUNTED, SINGLE PHASE. (SHIP TO: 2325 EMERSON ST., JAX., FL 32207) | EA | ERMCO TRANS | PER JEA SPEC | Y | ERMCO TRANS , PER JEA SPEC | [5 empty] | JEA UNDERGROUND DISTRIBUTION |  | 1 | 0
TRAMP016 | Single Phase | TRANSFORMER, 75 KVA, 13200Y/7620 VOLT PRIMARY, 480/240 VOLT SECONDARY, PADMOUNTED, SINGLE PHASE. (SHIP TO: 2325 EMERSON ST., JAX., FL 32207) | EA | HOWARD | PER JEA SPEC | Y | HOWARD , PER JEA SPEC | [5 empty] | JEA UNDERGROUND DISTRIBUTION |  | 1 | 0
TRAMP016 | Single Phase | TRANSFORMER, 75 KVA, 13200Y/7620 VOLT PRIMARY, 480/240 VOLT SECONDARY, PADMOUNTED, SINGLE PHASE. (SHIP TO: 2325 EMERSON ST., JAX., FL 32207) | EA | INTERNATIONAL ELECTRIC CO | PER JEA SPEC | Y | INTERNATIONAL ELECTRIC CO , PER JEA SPEC | [5 empty] | JEA UNDERGROUND DISTRIBUTION |  | 1 | 0
TRAMP016 | Single Phase | TRANSFORMER, 75 KVA, 13200Y/7620 VOLT PRIMARY, 480/240 VOLT SECONDARY, PADMOUNTED, SINGLE PHASE. (SHIP TO: 2325 EMERSON ST., JAX., FL 32207) | EA | MGM TRANSFORMER COMPANY | PER SPECIFICATION | Y | MGM TRANSFORMER COMPANY , PER SPECIFICATION | [5 empty] | JEA UNDERGROUND DISTRIBUTION |  | 1 | 0
TRAMP016 | Single Phase | TRANSFORMER, 75 KVA, 13200Y/7620 VOLT PRIMARY, 480/240 VOLT SECONDARY, PADMOUNTED, SINGLE PHASE. (SHIP TO: 2325 EMERSON ST., JAX., FL 32207) | EA | PROLEC (GE) | PER JEA SPEC | Y | PROLEC (GE) , PER JEA SPEC | [5 empty] | JEA UNDERGROUND DISTRIBUTION |  | 1 | 0
TRAPB012 | 3 Phase - Large | TRANSFORMER, 1000 KVA, 13200Y/7620 VOLT PRIMARY, 480Y/277 VOLT SECONDARY, PADMOUNTED, THREE PHASE - (SHIP TO: 2325 EMERSON ST., JAX., FL 32207) | EA | CARTE INTERNATIONAL | PER JEA SPEC | Y | CARTE INTERNATIONAL , PER JEA SPEC | [5 empty] | JEA UNDERGROUND DISTRIBUTION |  | 1 | 0
TRAPB012 | 3 Phase - Large | TRANSFORMER, 1000 KVA, 13200Y/7620 VOLT PRIMARY, 480Y/277 VOLT SECONDARY, PADMOUNTED, THREE PHASE - (SHIP TO: 2325 EMERSON ST., JAX., FL 32207) | EA | CENTRAL MOLONEY | PER JEA SPEC | Y | CENTRAL MOLONEY , PER JEA SPEC | [5 empty] | JEA UNDERGROUND DISTRIBUTION |  | 1 | 0
TRAPB012 | 3 Phase - Large | TRANSFORMER, 1000 KVA, 13200Y/7620 VOLT PRIMARY, 480Y/277 VOLT SECONDARY, PADMOUNTED, THREE PHASE - (SHIP TO: 2325 EMERSON ST., JAX., FL 32207) | EA | CG POWER SYSTEM / PAUWELS | PER JEA SPEC | Y | CG POWER SYSTEM / PAUWELS , PER JEA SPEC | [5 empty] | JEA UNDERGROUND DISTRIBUTION |  | 1 | 0
TRAPB012 | 3 Phase - Large | TRANSFORMER, 1000 KVA, 13200Y/7620 VOLT PRIMARY, 480Y/277 VOLT SECONDARY, PADMOUNTED, THREE PHASE - (SHIP TO: 2325 EMERSON ST., JAX., FL 32207) | EA | COOPER POWER SYSTEMS | PER JEA SPEC | Y | COOPER POWER SYSTEMS , PER JEA SPEC | [5 empty] | JEA UNDERGROUND DISTRIBUTION |  | 1 | 0
TRAPB012 | 3 Phase - Large | TRANSFORMER, 1000 KVA, 13200Y/7620 VOLT PRIMARY, 480Y/277 VOLT SECONDARY, PADMOUNTED, THREE PHASE - (SHIP TO: 2325 EMERSON ST., JAX., FL 32207) | EA | ERMCO TRANS | PER JEA SPEC | Y | ERMCO TRANS , PER JEA SPEC | [5 empty] | JEA UNDERGROUND DISTRIBUTION |  | 1 | 0
TRAPB012 | 3 Phase - Large | TRANSFORMER, 1000 KVA, 13200Y/7620 VOLT PRIMARY, 480Y/277 VOLT SECONDARY, PADMOUNTED, THREE PHASE - (SHIP TO: 2325 EMERSON ST., JAX., FL 32207) | EA | HOWARD | PER JEA SPEC | Y | HOWARD , PER JEA SPEC | [5 empty] | JEA UNDERGROUND DISTRIBUTION |  | 1 | 0
TRAPB012 | 3 Phase - Large | TRANSFORMER, 1000 KVA, 13200Y/7620 VOLT PRIMARY, 480Y/277 VOLT SECONDARY, PADMOUNTED, THREE PHASE - (SHIP TO: 2325 EMERSON ST., JAX., FL 32207) | EA | MGM TRANSFORMER COMPANY | PER SPECIFICATION | Y | MGM TRANSFORMER COMPANY , PER SPECIFICATION | [5 empty] | JEA UNDERGROUND DISTRIBUTION |  | 1 | 0
TRAPB012 | 3 Phase - Large | TRANSFORMER, 1000 KVA, 13200Y/7620 VOLT PRIMARY, 480Y/277 VOLT SECONDARY, PADMOUNTED, THREE PHASE - (SHIP TO: 2325 EMERSON ST., JAX., FL 32207) | EA | NATIONAL INDUST (ABB) | PER JEA SPEC | Y | NATIONAL INDUST (ABB) , PER JEA SPEC | [5 empty] | JEA UNDERGROUND DISTRIBUTION |  | 1 | 0
TRAPB012 | 3 Phase - Large | TRANSFORMER, 1000 KVA, 13200Y/7620 VOLT PRIMARY, 480Y/277 VOLT SECONDARY, PADMOUNTED, THREE PHASE - (SHIP TO: 2325 EMERSON ST., JAX., FL 32207) | EA | PROLEC (GE) | PER JEA SPEC | Y | PROLEC (GE) , PER JEA SPEC | [5 empty] | JEA UNDERGROUND DISTRIBUTION |  | 1 | 0
TRAPB012 | 3 Phase - Large | TRANSFORMER, 1000 KVA, 13200Y/7620 VOLT PRIMARY, 480Y/277 VOLT SECONDARY, PADMOUNTED, THREE PHASE - (SHIP TO: 2325 EMERSON ST., JAX., FL 32207) | EA | SQUARE D | PER JEA SPEC | Y | SQUARE D , PER JEA SPEC | [5 empty] | JEA UNDERGROUND DISTRIBUTION |  | 1 | 0
TRAPB015 | 3 Phase - Small | TRANSFORMER, 75 KVA, 13200Y/7620 VOLT PRIMARY, 480Y/277 VOLT SECONDARY, PADMOUNTED, THREE PHASE - (SHIP TO: 2325 EMERSON ST., JAX., FL 32207) | EA | CARTE INTERNATIONAL | PER JEA SPEC | Y | CARTE INTERNATIONAL , PER JEA SPEC | [5 empty] | JEA UNDERGROUND DISTRIBUTION |  | 1 | 0
TRAPB015 | 3 Phase - Small | TRANSFORMER, 75 KVA, 13200Y/7620 VOLT PRIMARY, 480Y/277 VOLT SECONDARY, PADMOUNTED, THREE PHASE - (SHIP TO: 2325 EMERSON ST., JAX., FL 32207) | EA | CENTRAL MOLONEY | PER JEA SPEC | Y | CENTRAL MOLONEY , PER JEA SPEC | [5 empty] | JEA UNDERGROUND DISTRIBUTION |  | 1 | 0
TRAPB015 | 3 Phase - Small | TRANSFORMER, 75 KVA, 13200Y/7620 VOLT PRIMARY, 480Y/277 VOLT SECONDARY, PADMOUNTED, THREE PHASE - (SHIP TO: 2325 EMERSON ST., JAX., FL 32207) | EA | CG POWER SYSTEM / PAUWELS | PER JEA SPEC | Y | CG POWER SYSTEM / PAUWELS , PER JEA SPEC | [5 empty] | JEA UNDERGROUND DISTRIBUTION |  | 1 | 0
TRAPB015 | 3 Phase - Small | TRANSFORMER, 75 KVA, 13200Y/7620 VOLT PRIMARY, 480Y/277 VOLT SECONDARY, PADMOUNTED, THREE PHASE - (SHIP TO: 2325 EMERSON ST., JAX., FL 32207) | EA | COOPER POWER SYSTEMS | PER JEA SPEC | Y | COOPER POWER SYSTEMS , PER JEA SPEC | [5 empty] | JEA UNDERGROUND DISTRIBUTION |  | 1 | 0
TRAPB015 | 3 Phase - Small | TRANSFORMER, 75 KVA, 13200Y/7620 VOLT PRIMARY, 480Y/277 VOLT SECONDARY, PADMOUNTED, THREE PHASE - (SHIP TO: 2325 EMERSON ST., JAX., FL 32207) | EA | ERMCO TRANS | PER JEA SPEC | Y | ERMCO TRANS , PER JEA SPEC | [5 empty] | JEA UNDERGROUND DISTRIBUTION |  | 1 | 0
TRAPB015 | 3 Phase - Small | TRANSFORMER, 75 KVA, 13200Y/7620 VOLT PRIMARY, 480Y/277 VOLT SECONDARY, PADMOUNTED, THREE PHASE - (SHIP TO: 2325 EMERSON ST., JAX., FL 32207) | EA | HOWARD | PER JEA SPEC | Y | HOWARD , PER JEA SPEC | [5 empty] | JEA UNDERGROUND DISTRIBUTION |  | 1 | 0
TRAPB015 | 3 Phase - Small | TRANSFORMER, 75 KVA, 13200Y/7620 VOLT PRIMARY, 480Y/277 VOLT SECONDARY, PADMOUNTED, THREE PHASE - (SHIP TO: 2325 EMERSON ST., JAX., FL 32207) | EA | MGM TRANSFORMER COMPANY | PER SPECIFICATION | Y | MGM TRANSFORMER COMPANY , PER SPECIFICATION | [5 empty] | JEA UNDERGROUND DISTRIBUTION |  | 1 | 0
TRAPB015 | 3 Phase - Small | TRANSFORMER, 75 KVA, 13200Y/7620 VOLT PRIMARY, 480Y/277 VOLT SECONDARY, PADMOUNTED, THREE PHASE - (SHIP TO: 2325 EMERSON ST., JAX., FL 32207) | EA | NATIONAL INDUST (ABB) | PER JEA SPEC | Y | NATIONAL INDUST (ABB) , PER JEA SPEC | [5 empty] | JEA UNDERGROUND DISTRIBUTION |  | 1 | 0
TRAPB015 | 3 Phase - Small | TRANSFORMER, 75 KVA, 13200Y/7620 VOLT PRIMARY, 480Y/277 VOLT SECONDARY, PADMOUNTED, THREE PHASE - (SHIP TO: 2325 EMERSON ST., JAX., FL 32207) | EA | PROLEC (GE) | PER JEA SPEC | Y | PROLEC (GE) , PER JEA SPEC | [5 empty] | JEA UNDERGROUND DISTRIBUTION |  | 1 | 0
TRAPB015 | 3 Phase - Small | TRANSFORMER, 75 KVA, 13200Y/7620 VOLT PRIMARY, 480Y/277 VOLT SECONDARY, PADMOUNTED, THREE PHASE - (SHIP TO: 2325 EMERSON ST., JAX., FL 32207) | EA | SQUARE D | PER JEA SPEC | Y | SQUARE D , PER JEA SPEC | [5 empty] | JEA UNDERGROUND DISTRIBUTION |  | 1 | 0
TRAPC005 | 3 Phase - Large | TRANSFORMER, 1000 KVA, 25565Y/14760 VOLT PRIMARY, 208Y/120 VOLT SECONDARY, PADMOUNTED, THREE PHASE - (SHIP TO: 2325 EMERSON ST., JAX., FL 32207) | EA | CAM TRAN | PER JEA SPEC | Y | CAM TRAN , PER JEA SPEC | [5 empty] | JEA UNDERGROUND DISTRIBUTION |  | 1 | 0
TRAPC005 | 3 Phase - Large | TRANSFORMER, 1000 KVA, 25565Y/14760 VOLT PRIMARY, 208Y/120 VOLT SECONDARY, PADMOUNTED, THREE PHASE - (SHIP TO: 2325 EMERSON ST., JAX., FL 32207) | EA | CARTE INTERNATIONAL | PER JEA SPEC | Y | CARTE INTERNATIONAL , PER JEA SPEC | [5 empty] | JEA UNDERGROUND DISTRIBUTION |  | 1 | 0
TRAPC005 | 3 Phase - Large | TRANSFORMER, 1000 KVA, 25565Y/14760 VOLT PRIMARY, 208Y/120 VOLT SECONDARY, PADMOUNTED, THREE PHASE - (SHIP TO: 2325 EMERSON ST., JAX., FL 32207) | EA | CENTRAL MOLONEY | PER JEA SPEC | Y | CENTRAL MOLONEY , PER JEA SPEC | [5 empty] | JEA UNDERGROUND DISTRIBUTION |  | 1 | 0
TRAPC005 | 3 Phase - Large | TRANSFORMER, 1000 KVA, 25565Y/14760 VOLT PRIMARY, 208Y/120 VOLT SECONDARY, PADMOUNTED, THREE PHASE - (SHIP TO: 2325 EMERSON ST., JAX., FL 32207) | EA | CG POWER SYSTEM / PAUWELS | PER JEA SPEC | Y | CG POWER SYSTEM / PAUWELS , PER JEA SPEC | [5 empty] | JEA UNDERGROUND DISTRIBUTION |  | 1 | 0
TRAPC005 | 3 Phase - Large | TRANSFORMER, 1000 KVA, 25565Y/14760 VOLT PRIMARY, 208Y/120 VOLT SECONDARY, PADMOUNTED, THREE PHASE - (SHIP TO: 2325 EMERSON ST., JAX., FL 32207) | EA | COOPER POWER SYSTEMS | PER JEA SPEC | Y | COOPER POWER SYSTEMS , PER JEA SPEC | [5 empty] | JEA UNDERGROUND DISTRIBUTION |  | 1 | 0
TRAPC005 | 3 Phase - Large | TRANSFORMER, 1000 KVA, 25565Y/14760 VOLT PRIMARY, 208Y/120 VOLT SECONDARY, PADMOUNTED, THREE PHASE - (SHIP TO: 2325 EMERSON ST., JAX., FL 32207) | EA | ERMCO TRANS | PER JEA SPEC | Y | ERMCO TRANS , PER JEA SPEC | [5 empty] | JEA UNDERGROUND DISTRIBUTION |  | 1 | 0
TRAPC005 | 3 Phase - Large | TRANSFORMER, 1000 KVA, 25565Y/14760 VOLT PRIMARY, 208Y/120 VOLT SECONDARY, PADMOUNTED, THREE PHASE - (SHIP TO: 2325 EMERSON ST., JAX., FL 32207) | EA | HOWARD | PER JEA SPEC | Y | HOWARD , PER JEA SPEC | [5 empty] | JEA UNDERGROUND DISTRIBUTION |  | 1 | 0
TRAPC005 | 3 Phase - Large | TRANSFORMER, 1000 KVA, 25565Y/14760 VOLT PRIMARY, 208Y/120 VOLT SECONDARY, PADMOUNTED, THREE PHASE - (SHIP TO: 2325 EMERSON ST., JAX., FL 32207) | EA | MGM TRANSFORMER COMPANY | PER SPECIFICATION | Y | MGM TRANSFORMER COMPANY , PER SPECIFICATION | [5 empty] | JEA UNDERGROUND DISTRIBUTION |  | 1 | 0
TRAPC005 | 3 Phase - Large | TRANSFORMER, 1000 KVA, 25565Y/14760 VOLT PRIMARY, 208Y/120 VOLT SECONDARY, PADMOUNTED, THREE PHASE - (SHIP TO: 2325 EMERSON ST., JAX., FL 32207) | EA | NATIONAL INDUST (ABB) | PER JEA SPEC | Y | NATIONAL INDUST (ABB) , PER JEA SPEC | [5 empty] | JEA UNDERGROUND DISTRIBUTION |  | 1 | 0
TRAPC005 | 3 Phase - Large | TRANSFORMER, 1000 KVA, 25565Y/14760 VOLT PRIMARY, 208Y/120 VOLT SECONDARY, PADMOUNTED, THREE PHASE - (SHIP TO: 2325 EMERSON ST., JAX., FL 32207) | EA | PROLEC (GE) | PER JEA SPEC | Y | PROLEC (GE) , PER JEA SPEC | [5 empty] | JEA UNDERGROUND DISTRIBUTION |  | 1 | 0
TRAPC005 | 3 Phase - Large | TRANSFORMER, 1000 KVA, 25565Y/14760 VOLT PRIMARY, 208Y/120 VOLT SECONDARY, PADMOUNTED, THREE PHASE - (SHIP TO: 2325 EMERSON ST., JAX., FL 32207) | EA | SQUARE D | PER JEA SPEC | Y | SQUARE D , PER JEA SPEC | [5 empty] | JEA UNDERGROUND DISTRIBUTION |  | 1 | 0
TRACA003 | Pole Mounted | TRANSFORMER, 25 KVA, 2400/4160Y VOLT PRIMARY, 120/240 VOLT SECONDARY, SINGLE PHASE, CONVENTIONAL | EA | CARTE INTERNATIONAL | PER JEA SPEC | Y | CARTE INTERNATIONAL , PER JEA SPEC | [5 empty] | JEA OVERHEAD DISTRIBUTION |  | 2 | 0
TRACA003 | Pole Mounted | TRANSFORMER, 25 KVA, 2400/4160Y VOLT PRIMARY, 120/240 VOLT SECONDARY, SINGLE PHASE, CONVENTIONAL | EA | CENTRAL MOLONEY | PER JEA SPEC | Y | CENTRAL MOLONEY , PER JEA SPEC | [5 empty] | JEA OVERHEAD DISTRIBUTION |  | 2 | 0
TRACA003 | Pole Mounted | TRANSFORMER, 25 KVA, 2400/4160Y VOLT PRIMARY, 120/240 VOLT SECONDARY, SINGLE PHASE, CONVENTIONAL | EA | COOPER POWER SYSTEMS | PER JEA SPEC | Y | COOPER POWER SYSTEMS , PER JEA SPEC | [5 empty] | JEA OVERHEAD DISTRIBUTION |  | 2 | 0
TRACA003 | Pole Mounted | TRANSFORMER, 25 KVA, 2400/4160Y VOLT PRIMARY, 120/240 VOLT SECONDARY, SINGLE PHASE, CONVENTIONAL | EA | ERMCO TRANS | PER JEA SPEC | Y | ERMCO TRANS , PER JEA SPEC | [5 empty] | JEA OVERHEAD DISTRIBUTION |  | 2 | 0
TRACA003 | Pole Mounted | TRANSFORMER, 25 KVA, 2400/4160Y VOLT PRIMARY, 120/240 VOLT SECONDARY, SINGLE PHASE, CONVENTIONAL | EA | HOWARD | PER JEA SPEC | Y | HOWARD , PER JEA SPEC | [5 empty] | JEA OVERHEAD DISTRIBUTION |  | 2 | 0
TRACA003 | Pole Mounted | TRANSFORMER, 25 KVA, 2400/4160Y VOLT PRIMARY, 120/240 VOLT SECONDARY, SINGLE PHASE, CONVENTIONAL | EA | NATIONAL INDUST (ABB) | PER JEA SPEC | Y | NATIONAL INDUST (ABB) , PER JEA SPEC | [5 empty] | JEA OVERHEAD DISTRIBUTION |  | 2 | 0
TRACA003 | Pole Mounted | TRANSFORMER, 25 KVA, 2400/4160Y VOLT PRIMARY, 120/240 VOLT SECONDARY, SINGLE PHASE, CONVENTIONAL | EA | PROLEC (GE) | PER JEA SPEC | Y | PROLEC (GE) , PER JEA SPEC | [5 empty] | JEA OVERHEAD DISTRIBUTION |  | 2 | 0
TRACA003 | Pole Mounted | TRANSFORMER, 25 KVA, 2400/4160Y VOLT PRIMARY, 120/240 VOLT SECONDARY, SINGLE PHASE, CONVENTIONAL | EA |  |  |  | , | [5 empty] | JEA OVERHEAD DISTRIBUTION |  | 2 | 0
TRACB001 | Pole Mounted | TRANSFORMER, 50 KVA, 2400/4160Y VOLT PRIMARY, 240/480 VOLT SECONDARY, SINGLE PHASE, CONVENTIONAL | EA | CENTRAL MOLONEY | PER JEA SPEC | Y | CENTRAL MOLONEY , PER JEA SPEC | [5 empty] | JEA OVERHEAD DISTRIBUTION |  | 2 | 0
TRACB001 | Pole Mounted | TRANSFORMER, 50 KVA, 2400/4160Y VOLT PRIMARY, 240/480 VOLT SECONDARY, SINGLE PHASE, CONVENTIONAL | EA | ERMCO TRANS | PER JEA SPEC | Y | ERMCO TRANS , PER JEA SPEC | [5 empty] | JEA OVERHEAD DISTRIBUTION |  | 2 | 0
TRACE001 | Pole Mounted | TRANSFORMER, 50 KVA, 7620/13200Y VOLT PRIMARY, 240/480 VOLT SECONDARY, SINGLE PHASE, CONVENTIONAL | EA | CARTE INTERNATIONAL | PER JEA SPEC | Y | CARTE INTERNATIONAL , PER JEA SPEC | [5 empty] | JEA OVERHEAD DISTRIBUTION |  | 2 | 0
TRACE001 | Pole Mounted | TRANSFORMER, 50 KVA, 7620/13200Y VOLT PRIMARY, 240/480 VOLT SECONDARY, SINGLE PHASE, CONVENTIONAL | EA | CENTRAL MOLONEY | PER JEA SPEC | Y | CENTRAL MOLONEY , PER JEA SPEC | [5 empty] | JEA OVERHEAD DISTRIBUTION |  | 2 | 0
TRACE001 | Pole Mounted | TRANSFORMER, 50 KVA, 7620/13200Y VOLT PRIMARY, 240/480 VOLT SECONDARY, SINGLE PHASE, CONVENTIONAL | EA | COOPER POWER SYSTEMS | PER JEA SPEC | Y | COOPER POWER SYSTEMS , PER JEA SPEC | [5 empty] | JEA OVERHEAD DISTRIBUTION |  | 2 | 0
TRACE001 | Pole Mounted | TRANSFORMER, 50 KVA, 7620/13200Y VOLT PRIMARY, 240/480 VOLT SECONDARY, SINGLE PHASE, CONVENTIONAL | EA | ERMCO TRANS | PER JEA SPEC | Y | ERMCO TRANS , PER JEA SPEC | [5 empty] | JEA OVERHEAD DISTRIBUTION |  | 2 | 0
TRACE001 | Pole Mounted | TRANSFORMER, 50 KVA, 7620/13200Y VOLT PRIMARY, 240/480 VOLT SECONDARY, SINGLE PHASE, CONVENTIONAL | EA | HOWARD | PER JEA SPEC | Y | HOWARD , PER JEA SPEC | [5 empty] | JEA OVERHEAD DISTRIBUTION |  | 2 | 0
TRACH003 | Pole Mounted | TRANSFORMER, 75 KVA, 14760/25565Y VOLT PRIMARY, 240/480 VOLT SECONDARY, SINGLE PHASE, CONVENTIONAL | EA | CARTE INTERNATIONAL | PER JEA SPEC | Y | CARTE INTERNATIONAL , PER JEA SPEC | [5 empty] | JEA OVERHEAD DISTRIBUTION |  | 2 | 0
TRACH003 | Pole Mounted | TRANSFORMER, 75 KVA, 14760/25565Y VOLT PRIMARY, 240/480 VOLT SECONDARY, SINGLE PHASE, CONVENTIONAL | EA | CENTRAL MOLONEY | PER JEA SPEC | Y | CENTRAL MOLONEY , PER JEA SPEC | [5 empty] | JEA OVERHEAD DISTRIBUTION |  | 2 | 0
TRACH003 | Pole Mounted | TRANSFORMER, 75 KVA, 14760/25565Y VOLT PRIMARY, 240/480 VOLT SECONDARY, SINGLE PHASE, CONVENTIONAL | EA | COOPER POWER SYSTEMS | PER JEA SPEC | Y | COOPER POWER SYSTEMS , PER JEA SPEC | [5 empty] | JEA OVERHEAD DISTRIBUTION |  | 2 | 0
TRACH003 | Pole Mounted | TRANSFORMER, 75 KVA, 14760/25565Y VOLT PRIMARY, 240/480 VOLT SECONDARY, SINGLE PHASE, CONVENTIONAL | EA | ERMCO TRANS | PER JEA SPEC | Y | ERMCO TRANS , PER JEA SPEC | [5 empty] | JEA OVERHEAD DISTRIBUTION |  | 2 | 0
TRACH003 | Pole Mounted | TRANSFORMER, 75 KVA, 14760/25565Y VOLT PRIMARY, 240/480 VOLT SECONDARY, SINGLE PHASE, CONVENTIONAL | EA | HOWARD | PER JEA SPEC | Y | HOWARD , PER JEA SPEC | [5 empty] | JEA OVERHEAD DISTRIBUTION |  | 2 | 0
TRACH003 | Pole Mounted | TRANSFORMER, 75 KVA, 14760/25565Y VOLT PRIMARY, 240/480 VOLT SECONDARY, SINGLE PHASE, CONVENTIONAL | EA | NATIONAL INDUST (ABB) | PER JEA SPEC | Y | NATIONAL INDUST (ABB) , PER JEA SPEC | [5 empty] | JEA OVERHEAD DISTRIBUTION |  | 2 | 0
TRACH003 | Pole Mounted | TRANSFORMER, 75 KVA, 14760/25565Y VOLT PRIMARY, 240/480 VOLT SECONDARY, SINGLE PHASE, CONVENTIONAL | EA | PROLEC (GE) | PER JEA SPEC | Y | PROLEC (GE) , PER JEA SPEC | [5 empty] | JEA OVERHEAD DISTRIBUTION |  | 2 | 0
TRAPA008 | 3 Phase - Large | TRANSFORMER, 750 KVA, 4160Y/2400 VOLT PRIMARY, 480Y/277 VOLT SECONDARY, PADMOUNTED, THREE PHASE - (SHIP TO: 2325 EMERSON ST., JAX., FL 32207) | EA | CARTE INTERNATIONAL | PER JEA SPEC | Y | CARTE INTERNATIONAL , PER JEA SPEC | [5 empty] | JEA UNDERGROUND DISTRIBUTION |  | 2 | 0
TRAPA008 | 3 Phase - Large | TRANSFORMER, 750 KVA, 4160Y/2400 VOLT PRIMARY, 480Y/277 VOLT SECONDARY, PADMOUNTED, THREE PHASE - (SHIP TO: 2325 EMERSON ST., JAX., FL 32207) | EA | CENTRAL MOLONEY | PER JEA SPEC | Y | CENTRAL MOLONEY , PER JEA SPEC | [5 empty] | JEA UNDERGROUND DISTRIBUTION |  | 2 | 0
TRAPA008 | 3 Phase - Large | TRANSFORMER, 750 KVA, 4160Y/2400 VOLT PRIMARY, 480Y/277 VOLT SECONDARY, PADMOUNTED, THREE PHASE - (SHIP TO: 2325 EMERSON ST., JAX., FL 32207) | EA | CG POWER SYSTEM / PAUWELS | PER JEA SPEC | Y | CG POWER SYSTEM / PAUWELS , PER JEA SPEC | [5 empty] | JEA UNDERGROUND DISTRIBUTION |  | 2 | 0
TRAPA008 | 3 Phase - Large | TRANSFORMER, 750 KVA, 4160Y/2400 VOLT PRIMARY, 480Y/277 VOLT SECONDARY, PADMOUNTED, THREE PHASE - (SHIP TO: 2325 EMERSON ST., JAX., FL 32207) | EA | COOPER POWER SYSTEMS | PER JEA SPEC | Y | COOPER POWER SYSTEMS , PER JEA SPEC | [5 empty] | JEA UNDERGROUND DISTRIBUTION |  | 2 | 0
TRAPA008 | 3 Phase - Large | TRANSFORMER, 750 KVA, 4160Y/2400 VOLT PRIMARY, 480Y/277 VOLT SECONDARY, PADMOUNTED, THREE PHASE - (SHIP TO: 2325 EMERSON ST., JAX., FL 32207) | EA | ERMCO TRANS | PER JEA SPEC | Y | ERMCO TRANS , PER JEA SPEC | [5 empty] | JEA UNDERGROUND DISTRIBUTION |  | 2 | 0
TRAPA008 | 3 Phase - Large | TRANSFORMER, 750 KVA, 4160Y/2400 VOLT PRIMARY, 480Y/277 VOLT SECONDARY, PADMOUNTED, THREE PHASE - (SHIP TO: 2325 EMERSON ST., JAX., FL 32207) | EA | HOWARD | PER JEA SPEC | Y | HOWARD , PER JEA SPEC | [5 empty] | JEA UNDERGROUND DISTRIBUTION |  | 2 | 0
TRAPA008 | 3 Phase - Large | TRANSFORMER, 750 KVA, 4160Y/2400 VOLT PRIMARY, 480Y/277 VOLT SECONDARY, PADMOUNTED, THREE PHASE - (SHIP TO: 2325 EMERSON ST., JAX., FL 32207) | EA | MGM TRANSFORMER COMPANY | PER SPECIFICATION | Y | MGM TRANSFORMER COMPANY , PER SPECIFICATION | [5 empty] | JEA UNDERGROUND DISTRIBUTION |  | 2 | 0
TRAPA008 | 3 Phase - Large | TRANSFORMER, 750 KVA, 4160Y/2400 VOLT PRIMARY, 480Y/277 VOLT SECONDARY, PADMOUNTED, THREE PHASE - (SHIP TO: 2325 EMERSON ST., JAX., FL 32207) | EA | NATIONAL INDUST (ABB) | PER JEA SPEC | Y | NATIONAL INDUST (ABB) , PER JEA SPEC | [5 empty] | JEA UNDERGROUND DISTRIBUTION |  | 2 | 0
TRAPA008 | 3 Phase - Large | TRANSFORMER, 750 KVA, 4160Y/2400 VOLT PRIMARY, 480Y/277 VOLT SECONDARY, PADMOUNTED, THREE PHASE - (SHIP TO: 2325 EMERSON ST., JAX., FL 32207) | EA | PROLEC (GE) | PER JEA SPEC | Y | PROLEC (GE) , PER JEA SPEC | [5 empty] | JEA UNDERGROUND DISTRIBUTION |  | 2 | 0
TRAPA008 | 3 Phase - Large | TRANSFORMER, 750 KVA, 4160Y/2400 VOLT PRIMARY, 480Y/277 VOLT SECONDARY, PADMOUNTED, THREE PHASE - (SHIP TO: 2325 EMERSON ST., JAX., FL 32207) | EA | SQUARE D | PER JEA SPEC | Y | SQUARE D , PER JEA SPEC | [5 empty] | JEA UNDERGROUND DISTRIBUTION |  | 2 | 0
TRAPB009 | 3 Phase - Small | TRANSFORMER, 300 KVA, 13200Y/7620 VOLT PRIMARY, 480Y/277 VOLT SECONDARY, PADMOUNTED, THREE PHASE - (SHIP TO: 2325 EMERSON ST., JAX., FL 32207) | EA | CARTE INTERNATIONAL | PER JEA SPEC | Y | CARTE INTERNATIONAL , PER JEA SPEC | [5 empty] | JEA UNDERGROUND DISTRIBUTION |  | 2 | 0
TRAPB009 | 3 Phase - Small | TRANSFORMER, 300 KVA, 13200Y/7620 VOLT PRIMARY, 480Y/277 VOLT SECONDARY, PADMOUNTED, THREE PHASE - (SHIP TO: 2325 EMERSON ST., JAX., FL 32207) | EA | CENTRAL MOLONEY | PER JEA SPEC | Y | CENTRAL MOLONEY , PER JEA SPEC | [5 empty] | JEA UNDERGROUND DISTRIBUTION |  | 2 | 0
TRAPB009 | 3 Phase - Small | TRANSFORMER, 300 KVA, 13200Y/7620 VOLT PRIMARY, 480Y/277 VOLT SECONDARY, PADMOUNTED, THREE PHASE - (SHIP TO: 2325 EMERSON ST., JAX., FL 32207) | EA | CG POWER SYSTEM / PAUWELS | PER JEA SPEC | Y | CG POWER SYSTEM / PAUWELS , PER JEA SPEC | [5 empty] | JEA UNDERGROUND DISTRIBUTION |  | 2 | 0
TRAPB009 | 3 Phase - Small | TRANSFORMER, 300 KVA, 13200Y/7620 VOLT PRIMARY, 480Y/277 VOLT SECONDARY, PADMOUNTED, THREE PHASE - (SHIP TO: 2325 EMERSON ST., JAX., FL 32207) | EA | COOPER POWER SYSTEMS | PER JEA SPEC | Y | COOPER POWER SYSTEMS , PER JEA SPEC | [5 empty] | JEA UNDERGROUND DISTRIBUTION |  | 2 | 0
TRAPB009 | 3 Phase - Small | TRANSFORMER, 300 KVA, 13200Y/7620 VOLT PRIMARY, 480Y/277 VOLT SECONDARY, PADMOUNTED, THREE PHASE - (SHIP TO: 2325 EMERSON ST., JAX., FL 32207) | EA | ERMCO TRANS | PER JEA SPEC | Y | ERMCO TRANS , PER JEA SPEC | [5 empty] | JEA UNDERGROUND DISTRIBUTION |  | 2 | 0
TRAPB009 | 3 Phase - Small | TRANSFORMER, 300 KVA, 13200Y/7620 VOLT PRIMARY, 480Y/277 VOLT SECONDARY, PADMOUNTED, THREE PHASE - (SHIP TO: 2325 EMERSON ST., JAX., FL 32207) | EA | HOWARD | PER JEA SPEC | Y | HOWARD , PER JEA SPEC | [5 empty] | JEA UNDERGROUND DISTRIBUTION |  | 2 | 0
TRAPB009 | 3 Phase - Small | TRANSFORMER, 300 KVA, 13200Y/7620 VOLT PRIMARY, 480Y/277 VOLT SECONDARY, PADMOUNTED, THREE PHASE - (SHIP TO: 2325 EMERSON ST., JAX., FL 32207) | EA | MGM TRANSFORMER COMPANY | PER SPECIFICATION | Y | MGM TRANSFORMER COMPANY , PER SPECIFICATION | [5 empty] | JEA UNDERGROUND DISTRIBUTION |  | 2 | 0
TRAPB009 | 3 Phase - Small | TRANSFORMER, 300 KVA, 13200Y/7620 VOLT PRIMARY, 480Y/277 VOLT SECONDARY, PADMOUNTED, THREE PHASE - (SHIP TO: 2325 EMERSON ST., JAX., FL 32207) | EA | NATIONAL INDUST (ABB) | PER JEA SPEC | Y | NATIONAL INDUST (ABB) , PER JEA SPEC | [5 empty] | JEA UNDERGROUND DISTRIBUTION |  | 2 | 0
TRAPB009 | 3 Phase - Small | TRANSFORMER, 300 KVA, 13200Y/7620 VOLT PRIMARY, 480Y/277 VOLT SECONDARY, PADMOUNTED, THREE PHASE - (SHIP TO: 2325 EMERSON ST., JAX., FL 32207) | EA | PROLEC (GE) | PER JEA SPEC | Y | PROLEC (GE) , PER JEA SPEC | [5 empty] | JEA UNDERGROUND DISTRIBUTION |  | 2 | 0
TRAPB009 | 3 Phase - Small | TRANSFORMER, 300 KVA, 13200Y/7620 VOLT PRIMARY, 480Y/277 VOLT SECONDARY, PADMOUNTED, THREE PHASE - (SHIP TO: 2325 EMERSON ST., JAX., FL 32207) | EA | SQUARE D | PER JEA SPEC | Y | SQUARE D , PER JEA SPEC | [5 empty] | JEA UNDERGROUND DISTRIBUTION |  | 2 | 0
TRAPB013 | 3 Phase - Large | TRANSFORMER, 1500 KVA, 13200Y/7620 VOLT PRIMARY, 480Y/277 VOLT SECONDARY, PADMOUNTED, THREE PHASE - (SHIP TO: 2325 EMERSON ST., JAX., FL 32207) | EA | CARTE INTERNATIONAL | PER JEA SPEC | Y | CARTE INTERNATIONAL , PER JEA SPEC | [5 empty] | JEA UNDERGROUND DISTRIBUTION |  | 2 | 0
TRAPB013 | 3 Phase - Large | TRANSFORMER, 1500 KVA, 13200Y/7620 VOLT PRIMARY, 480Y/277 VOLT SECONDARY, PADMOUNTED, THREE PHASE - (SHIP TO: 2325 EMERSON ST., JAX., FL 32207) | EA | CENTRAL MOLONEY | PER JEA SPEC | Y | CENTRAL MOLONEY , PER JEA SPEC | [5 empty] | JEA UNDERGROUND DISTRIBUTION |  | 2 | 0
TRAPB013 | 3 Phase - Large | TRANSFORMER, 1500 KVA, 13200Y/7620 VOLT PRIMARY, 480Y/277 VOLT SECONDARY, PADMOUNTED, THREE PHASE - (SHIP TO: 2325 EMERSON ST., JAX., FL 32207) | EA | CG POWER SYSTEM / PAUWELS | PER JEA SPEC | Y | CG POWER SYSTEM / PAUWELS , PER JEA SPEC | [5 empty] | JEA UNDERGROUND DISTRIBUTION |  | 2 | 0
TRAPB013 | 3 Phase - Large | TRANSFORMER, 1500 KVA, 13200Y/7620 VOLT PRIMARY, 480Y/277 VOLT SECONDARY, PADMOUNTED, THREE PHASE - (SHIP TO: 2325 EMERSON ST., JAX., FL 32207) | EA | COOPER POWER SYSTEMS | PER JEA SPEC | Y | COOPER POWER SYSTEMS , PER JEA SPEC | [5 empty] | JEA UNDERGROUND DISTRIBUTION |  | 2 | 0
TRAPB013 | 3 Phase - Large | TRANSFORMER, 1500 KVA, 13200Y/7620 VOLT PRIMARY, 480Y/277 VOLT SECONDARY, PADMOUNTED, THREE PHASE - (SHIP TO: 2325 EMERSON ST., JAX., FL 32207) | EA | ERMCO TRANS | PER JEA SPEC | Y | ERMCO TRANS , PER JEA SPEC | [5 empty] | JEA UNDERGROUND DISTRIBUTION |  | 2 | 0
TRAPB013 | 3 Phase - Large | TRANSFORMER, 1500 KVA, 13200Y/7620 VOLT PRIMARY, 480Y/277 VOLT SECONDARY, PADMOUNTED, THREE PHASE - (SHIP TO: 2325 EMERSON ST., JAX., FL 32207) | EA | HOWARD | PER JEA SPEC | Y | HOWARD , PER JEA SPEC | [5 empty] | JEA UNDERGROUND DISTRIBUTION |  | 2 | 0
TRAPB013 | 3 Phase - Large | TRANSFORMER, 1500 KVA, 13200Y/7620 VOLT PRIMARY, 480Y/277 VOLT SECONDARY, PADMOUNTED, THREE PHASE - (SHIP TO: 2325 EMERSON ST., JAX., FL 32207) | EA | MGM TRANSFORMER COMPANY | PER SPECIFICATION | Y | MGM TRANSFORMER COMPANY , PER SPECIFICATION | [5 empty] | JEA UNDERGROUND DISTRIBUTION |  | 2 | 0
TRAPB013 | 3 Phase - Large | TRANSFORMER, 1500 KVA, 13200Y/7620 VOLT PRIMARY, 480Y/277 VOLT SECONDARY, PADMOUNTED, THREE PHASE - (SHIP TO: 2325 EMERSON ST., JAX., FL 32207) | EA | NATIONAL INDUST (ABB) | PER JEA SPEC | Y | NATIONAL INDUST (ABB) , PER JEA SPEC | [5 empty] | JEA UNDERGROUND DISTRIBUTION |  | 2 | 0
TRAPB013 | 3 Phase - Large | TRANSFORMER, 1500 KVA, 13200Y/7620 VOLT PRIMARY, 480Y/277 VOLT SECONDARY, PADMOUNTED, THREE PHASE - (SHIP TO: 2325 EMERSON ST., JAX., FL 32207) | EA | PROLEC (GE) | PER JEA SPEC | Y | PROLEC (GE) , PER JEA SPEC | [5 empty] | JEA UNDERGROUND DISTRIBUTION |  | 2 | 0
TRAPB013 | 3 Phase - Large | TRANSFORMER, 1500 KVA, 13200Y/7620 VOLT PRIMARY, 480Y/277 VOLT SECONDARY, PADMOUNTED, THREE PHASE - (SHIP TO: 2325 EMERSON ST., JAX., FL 32207) | EA | SQUARE D | PER JEA SPEC | Y | SQUARE D , PER JEA SPEC | [5 empty] | JEA UNDERGROUND DISTRIBUTION |  | 2 | 0
TRAPB016 | 3 Phase - Large | TRANSFORMER, 1500 KVA, 13200Y/7620 VOLT PRIMARY, 208Y/120 VOLT SECONDARY, PADMOUNTED, THREE PHASE - (SHIP TO: 2325 EMERSON ST., JAX., FL 32207) | EA | CARTE INTERNATIONAL | PER JEA SPEC | Y | CARTE INTERNATIONAL , PER JEA SPEC | [5 empty] | JEA UNDERGROUND DISTRIBUTION |  | 2 | 0
TRAPB016 | 3 Phase - Large | TRANSFORMER, 1500 KVA, 13200Y/7620 VOLT PRIMARY, 208Y/120 VOLT SECONDARY, PADMOUNTED, THREE PHASE - (SHIP TO: 2325 EMERSON ST., JAX., FL 32207) | EA | CENTRAL MOLONEY | PER JEA SPEC | Y | CENTRAL MOLONEY , PER JEA SPEC | [5 empty] | JEA UNDERGROUND DISTRIBUTION |  | 2 | 0
TRAPB016 | 3 Phase - Large | TRANSFORMER, 1500 KVA, 13200Y/7620 VOLT PRIMARY, 208Y/120 VOLT SECONDARY, PADMOUNTED, THREE PHASE - (SHIP TO: 2325 EMERSON ST., JAX., FL 32207) | EA | CG POWER SYSTEM / PAUWELS | PER JEA SPEC | Y | CG POWER SYSTEM / PAUWELS , PER JEA SPEC | [5 empty] | JEA UNDERGROUND DISTRIBUTION |  | 2 | 0
TRAPB016 | 3 Phase - Large | TRANSFORMER, 1500 KVA, 13200Y/7620 VOLT PRIMARY, 208Y/120 VOLT SECONDARY, PADMOUNTED, THREE PHASE - (SHIP TO: 2325 EMERSON ST., JAX., FL 32207) | EA | COOPER POWER SYSTEMS | PER JEA SPEC | Y | COOPER POWER SYSTEMS , PER JEA SPEC | [5 empty] | JEA UNDERGROUND DISTRIBUTION |  | 2 | 0
TRAPB016 | 3 Phase - Large | TRANSFORMER, 1500 KVA, 13200Y/7620 VOLT PRIMARY, 208Y/120 VOLT SECONDARY, PADMOUNTED, THREE PHASE - (SHIP TO: 2325 EMERSON ST., JAX., FL 32207) | EA | ERMCO TRANS | PER JEA SPEC | Y | ERMCO TRANS , PER JEA SPEC | [5 empty] | JEA UNDERGROUND DISTRIBUTION |  | 2 | 0
TRAPB016 | 3 Phase - Large | TRANSFORMER, 1500 KVA, 13200Y/7620 VOLT PRIMARY, 208Y/120 VOLT SECONDARY, PADMOUNTED, THREE PHASE - (SHIP TO: 2325 EMERSON ST., JAX., FL 32207) | EA | HOWARD | PER JEA SPEC | Y | HOWARD , PER JEA SPEC | [5 empty] | JEA UNDERGROUND DISTRIBUTION |  | 2 | 0
TRAPB016 | 3 Phase - Large | TRANSFORMER, 1500 KVA, 13200Y/7620 VOLT PRIMARY, 208Y/120 VOLT SECONDARY, PADMOUNTED, THREE PHASE - (SHIP TO: 2325 EMERSON ST., JAX., FL 32207) | EA | MGM TRANSFORMER COMPANY | PER SPECIFICATION | Y | MGM TRANSFORMER COMPANY , PER SPECIFICATION | [5 empty] | JEA UNDERGROUND DISTRIBUTION |  | 2 | 0
TRAPB016 | 3 Phase - Large | TRANSFORMER, 1500 KVA, 13200Y/7620 VOLT PRIMARY, 208Y/120 VOLT SECONDARY, PADMOUNTED, THREE PHASE - (SHIP TO: 2325 EMERSON ST., JAX., FL 32207) | EA | NATIONAL INDUST (ABB) | PER JEA SPEC | Y | NATIONAL INDUST (ABB) , PER JEA SPEC | [5 empty] | JEA UNDERGROUND DISTRIBUTION |  | 2 | 0
TRAPB016 | 3 Phase - Large | TRANSFORMER, 1500 KVA, 13200Y/7620 VOLT PRIMARY, 208Y/120 VOLT SECONDARY, PADMOUNTED, THREE PHASE - (SHIP TO: 2325 EMERSON ST., JAX., FL 32207) | EA | PROLEC (GE) | PER JEA SPEC | Y | PROLEC (GE) , PER JEA SPEC | [5 empty] | JEA UNDERGROUND DISTRIBUTION |  | 2 | 0
TRAPB016 | 3 Phase - Large | TRANSFORMER, 1500 KVA, 13200Y/7620 VOLT PRIMARY, 208Y/120 VOLT SECONDARY, PADMOUNTED, THREE PHASE - (SHIP TO: 2325 EMERSON ST., JAX., FL 32207) | EA | SQUARE D | PER JEA SPEC | Y | SQUARE D , PER JEA SPEC | [5 empty] | JEA UNDERGROUND DISTRIBUTION |  | 2 | 0
TRACI004 | Pole Mounted | TRANSFORMER, 167 KVA, 14760/25565Y VOLT PRIMARY, 277/480Y VOLT SECONDARY, SINGLE PHASE, CONVENTIONAL | EA | CARTE INTERNATIONAL | PER JEA SPEC | Y | CARTE INTERNATIONAL , PER JEA SPEC | [5 empty] | JEA OVERHEAD DISTRIBUTION |  | 3 | 0
TRACI004 | Pole Mounted | TRANSFORMER, 167 KVA, 14760/25565Y VOLT PRIMARY, 277/480Y VOLT SECONDARY, SINGLE PHASE, CONVENTIONAL | EA | CENTRAL MOLONEY | PER JEA SPEC | Y | CENTRAL MOLONEY , PER JEA SPEC | [5 empty] | JEA OVERHEAD DISTRIBUTION |  | 3 | 0
TRACI004 | Pole Mounted | TRANSFORMER, 167 KVA, 14760/25565Y VOLT PRIMARY, 277/480Y VOLT SECONDARY, SINGLE PHASE, CONVENTIONAL | EA | COOPER POWER SYSTEMS | PER JEA SPEC | Y | COOPER POWER SYSTEMS , PER JEA SPEC | [5 empty] | JEA OVERHEAD DISTRIBUTION |  | 3 | 0
TRACI004 | Pole Mounted | TRANSFORMER, 167 KVA, 14760/25565Y VOLT PRIMARY, 277/480Y VOLT SECONDARY, SINGLE PHASE, CONVENTIONAL | EA | ERMCO TRANS | PER JEA SPEC | Y | ERMCO TRANS , PER JEA SPEC | [5 empty] | JEA OVERHEAD DISTRIBUTION |  | 3 | 0
TRACI004 | Pole Mounted | TRANSFORMER, 167 KVA, 14760/25565Y VOLT PRIMARY, 277/480Y VOLT SECONDARY, SINGLE PHASE, CONVENTIONAL | EA | HOWARD | PER JEA SPEC | Y | HOWARD , PER JEA SPEC | [5 empty] | JEA OVERHEAD DISTRIBUTION |  | 3 | 0
TRACI004 | Pole Mounted | TRANSFORMER, 167 KVA, 14760/25565Y VOLT PRIMARY, 277/480Y VOLT SECONDARY, SINGLE PHASE, CONVENTIONAL | EA | NATIONAL INDUST (ABB) | PER JEA SPEC | Y | NATIONAL INDUST (ABB) , PER JEA SPEC | [5 empty] | JEA OVERHEAD DISTRIBUTION |  | 3 | 0
TRACI004 | Pole Mounted | TRANSFORMER, 167 KVA, 14760/25565Y VOLT PRIMARY, 277/480Y VOLT SECONDARY, SINGLE PHASE, CONVENTIONAL | EA | PROLEC (GE) | PER JEA SPEC | Y | PROLEC (GE) , PER JEA SPEC | [5 empty] | JEA OVERHEAD DISTRIBUTION |  | 3 | 0
TRAMP013 | Single Phase | TRANSFORMER, 25 KVA, 13200Y/7620 VOLT PRIMARY, 240/120 VOLT SECONDARY, PADMOUNTED, SINGLE PHASE. (SHIP TO: 2325 EMERSON ST., JAX., FL 32207) | EA | ABB | PER SPECIFICATION | Y | ABB , PER SPECIFICATION | [5 empty] | JEA UNDERGROUND DISTRIBUTION |  | 3 | 0
TRAMP013 | Single Phase | TRANSFORMER, 25 KVA, 13200Y/7620 VOLT PRIMARY, 240/120 VOLT SECONDARY, PADMOUNTED, SINGLE PHASE. (SHIP TO: 2325 EMERSON ST., JAX., FL 32207) | EA | CAM TRAN | PER JEA SPEC | Y | CAM TRAN , PER JEA SPEC | [5 empty] | JEA UNDERGROUND DISTRIBUTION |  | 3 | 0
TRAMP013 | Single Phase | TRANSFORMER, 25 KVA, 13200Y/7620 VOLT PRIMARY, 240/120 VOLT SECONDARY, PADMOUNTED, SINGLE PHASE. (SHIP TO: 2325 EMERSON ST., JAX., FL 32207) | EA | CARTE INTERNATIONAL | PER JEA SPEC | Y | CARTE INTERNATIONAL , PER JEA SPEC | [5 empty] | JEA UNDERGROUND DISTRIBUTION |  | 3 | 0
TRAMP013 | Single Phase | TRANSFORMER, 25 KVA, 13200Y/7620 VOLT PRIMARY, 240/120 VOLT SECONDARY, PADMOUNTED, SINGLE PHASE. (SHIP TO: 2325 EMERSON ST., JAX., FL 32207) | EA | CENTRAL MOLONEY | PER JEA SPEC | Y | CENTRAL MOLONEY , PER JEA SPEC | [5 empty] | JEA UNDERGROUND DISTRIBUTION |  | 3 | 0
TRAMP013 | Single Phase | TRANSFORMER, 25 KVA, 13200Y/7620 VOLT PRIMARY, 240/120 VOLT SECONDARY, PADMOUNTED, SINGLE PHASE. (SHIP TO: 2325 EMERSON ST., JAX., FL 32207) | EA | COOPER POWER SYSTEMS | PER JEA SPEC | Y | COOPER POWER SYSTEMS , PER JEA SPEC | [5 empty] | JEA UNDERGROUND DISTRIBUTION |  | 3 | 0
TRAMP013 | Single Phase | TRANSFORMER, 25 KVA, 13200Y/7620 VOLT PRIMARY, 240/120 VOLT SECONDARY, PADMOUNTED, SINGLE PHASE. (SHIP TO: 2325 EMERSON ST., JAX., FL 32207) | EA | ERMCO TRANS | PER JEA SPEC | Y | ERMCO TRANS , PER JEA SPEC | [5 empty] | JEA UNDERGROUND DISTRIBUTION |  | 3 | 0
TRAMP013 | Single Phase | TRANSFORMER, 25 KVA, 13200Y/7620 VOLT PRIMARY, 240/120 VOLT SECONDARY, PADMOUNTED, SINGLE PHASE. (SHIP TO: 2325 EMERSON ST., JAX., FL 32207) | EA | HOWARD | PER JEA SPEC | Y | HOWARD , PER JEA SPEC | [5 empty] | JEA UNDERGROUND DISTRIBUTION |  | 3 | 0
TRAMP013 | Single Phase | TRANSFORMER, 25 KVA, 13200Y/7620 VOLT PRIMARY, 240/120 VOLT SECONDARY, PADMOUNTED, SINGLE PHASE. (SHIP TO: 2325 EMERSON ST., JAX., FL 32207) | EA | INTERNATIONAL ELECTRIC CO | PER JEA SPEC | Y | INTERNATIONAL ELECTRIC CO , PER JEA SPEC | [5 empty] | JEA UNDERGROUND DISTRIBUTION |  | 3 | 0
TRAMP013 | Single Phase | TRANSFORMER, 25 KVA, 13200Y/7620 VOLT PRIMARY, 240/120 VOLT SECONDARY, PADMOUNTED, SINGLE PHASE. (SHIP TO: 2325 EMERSON ST., JAX., FL 32207) | EA | MGM TRANSFORMER COMPANY | PER SPECIFICATION | Y | MGM TRANSFORMER COMPANY , PER SPECIFICATION | [5 empty] | JEA UNDERGROUND DISTRIBUTION |  | 3 | 0
TRAMP013 | Single Phase | TRANSFORMER, 25 KVA, 13200Y/7620 VOLT PRIMARY, 240/120 VOLT SECONDARY, PADMOUNTED, SINGLE PHASE. (SHIP TO: 2325 EMERSON ST., JAX., FL 32207) | EA | PROLEC (GE) | PER JEA SPEC | Y | PROLEC (GE) , PER JEA SPEC | [5 empty] | JEA UNDERGROUND DISTRIBUTION |  | 3 | 0
TRACD001 | Pole Mounted | TRANSFORMER, 10 KVA, 7620/13200Y VOLT PRIMARY, 120/240 VOLT SECONDARY, SINGLE PHASE, CONVENTIONAL - JEA SPECIFICATION REQUIRED | EA | CARTE INTERNATIONAL | PER JEA SPEC | Y | CARTE INTERNATIONAL , PER JEA SPEC | [5 empty] | JEA OVERHEAD DISTRIBUTION |  | 4 | 0
TRACD001 | Pole Mounted | TRANSFORMER, 10 KVA, 7620/13200Y VOLT PRIMARY, 120/240 VOLT SECONDARY, SINGLE PHASE, CONVENTIONAL - JEA SPECIFICATION REQUIRED | EA | CENTRAL MOLONEY | PER JEA SPEC | Y | CENTRAL MOLONEY , PER JEA SPEC | [5 empty] | JEA OVERHEAD DISTRIBUTION |  | 4 | 0
TRACD001 | Pole Mounted | TRANSFORMER, 10 KVA, 7620/13200Y VOLT PRIMARY, 120/240 VOLT SECONDARY, SINGLE PHASE, CONVENTIONAL - JEA SPECIFICATION REQUIRED | EA | COOPER POWER SYSTEMS | PER JEA SPEC | Y | COOPER POWER SYSTEMS , PER JEA SPEC | [5 empty] | JEA OVERHEAD DISTRIBUTION |  | 4 | 0
TRACD001 | Pole Mounted | TRANSFORMER, 10 KVA, 7620/13200Y VOLT PRIMARY, 120/240 VOLT SECONDARY, SINGLE PHASE, CONVENTIONAL - JEA SPECIFICATION REQUIRED | EA | ERMCO TRANS | PER JEA SPEC | Y | ERMCO TRANS , PER JEA SPEC | [5 empty] | JEA OVERHEAD DISTRIBUTION |  | 4 | 0
TRACD001 | Pole Mounted | TRANSFORMER, 10 KVA, 7620/13200Y VOLT PRIMARY, 120/240 VOLT SECONDARY, SINGLE PHASE, CONVENTIONAL - JEA SPECIFICATION REQUIRED | EA | HOWARD | PER JEA SPEC | Y | HOWARD , PER JEA SPEC | [5 empty] | JEA OVERHEAD DISTRIBUTION |  | 4 | 0
TRACD001 | Pole Mounted | TRANSFORMER, 10 KVA, 7620/13200Y VOLT PRIMARY, 120/240 VOLT SECONDARY, SINGLE PHASE, CONVENTIONAL - JEA SPECIFICATION REQUIRED | EA | NATIONAL INDUST (ABB) | PER JEA SPEC | Y | NATIONAL INDUST (ABB) , PER JEA SPEC | [5 empty] | JEA OVERHEAD DISTRIBUTION |  | 4 | 0
TRACD001 | Pole Mounted | TRANSFORMER, 10 KVA, 7620/13200Y VOLT PRIMARY, 120/240 VOLT SECONDARY, SINGLE PHASE, CONVENTIONAL - JEA SPECIFICATION REQUIRED | EA | PROLEC (GE) | PER JEA SPEC | Y | PROLEC (GE) , PER JEA SPEC | [5 empty] | JEA OVERHEAD DISTRIBUTION |  | 4 | 0
TRAPA007 | 3 Phase - Small | TRANSFORMER, 500 KVA, 4160Y/2400 VOLT PRIMARY, 480Y/277 VOLT SECONDARY, PADMOUNTED, THREE PHASE - (SHIP TO: 2325 EMERSON ST., JAX., FL 32207) | EA | CARTE INTERNATIONAL | PER JEA SPEC | Y | CARTE INTERNATIONAL , PER JEA SPEC | [5 empty] | JEA UNDERGROUND DISTRIBUTION |  | 4 | 0
TRAPA007 | 3 Phase - Small | TRANSFORMER, 500 KVA, 4160Y/2400 VOLT PRIMARY, 480Y/277 VOLT SECONDARY, PADMOUNTED, THREE PHASE - (SHIP TO: 2325 EMERSON ST., JAX., FL 32207) | EA | CENTRAL MOLONEY | PER JEA SPEC | Y | CENTRAL MOLONEY , PER JEA SPEC | [5 empty] | JEA UNDERGROUND DISTRIBUTION |  | 4 | 0
TRAPA007 | 3 Phase - Small | TRANSFORMER, 500 KVA, 4160Y/2400 VOLT PRIMARY, 480Y/277 VOLT SECONDARY, PADMOUNTED, THREE PHASE - (SHIP TO: 2325 EMERSON ST., JAX., FL 32207) | EA | CG POWER SYSTEM / PAUWELS | PER JEA SPEC | Y | CG POWER SYSTEM / PAUWELS , PER JEA SPEC | [5 empty] | JEA UNDERGROUND DISTRIBUTION |  | 4 | 0
TRAPA007 | 3 Phase - Small | TRANSFORMER, 500 KVA, 4160Y/2400 VOLT PRIMARY, 480Y/277 VOLT SECONDARY, PADMOUNTED, THREE PHASE - (SHIP TO: 2325 EMERSON ST., JAX., FL 32207) | EA | COOPER POWER SYSTEMS | PER JEA SPEC | Y | COOPER POWER SYSTEMS , PER JEA SPEC | [5 empty] | JEA UNDERGROUND DISTRIBUTION |  | 4 | 0
TRAPA007 | 3 Phase - Small | TRANSFORMER, 500 KVA, 4160Y/2400 VOLT PRIMARY, 480Y/277 VOLT SECONDARY, PADMOUNTED, THREE PHASE - (SHIP TO: 2325 EMERSON ST., JAX., FL 32207) | EA | ERMCO TRANS | PER JEA SPEC | Y | ERMCO TRANS , PER JEA SPEC | [5 empty] | JEA UNDERGROUND DISTRIBUTION |  | 4 | 0
TRAPA007 | 3 Phase - Small | TRANSFORMER, 500 KVA, 4160Y/2400 VOLT PRIMARY, 480Y/277 VOLT SECONDARY, PADMOUNTED, THREE PHASE - (SHIP TO: 2325 EMERSON ST., JAX., FL 32207) | EA | HOWARD | PER JEA SPEC | Y | HOWARD , PER JEA SPEC | [5 empty] | JEA UNDERGROUND DISTRIBUTION |  | 4 | 0
TRAPA007 | 3 Phase - Small | TRANSFORMER, 500 KVA, 4160Y/2400 VOLT PRIMARY, 480Y/277 VOLT SECONDARY, PADMOUNTED, THREE PHASE - (SHIP TO: 2325 EMERSON ST., JAX., FL 32207) | EA | MGM TRANSFORMER COMPANY | PER SPECIFICATION | Y | MGM TRANSFORMER COMPANY , PER SPECIFICATION | [5 empty] | JEA UNDERGROUND DISTRIBUTION |  | 4 | 0
TRAPA007 | 3 Phase - Small | TRANSFORMER, 500 KVA, 4160Y/2400 VOLT PRIMARY, 480Y/277 VOLT SECONDARY, PADMOUNTED, THREE PHASE - (SHIP TO: 2325 EMERSON ST., JAX., FL 32207) | EA | NATIONAL INDUST (ABB) | PER JEA SPEC | Y | NATIONAL INDUST (ABB) , PER JEA SPEC | [5 empty] | JEA UNDERGROUND DISTRIBUTION |  | 4 | 0
TRAPA007 | 3 Phase - Small | TRANSFORMER, 500 KVA, 4160Y/2400 VOLT PRIMARY, 480Y/277 VOLT SECONDARY, PADMOUNTED, THREE PHASE - (SHIP TO: 2325 EMERSON ST., JAX., FL 32207) | EA | PROLEC (GE) | PER JEA SPEC | Y | PROLEC (GE) , PER JEA SPEC | [5 empty] | JEA UNDERGROUND DISTRIBUTION |  | 4 | 0
TRAPA007 | 3 Phase - Small | TRANSFORMER, 500 KVA, 4160Y/2400 VOLT PRIMARY, 480Y/277 VOLT SECONDARY, PADMOUNTED, THREE PHASE - (SHIP TO: 2325 EMERSON ST., JAX., FL 32207) | EA | SQUARE D | PER JEA SPEC | Y | SQUARE D , PER JEA SPEC | [5 empty] | JEA UNDERGROUND DISTRIBUTION |  | 4 | 0
TRAPB001 | 3 Phase - Small | TRANSFORMER, 150 KVA, 13200Y/7620 VOLT PRIMARY, 208Y/120 VOLT SECONDARY, PADMOUNTED, THREE PHASE - (SHIP TO: 2325 EMERSON ST., JAX., FL 32207) | EA | CARTE INTERNATIONAL | PER JEA SPEC | Y | CARTE INTERNATIONAL , PER JEA SPEC | [5 empty] | JEA UNDERGROUND DISTRIBUTION |  | 4 | 0
TRAPB001 | 3 Phase - Small | TRANSFORMER, 150 KVA, 13200Y/7620 VOLT PRIMARY, 208Y/120 VOLT SECONDARY, PADMOUNTED, THREE PHASE - (SHIP TO: 2325 EMERSON ST., JAX., FL 32207) | EA | CENTRAL MOLONEY | PER JEA SPEC | Y | CENTRAL MOLONEY , PER JEA SPEC | [5 empty] | JEA UNDERGROUND DISTRIBUTION |  | 4 | 0
TRAPB001 | 3 Phase - Small | TRANSFORMER, 150 KVA, 13200Y/7620 VOLT PRIMARY, 208Y/120 VOLT SECONDARY, PADMOUNTED, THREE PHASE - (SHIP TO: 2325 EMERSON ST., JAX., FL 32207) | EA | CG POWER SYSTEM / PAUWELS | PER JEA SPEC | Y | CG POWER SYSTEM / PAUWELS , PER JEA SPEC | [5 empty] | JEA UNDERGROUND DISTRIBUTION |  | 4 | 0
TRAPB001 | 3 Phase - Small | TRANSFORMER, 150 KVA, 13200Y/7620 VOLT PRIMARY, 208Y/120 VOLT SECONDARY, PADMOUNTED, THREE PHASE - (SHIP TO: 2325 EMERSON ST., JAX., FL 32207) | EA | COOPER POWER SYSTEMS | PER JEA SPEC | Y | COOPER POWER SYSTEMS , PER JEA SPEC | [5 empty] | JEA UNDERGROUND DISTRIBUTION |  | 4 | 0
TRAPB001 | 3 Phase - Small | TRANSFORMER, 150 KVA, 13200Y/7620 VOLT PRIMARY, 208Y/120 VOLT SECONDARY, PADMOUNTED, THREE PHASE - (SHIP TO: 2325 EMERSON ST., JAX., FL 32207) | EA | ERMCO TRANS | PER JEA SPEC | Y | ERMCO TRANS , PER JEA SPEC | [5 empty] | JEA UNDERGROUND DISTRIBUTION |  | 4 | 0
TRAPB001 | 3 Phase - Small | TRANSFORMER, 150 KVA, 13200Y/7620 VOLT PRIMARY, 208Y/120 VOLT SECONDARY, PADMOUNTED, THREE PHASE - (SHIP TO: 2325 EMERSON ST., JAX., FL 32207) | EA | HOWARD | PER JEA SPEC | Y | HOWARD , PER JEA SPEC | [5 empty] | JEA UNDERGROUND DISTRIBUTION |  | 4 | 0
TRAPB001 | 3 Phase - Small | TRANSFORMER, 150 KVA, 13200Y/7620 VOLT PRIMARY, 208Y/120 VOLT SECONDARY, PADMOUNTED, THREE PHASE - (SHIP TO: 2325 EMERSON ST., JAX., FL 32207) | EA | MGM TRANSFORMER COMPANY | PER SPECIFICATION | Y | MGM TRANSFORMER COMPANY , PER SPECIFICATION | [5 empty] | JEA UNDERGROUND DISTRIBUTION |  | 4 | 0
TRAPB001 | 3 Phase - Small | TRANSFORMER, 150 KVA, 13200Y/7620 VOLT PRIMARY, 208Y/120 VOLT SECONDARY, PADMOUNTED, THREE PHASE - (SHIP TO: 2325 EMERSON ST., JAX., FL 32207) | EA | NATIONAL INDUST (ABB) | PER JEA SPEC | Y | NATIONAL INDUST (ABB) , PER JEA SPEC | [5 empty] | JEA UNDERGROUND DISTRIBUTION |  | 4 | 0
TRAPB001 | 3 Phase - Small | TRANSFORMER, 150 KVA, 13200Y/7620 VOLT PRIMARY, 208Y/120 VOLT SECONDARY, PADMOUNTED, THREE PHASE - (SHIP TO: 2325 EMERSON ST., JAX., FL 32207) | EA | PROLEC (GE) | PER JEA SPEC | Y | PROLEC (GE) , PER JEA SPEC | [5 empty] | JEA UNDERGROUND DISTRIBUTION |  | 4 | 0
TRAPB001 | 3 Phase - Small | TRANSFORMER, 150 KVA, 13200Y/7620 VOLT PRIMARY, 208Y/120 VOLT SECONDARY, PADMOUNTED, THREE PHASE - (SHIP TO: 2325 EMERSON ST., JAX., FL 32207) | EA | SQUARE D | PER JEA SPEC | Y | SQUARE D , PER JEA SPEC | [5 empty] | JEA UNDERGROUND DISTRIBUTION |  | 4 | 0
TRACH002 | Pole Mounted | TRANSFORMER, 50 KVA, 14760/25565Y VOLT PRIMARY, 240/480 VOLT SECONDARY, SINGLE PHASE, CONVENTIONAL | EA | CARTE INTERNATIONAL | PER JEA SPEC | Y | CARTE INTERNATIONAL , PER JEA SPEC | [5 empty] | JEA OVERHEAD DISTRIBUTION |  | 5 | 0
TRACH002 | Pole Mounted | TRANSFORMER, 50 KVA, 14760/25565Y VOLT PRIMARY, 240/480 VOLT SECONDARY, SINGLE PHASE, CONVENTIONAL | EA | CENTRAL MOLONEY | PER JEA SPEC | Y | CENTRAL MOLONEY , PER JEA SPEC | [5 empty] | JEA OVERHEAD DISTRIBUTION |  | 5 | 0
TRACH002 | Pole Mounted | TRANSFORMER, 50 KVA, 14760/25565Y VOLT PRIMARY, 240/480 VOLT SECONDARY, SINGLE PHASE, CONVENTIONAL | EA | COOPER POWER SYSTEMS | PER JEA SPEC | Y | COOPER POWER SYSTEMS , PER JEA SPEC | [5 empty] | JEA OVERHEAD DISTRIBUTION |  | 5 | 0
TRACH002 | Pole Mounted | TRANSFORMER, 50 KVA, 14760/25565Y VOLT PRIMARY, 240/480 VOLT SECONDARY, SINGLE PHASE, CONVENTIONAL | EA | ERMCO TRANS | PER JEA SPEC | Y | ERMCO TRANS , PER JEA SPEC | [5 empty] | JEA OVERHEAD DISTRIBUTION |  | 5 | 0
TRACH002 | Pole Mounted | TRANSFORMER, 50 KVA, 14760/25565Y VOLT PRIMARY, 240/480 VOLT SECONDARY, SINGLE PHASE, CONVENTIONAL | EA | HOWARD | PER JEA SPEC | Y | HOWARD , PER JEA SPEC | [5 empty] | JEA OVERHEAD DISTRIBUTION |  | 5 | 0
TRACH002 | Pole Mounted | TRANSFORMER, 50 KVA, 14760/25565Y VOLT PRIMARY, 240/480 VOLT SECONDARY, SINGLE PHASE, CONVENTIONAL | EA | NATIONAL INDUST (ABB) | PER JEA SPEC | Y | NATIONAL INDUST (ABB) , PER JEA SPEC | [5 empty] | JEA OVERHEAD DISTRIBUTION |  | 5 | 0
TRACH002 | Pole Mounted | TRANSFORMER, 50 KVA, 14760/25565Y VOLT PRIMARY, 240/480 VOLT SECONDARY, SINGLE PHASE, CONVENTIONAL | EA | PROLEC (GE) | PER JEA SPEC | Y | PROLEC (GE) , PER JEA SPEC | [5 empty] | JEA OVERHEAD DISTRIBUTION |  | 5 | 0
TRAMP015 | Single Phase | TRANSFORMER, 75 KVA, 25565Y/14760 VOLT PRIMARY, 480/240 VOLT SECONDARY, PADMOUNTED, SINGLE PHASE. (SHIP TO: 2325 EMERSON ST., JAX., FL 32207) | EA | ABB | PER SPECIFICATION | Y | ABB , PER SPECIFICATION | [5 empty] | JEA UNDERGROUND DISTRIBUTION |  | 5 | 0
TRAMP015 | Single Phase | TRANSFORMER, 75 KVA, 25565Y/14760 VOLT PRIMARY, 480/240 VOLT SECONDARY, PADMOUNTED, SINGLE PHASE. (SHIP TO: 2325 EMERSON ST., JAX., FL 32207) | EA | CAM TRAN | PER JEA SPEC | Y | CAM TRAN , PER JEA SPEC | [5 empty] | JEA UNDERGROUND DISTRIBUTION |  | 5 | 0
TRAMP015 | Single Phase | TRANSFORMER, 75 KVA, 25565Y/14760 VOLT PRIMARY, 480/240 VOLT SECONDARY, PADMOUNTED, SINGLE PHASE. (SHIP TO: 2325 EMERSON ST., JAX., FL 32207) | EA | CARTE INTERNATIONAL | PER JEA SPEC | Y | CARTE INTERNATIONAL , PER JEA SPEC | [5 empty] | JEA UNDERGROUND DISTRIBUTION |  | 5 | 0
TRAMP015 | Single Phase | TRANSFORMER, 75 KVA, 25565Y/14760 VOLT PRIMARY, 480/240 VOLT SECONDARY, PADMOUNTED, SINGLE PHASE. (SHIP TO: 2325 EMERSON ST., JAX., FL 32207) | EA | CENTRAL MOLONEY | PER JEA SPEC | Y | CENTRAL MOLONEY , PER JEA SPEC | [5 empty] | JEA UNDERGROUND DISTRIBUTION |  | 5 | 0
TRAMP015 | Single Phase | TRANSFORMER, 75 KVA, 25565Y/14760 VOLT PRIMARY, 480/240 VOLT SECONDARY, PADMOUNTED, SINGLE PHASE. (SHIP TO: 2325 EMERSON ST., JAX., FL 32207) | EA | COOPER POWER SYSTEMS | PER JEA SPEC | Y | COOPER POWER SYSTEMS , PER JEA SPEC | [5 empty] | JEA UNDERGROUND DISTRIBUTION |  | 5 | 0
TRAMP015 | Single Phase | TRANSFORMER, 75 KVA, 25565Y/14760 VOLT PRIMARY, 480/240 VOLT SECONDARY, PADMOUNTED, SINGLE PHASE. (SHIP TO: 2325 EMERSON ST., JAX., FL 32207) | EA | ERMCO TRANS | PER JEA SPEC | Y | ERMCO TRANS , PER JEA SPEC | [5 empty] | JEA UNDERGROUND DISTRIBUTION |  | 5 | 0
TRAMP015 | Single Phase | TRANSFORMER, 75 KVA, 25565Y/14760 VOLT PRIMARY, 480/240 VOLT SECONDARY, PADMOUNTED, SINGLE PHASE. (SHIP TO: 2325 EMERSON ST., JAX., FL 32207) | EA | HOWARD | PER JEA SPEC | Y | HOWARD , PER JEA SPEC | [5 empty] | JEA UNDERGROUND DISTRIBUTION |  | 5 | 0
TRAMP015 | Single Phase | TRANSFORMER, 75 KVA, 25565Y/14760 VOLT PRIMARY, 480/240 VOLT SECONDARY, PADMOUNTED, SINGLE PHASE. (SHIP TO: 2325 EMERSON ST., JAX., FL 32207) | EA | INTERNATIONAL ELECTRIC CO | PER JEA SPEC | Y | INTERNATIONAL ELECTRIC CO , PER JEA SPEC | [5 empty] | JEA UNDERGROUND DISTRIBUTION |  | 5 | 0
TRAMP015 | Single Phase | TRANSFORMER, 75 KVA, 25565Y/14760 VOLT PRIMARY, 480/240 VOLT SECONDARY, PADMOUNTED, SINGLE PHASE. (SHIP TO: 2325 EMERSON ST., JAX., FL 32207) | EA | MGM TRANSFORMER COMPANY | PER SPECIFICATION | Y | MGM TRANSFORMER COMPANY , PER SPECIFICATION | [5 empty] | JEA UNDERGROUND DISTRIBUTION |  | 5 | 0
TRAMP015 | Single Phase | TRANSFORMER, 75 KVA, 25565Y/14760 VOLT PRIMARY, 480/240 VOLT SECONDARY, PADMOUNTED, SINGLE PHASE. (SHIP TO: 2325 EMERSON ST., JAX., FL 32207) | EA | PROLEC (GE) | PER JEA SPEC | Y | PROLEC (GE) , PER JEA SPEC | [5 empty] | JEA UNDERGROUND DISTRIBUTION |  | 5 | 0
TRAPF002 | Misc | TRANSFORMER, 2500 KVA, 25565Y/14760 VOLT PRIMARY, 4160Y/2400 VOLT SECONDARY, 3-PHASE, PADMOUNTED, STEPDOWN - (DELIVERY TO BE SCHEDULED 72 HOURS IN ADVANCE OF ARRIVAL WITH 2325 EMERSON ST., JAX., FL 32207) | EA | CARTE INTERNATIONAL | PER JEA SPEC | Y | CARTE INTERNATIONAL , PER JEA SPEC | [5 empty] | JEA UNDERGROUND DISTRIBUTION |  | 5 | 0
TRAPF002 | Misc | TRANSFORMER, 2500 KVA, 25565Y/14760 VOLT PRIMARY, 4160Y/2400 VOLT SECONDARY, 3-PHASE, PADMOUNTED, STEPDOWN - (DELIVERY TO BE SCHEDULED 72 HOURS IN ADVANCE OF ARRIVAL WITH 2325 EMERSON ST., JAX., FL 32207) | EA | CENTRAL MOLONEY | PER JEA SPEC | Y | CENTRAL MOLONEY , PER JEA SPEC | [5 empty] | JEA UNDERGROUND DISTRIBUTION |  | 5 | 0
TRAPF002 | Misc | TRANSFORMER, 2500 KVA, 25565Y/14760 VOLT PRIMARY, 4160Y/2400 VOLT SECONDARY, 3-PHASE, PADMOUNTED, STEPDOWN - (DELIVERY TO BE SCHEDULED 72 HOURS IN ADVANCE OF ARRIVAL WITH 2325 EMERSON ST., JAX., FL 32207) | EA | CG POWER SYSTEM / PAUWELS | PER JEA SPEC | Y | CG POWER SYSTEM / PAUWELS , PER JEA SPEC | [5 empty] | JEA UNDERGROUND DISTRIBUTION |  | 5 | 0
TRAPF002 | Misc | TRANSFORMER, 2500 KVA, 25565Y/14760 VOLT PRIMARY, 4160Y/2400 VOLT SECONDARY, 3-PHASE, PADMOUNTED, STEPDOWN - (DELIVERY TO BE SCHEDULED 72 HOURS IN ADVANCE OF ARRIVAL WITH 2325 EMERSON ST., JAX., FL 32207) | EA | COOPER POWER SYSTEMS | PER JEA SPEC | Y | COOPER POWER SYSTEMS , PER JEA SPEC | [5 empty] | JEA UNDERGROUND DISTRIBUTION |  | 5 | 0
TRAPF002 | Misc | TRANSFORMER, 2500 KVA, 25565Y/14760 VOLT PRIMARY, 4160Y/2400 VOLT SECONDARY, 3-PHASE, PADMOUNTED, STEPDOWN - (DELIVERY TO BE SCHEDULED 72 HOURS IN ADVANCE OF ARRIVAL WITH 2325 EMERSON ST., JAX., FL 32207) | EA | ERMCO TRANS | PER JEA SPEC | Y | ERMCO TRANS , PER JEA SPEC | [5 empty] | JEA UNDERGROUND DISTRIBUTION |  | 5 | 0
TRAPF002 | Misc | TRANSFORMER, 2500 KVA, 25565Y/14760 VOLT PRIMARY, 4160Y/2400 VOLT SECONDARY, 3-PHASE, PADMOUNTED, STEPDOWN - (DELIVERY TO BE SCHEDULED 72 HOURS IN ADVANCE OF ARRIVAL WITH 2325 EMERSON ST., JAX., FL 32207) | EA | HOWARD | PER JEA SPEC | Y | HOWARD , PER JEA SPEC | [5 empty] | JEA UNDERGROUND DISTRIBUTION |  | 5 | 0
TRAPF002 | Misc | TRANSFORMER, 2500 KVA, 25565Y/14760 VOLT PRIMARY, 4160Y/2400 VOLT SECONDARY, 3-PHASE, PADMOUNTED, STEPDOWN - (DELIVERY TO BE SCHEDULED 72 HOURS IN ADVANCE OF ARRIVAL WITH 2325 EMERSON ST., JAX., FL 32207) | EA | MGM TRANSFORMER COMPANY | PER SPECIFICATION | Y | MGM TRANSFORMER COMPANY , PER SPECIFICATION | [5 empty] | JEA UNDERGROUND DISTRIBUTION |  | 5 | 0
TRAPF002 | Misc | TRANSFORMER, 2500 KVA, 25565Y/14760 VOLT PRIMARY, 4160Y/2400 VOLT SECONDARY, 3-PHASE, PADMOUNTED, STEPDOWN - (DELIVERY TO BE SCHEDULED 72 HOURS IN ADVANCE OF ARRIVAL WITH 2325 EMERSON ST., JAX., FL 32207) | EA | NATIONAL INDUST (ABB) | PER JEA SPEC | Y | NATIONAL INDUST (ABB) , PER JEA SPEC | [5 empty] | JEA UNDERGROUND DISTRIBUTION |  | 5 | 0
TRAPF002 | Misc | TRANSFORMER, 2500 KVA, 25565Y/14760 VOLT PRIMARY, 4160Y/2400 VOLT SECONDARY, 3-PHASE, PADMOUNTED, STEPDOWN - (DELIVERY TO BE SCHEDULED 72 HOURS IN ADVANCE OF ARRIVAL WITH 2325 EMERSON ST., JAX., FL 32207) | EA | PROLEC (GE) | PER JEA SPEC | Y | PROLEC (GE) , PER JEA SPEC | [5 empty] | JEA UNDERGROUND DISTRIBUTION |  | 5 | 0
TRAPF002 | Misc | TRANSFORMER, 2500 KVA, 25565Y/14760 VOLT PRIMARY, 4160Y/2400 VOLT SECONDARY, 3-PHASE, PADMOUNTED, STEPDOWN - (DELIVERY TO BE SCHEDULED 72 HOURS IN ADVANCE OF ARRIVAL WITH 2325 EMERSON ST., JAX., FL 32207) | EA | SQUARE D | PER JEA SPEC | Y | SQUARE D , PER JEA SPEC | [5 empty] | JEA UNDERGROUND DISTRIBUTION |  | 5 | 0
TRACF001 | Pole Mounted | TRANSFORMER, 50 KVA, 7620/13200Y VOLT PRIMARY, 277/480Y VOLT SECONDARY, SINGLE PHASE, CONVENTIONAL | EA | CARTE INTERNATIONAL | PER JEA SPEC | Y | CARTE INTERNATIONAL , PER JEA SPEC | [5 empty] | JEA OVERHEAD DISTRIBUTION |  | 6 | 0
TRACF001 | Pole Mounted | TRANSFORMER, 50 KVA, 7620/13200Y VOLT PRIMARY, 277/480Y VOLT SECONDARY, SINGLE PHASE, CONVENTIONAL | EA | CENTRAL MOLONEY | PER JEA SPEC | Y | CENTRAL MOLONEY , PER JEA SPEC | [5 empty] | JEA OVERHEAD DISTRIBUTION |  | 6 | 0
TRACF001 | Pole Mounted | TRANSFORMER, 50 KVA, 7620/13200Y VOLT PRIMARY, 277/480Y VOLT SECONDARY, SINGLE PHASE, CONVENTIONAL | EA | COOPER POWER SYSTEMS | PER JEA SPEC | Y | COOPER POWER SYSTEMS , PER JEA SPEC | [5 empty] | JEA OVERHEAD DISTRIBUTION |  | 6 | 0
TRACF001 | Pole Mounted | TRANSFORMER, 50 KVA, 7620/13200Y VOLT PRIMARY, 277/480Y VOLT SECONDARY, SINGLE PHASE, CONVENTIONAL | EA | ERMCO TRANS | PER JEA SPEC | Y | ERMCO TRANS , PER JEA SPEC | [5 empty] | JEA OVERHEAD DISTRIBUTION |  | 6 | 0
TRACF001 | Pole Mounted | TRANSFORMER, 50 KVA, 7620/13200Y VOLT PRIMARY, 277/480Y VOLT SECONDARY, SINGLE PHASE, CONVENTIONAL | EA | HOWARD | PER JEA SPEC | Y | HOWARD , PER JEA SPEC | [5 empty] | JEA OVERHEAD DISTRIBUTION |  | 6 | 0
TRACF001 | Pole Mounted | TRANSFORMER, 50 KVA, 7620/13200Y VOLT PRIMARY, 277/480Y VOLT SECONDARY, SINGLE PHASE, CONVENTIONAL | EA | NATIONAL INDUST (ABB) | PER JEA SPEC | Y | NATIONAL INDUST (ABB) , PER JEA SPEC | [5 empty] | JEA OVERHEAD DISTRIBUTION |  | 6 | 0
TRACF001 | Pole Mounted | TRANSFORMER, 50 KVA, 7620/13200Y VOLT PRIMARY, 277/480Y VOLT SECONDARY, SINGLE PHASE, CONVENTIONAL | EA | PROLEC (GE) | PER JEA SPEC | Y | PROLEC (GE) , PER JEA SPEC | [5 empty] | JEA OVERHEAD DISTRIBUTION |  | 6 | 0
TRACF002 | Pole Mounted | TRANSFORMER, 75 KVA, 7620/13200Y VOLT PRIMARY, 277/480Y VOLT SECONDARY, SINGLE PHASE, CONVENTIONAL | EA | CARTE INTERNATIONAL | PER JEA SPEC | Y | CARTE INTERNATIONAL , PER JEA SPEC | [5 empty] | JEA OVERHEAD DISTRIBUTION |  | 6 | 0
TRACF002 | Pole Mounted | TRANSFORMER, 75 KVA, 7620/13200Y VOLT PRIMARY, 277/480Y VOLT SECONDARY, SINGLE PHASE, CONVENTIONAL | EA | CENTRAL MOLONEY | PER JEA SPEC | Y | CENTRAL MOLONEY , PER JEA SPEC | [5 empty] | JEA OVERHEAD DISTRIBUTION |  | 6 | 0
TRACF002 | Pole Mounted | TRANSFORMER, 75 KVA, 7620/13200Y VOLT PRIMARY, 277/480Y VOLT SECONDARY, SINGLE PHASE, CONVENTIONAL | EA | COOPER POWER SYSTEMS | PER JEA SPEC | Y | COOPER POWER SYSTEMS , PER JEA SPEC | [5 empty] | JEA OVERHEAD DISTRIBUTION |  | 6 | 0
TRACF002 | Pole Mounted | TRANSFORMER, 75 KVA, 7620/13200Y VOLT PRIMARY, 277/480Y VOLT SECONDARY, SINGLE PHASE, CONVENTIONAL | EA | ERMCO TRANS | PER JEA SPEC | Y | ERMCO TRANS , PER JEA SPEC | [5 empty] | JEA OVERHEAD DISTRIBUTION |  | 6 | 0
TRACF002 | Pole Mounted | TRANSFORMER, 75 KVA, 7620/13200Y VOLT PRIMARY, 277/480Y VOLT SECONDARY, SINGLE PHASE, CONVENTIONAL | EA | HOWARD | PER JEA SPEC | Y | HOWARD , PER JEA SPEC | [5 empty] | JEA OVERHEAD DISTRIBUTION |  | 6 | 0
TRACF002 | Pole Mounted | TRANSFORMER, 75 KVA, 7620/13200Y VOLT PRIMARY, 277/480Y VOLT SECONDARY, SINGLE PHASE, CONVENTIONAL | EA | NATIONAL INDUST (ABB) | PER JEA SPEC | Y | NATIONAL INDUST (ABB) , PER JEA SPEC | [5 empty] | JEA OVERHEAD DISTRIBUTION |  | 6 | 0
TRACF002 | Pole Mounted | TRANSFORMER, 75 KVA, 7620/13200Y VOLT PRIMARY, 277/480Y VOLT SECONDARY, SINGLE PHASE, CONVENTIONAL | EA | PROLEC (GE) | PER JEA SPEC | Y | PROLEC (GE) , PER JEA SPEC | [5 empty] | JEA OVERHEAD DISTRIBUTION |  | 6 | 0
TRAMP004 | Single Phase | TRANSFORMER, 167 KVA, 4160Y/2400 VOLT PRIMARY, 240/120 VOLT SECONDARY, PADMOUNTED, SINGLE PHASE. (SHIP TO: 2325 EMERSON ST., JAX., FL 32207) | EA | ABB | PER SPECIFICATION | Y | ABB , PER SPECIFICATION | [5 empty] | JEA UNDERGROUND DISTRIBUTION |  | 7 | 0
TRAMP004 | Single Phase | TRANSFORMER, 167 KVA, 4160Y/2400 VOLT PRIMARY, 240/120 VOLT SECONDARY, PADMOUNTED, SINGLE PHASE. (SHIP TO: 2325 EMERSON ST., JAX., FL 32207) | EA | CAM TRAN | PER SPECIFICATION | Y | CAM TRAN , PER SPECIFICATION | [5 empty] | JEA UNDERGROUND DISTRIBUTION |  | 7 | 0
TRAMP004 | Single Phase | TRANSFORMER, 167 KVA, 4160Y/2400 VOLT PRIMARY, 240/120 VOLT SECONDARY, PADMOUNTED, SINGLE PHASE. (SHIP TO: 2325 EMERSON ST., JAX., FL 32207) | EA | CARTE INTERNATIONAL | PER JEA SPEC | Y | CARTE INTERNATIONAL , PER JEA SPEC | [5 empty] | JEA UNDERGROUND DISTRIBUTION |  | 7 | 0
TRAMP004 | Single Phase | TRANSFORMER, 167 KVA, 4160Y/2400 VOLT PRIMARY, 240/120 VOLT SECONDARY, PADMOUNTED, SINGLE PHASE. (SHIP TO: 2325 EMERSON ST., JAX., FL 32207) | EA | CENTRAL MOLONEY | PER JEA SPEC | Y | CENTRAL MOLONEY , PER JEA SPEC | [5 empty] | JEA UNDERGROUND DISTRIBUTION |  | 7 | 0
TRAMP004 | Single Phase | TRANSFORMER, 167 KVA, 4160Y/2400 VOLT PRIMARY, 240/120 VOLT SECONDARY, PADMOUNTED, SINGLE PHASE. (SHIP TO: 2325 EMERSON ST., JAX., FL 32207) | EA | COOPER POWER SYSTEMS | PER JEA SPEC | Y | COOPER POWER SYSTEMS , PER JEA SPEC | [5 empty] | JEA UNDERGROUND DISTRIBUTION |  | 7 | 0
TRAMP004 | Single Phase | TRANSFORMER, 167 KVA, 4160Y/2400 VOLT PRIMARY, 240/120 VOLT SECONDARY, PADMOUNTED, SINGLE PHASE. (SHIP TO: 2325 EMERSON ST., JAX., FL 32207) | EA | ERMCO TRANS | PER JEA SPEC | Y | ERMCO TRANS , PER JEA SPEC | [5 empty] | JEA UNDERGROUND DISTRIBUTION |  | 7 | 0
TRAMP004 | Single Phase | TRANSFORMER, 167 KVA, 4160Y/2400 VOLT PRIMARY, 240/120 VOLT SECONDARY, PADMOUNTED, SINGLE PHASE. (SHIP TO: 2325 EMERSON ST., JAX., FL 32207) | EA | HOWARD | PER JEA SPEC | Y | HOWARD , PER JEA SPEC | [5 empty] | JEA UNDERGROUND DISTRIBUTION |  | 7 | 0
TRAMP004 | Single Phase | TRANSFORMER, 167 KVA, 4160Y/2400 VOLT PRIMARY, 240/120 VOLT SECONDARY, PADMOUNTED, SINGLE PHASE. (SHIP TO: 2325 EMERSON ST., JAX., FL 32207) | EA | INTERNATIONAL ELECTRIC CO | PER JEA SPEC | Y | INTERNATIONAL ELECTRIC CO , PER JEA SPEC | [5 empty] | JEA UNDERGROUND DISTRIBUTION |  | 7 | 0
TRAMP004 | Single Phase | TRANSFORMER, 167 KVA, 4160Y/2400 VOLT PRIMARY, 240/120 VOLT SECONDARY, PADMOUNTED, SINGLE PHASE. (SHIP TO: 2325 EMERSON ST., JAX., FL 32207) | EA | MGM TRANSFORMER COMPANY | PER SPECIFICATION | Y | MGM TRANSFORMER COMPANY , PER SPECIFICATION | [5 empty] | JEA UNDERGROUND DISTRIBUTION |  | 7 | 0
TRAMP004 | Single Phase | TRANSFORMER, 167 KVA, 4160Y/2400 VOLT PRIMARY, 240/120 VOLT SECONDARY, PADMOUNTED, SINGLE PHASE. (SHIP TO: 2325 EMERSON ST., JAX., FL 32207) | EA | PROLEC (GE) | PER JEA SPEC | Y | PROLEC (GE) , PER JEA SPEC | [5 empty] | JEA UNDERGROUND DISTRIBUTION |  | 7 | 0
TRAPB004 | 3 Phase - Small | TRANSFORMER, 500 KVA, 13200Y/7620 VOLT PRIMARY, 208Y/120 VOLT SECONDARY, PADMOUNTED, THREE PHASE - (SHIP TO: 2325 EMERSON ST., JAX., FL 32207) | EA | CARTE INTERNATIONAL | PER JEA SPEC | Y | CARTE INTERNATIONAL , PER JEA SPEC | [5 empty] | JEA UNDERGROUND DISTRIBUTION |  | 7 | 0
TRAPB004 | 3 Phase - Small | TRANSFORMER, 500 KVA, 13200Y/7620 VOLT PRIMARY, 208Y/120 VOLT SECONDARY, PADMOUNTED, THREE PHASE - (SHIP TO: 2325 EMERSON ST., JAX., FL 32207) | EA | CENTRAL MOLONEY | PER JEA SPEC | Y | CENTRAL MOLONEY , PER JEA SPEC | [5 empty] | JEA UNDERGROUND DISTRIBUTION |  | 7 | 0
TRAPB004 | 3 Phase - Small | TRANSFORMER, 500 KVA, 13200Y/7620 VOLT PRIMARY, 208Y/120 VOLT SECONDARY, PADMOUNTED, THREE PHASE - (SHIP TO: 2325 EMERSON ST., JAX., FL 32207) | EA | CG POWER SYSTEM / PAUWELS | PER JEA SPEC | Y | CG POWER SYSTEM / PAUWELS , PER JEA SPEC | [5 empty] | JEA UNDERGROUND DISTRIBUTION |  | 7 | 0
TRAPB004 | 3 Phase - Small | TRANSFORMER, 500 KVA, 13200Y/7620 VOLT PRIMARY, 208Y/120 VOLT SECONDARY, PADMOUNTED, THREE PHASE - (SHIP TO: 2325 EMERSON ST., JAX., FL 32207) | EA | COOPER POWER SYSTEMS | PER JEA SPEC | Y | COOPER POWER SYSTEMS , PER JEA SPEC | [5 empty] | JEA UNDERGROUND DISTRIBUTION |  | 7 | 0
TRAPB004 | 3 Phase - Small | TRANSFORMER, 500 KVA, 13200Y/7620 VOLT PRIMARY, 208Y/120 VOLT SECONDARY, PADMOUNTED, THREE PHASE - (SHIP TO: 2325 EMERSON ST., JAX., FL 32207) | EA | ERMCO TRANS | PER JEA SPEC | Y | ERMCO TRANS , PER JEA SPEC | [5 empty] | JEA UNDERGROUND DISTRIBUTION |  | 7 | 0
TRAPB004 | 3 Phase - Small | TRANSFORMER, 500 KVA, 13200Y/7620 VOLT PRIMARY, 208Y/120 VOLT SECONDARY, PADMOUNTED, THREE PHASE - (SHIP TO: 2325 EMERSON ST., JAX., FL 32207) | EA | HOWARD | PER JEA SPEC | Y | HOWARD , PER JEA SPEC | [5 empty] | JEA UNDERGROUND DISTRIBUTION |  | 7 | 0
TRAPB004 | 3 Phase - Small | TRANSFORMER, 500 KVA, 13200Y/7620 VOLT PRIMARY, 208Y/120 VOLT SECONDARY, PADMOUNTED, THREE PHASE - (SHIP TO: 2325 EMERSON ST., JAX., FL 32207) | EA | MGM TRANSFORMER COMPANY | PER SPECIFICATION | Y | MGM TRANSFORMER COMPANY , PER SPECIFICATION | [5 empty] | JEA UNDERGROUND DISTRIBUTION |  | 7 | 0
TRAPB004 | 3 Phase - Small | TRANSFORMER, 500 KVA, 13200Y/7620 VOLT PRIMARY, 208Y/120 VOLT SECONDARY, PADMOUNTED, THREE PHASE - (SHIP TO: 2325 EMERSON ST., JAX., FL 32207) | EA | NATIONAL INDUST (ABB) | PER JEA SPEC | Y | NATIONAL INDUST (ABB) , PER JEA SPEC | [5 empty] | JEA UNDERGROUND DISTRIBUTION |  | 7 | 0
TRAPB004 | 3 Phase - Small | TRANSFORMER, 500 KVA, 13200Y/7620 VOLT PRIMARY, 208Y/120 VOLT SECONDARY, PADMOUNTED, THREE PHASE - (SHIP TO: 2325 EMERSON ST., JAX., FL 32207) | EA | PROLEC (GE) | PER JEA SPEC | Y | PROLEC (GE) , PER JEA SPEC | [5 empty] | JEA UNDERGROUND DISTRIBUTION |  | 7 | 0
TRAPB004 | 3 Phase - Small | TRANSFORMER, 500 KVA, 13200Y/7620 VOLT PRIMARY, 208Y/120 VOLT SECONDARY, PADMOUNTED, THREE PHASE - (SHIP TO: 2325 EMERSON ST., JAX., FL 32207) | EA | SQUARE D | PER JEA SPEC | Y | SQUARE D , PER JEA SPEC | [5 empty] | JEA UNDERGROUND DISTRIBUTION |  | 7 | 0
TRAPB014 | Misc | TRANSFORMER, 2500 KVA, 13200Y/7620 VOLT PRIMARY, 480Y/277 VOLT SECONDARY, PADMOUNTED, THREE PHASE - (SHIP TO: 2325 EMERSON ST., JAX., FL 32207) | EA | CARTE INTERNATIONAL | PER JEA SPEC | Y | CARTE INTERNATIONAL , PER JEA SPEC | [5 empty] | JEA UNDERGROUND DISTRIBUTION |  | 8 | 0
TRAPB014 | Misc | TRANSFORMER, 2500 KVA, 13200Y/7620 VOLT PRIMARY, 480Y/277 VOLT SECONDARY, PADMOUNTED, THREE PHASE - (SHIP TO: 2325 EMERSON ST., JAX., FL 32207) | EA | CENTRAL MOLONEY | PER JEA SPEC | Y | CENTRAL MOLONEY , PER JEA SPEC | [5 empty] | JEA UNDERGROUND DISTRIBUTION |  | 8 | 0
TRAPB014 | Misc | TRANSFORMER, 2500 KVA, 13200Y/7620 VOLT PRIMARY, 480Y/277 VOLT SECONDARY, PADMOUNTED, THREE PHASE - (SHIP TO: 2325 EMERSON ST., JAX., FL 32207) | EA | CG POWER SYSTEM / PAUWELS | PER JEA SPEC | Y | CG POWER SYSTEM / PAUWELS , PER JEA SPEC | [5 empty] | JEA UNDERGROUND DISTRIBUTION |  | 8 | 0
TRAPB014 | Misc | TRANSFORMER, 2500 KVA, 13200Y/7620 VOLT PRIMARY, 480Y/277 VOLT SECONDARY, PADMOUNTED, THREE PHASE - (SHIP TO: 2325 EMERSON ST., JAX., FL 32207) | EA | COOPER POWER SYSTEMS | PER JEA SPEC | Y | COOPER POWER SYSTEMS , PER JEA SPEC | [5 empty] | JEA UNDERGROUND DISTRIBUTION |  | 8 | 0
TRAPB014 | Misc | TRANSFORMER, 2500 KVA, 13200Y/7620 VOLT PRIMARY, 480Y/277 VOLT SECONDARY, PADMOUNTED, THREE PHASE - (SHIP TO: 2325 EMERSON ST., JAX., FL 32207) | EA | ERMCO TRANS | PER JEA SPEC | Y | ERMCO TRANS , PER JEA SPEC | [5 empty] | JEA UNDERGROUND DISTRIBUTION |  | 8 | 0
TRAPB014 | Misc | TRANSFORMER, 2500 KVA, 13200Y/7620 VOLT PRIMARY, 480Y/277 VOLT SECONDARY, PADMOUNTED, THREE PHASE - (SHIP TO: 2325 EMERSON ST., JAX., FL 32207) | EA | HOWARD | PER JEA SPEC | Y | HOWARD , PER JEA SPEC | [5 empty] | JEA UNDERGROUND DISTRIBUTION |  | 8 | 0
TRAPB014 | Misc | TRANSFORMER, 2500 KVA, 13200Y/7620 VOLT PRIMARY, 480Y/277 VOLT SECONDARY, PADMOUNTED, THREE PHASE - (SHIP TO: 2325 EMERSON ST., JAX., FL 32207) | EA | MGM TRANSFORMER COMPANY | PER SPECIFICATION | Y | MGM TRANSFORMER COMPANY , PER SPECIFICATION | [5 empty] | JEA UNDERGROUND DISTRIBUTION |  | 8 | 0
TRAPB014 | Misc | TRANSFORMER, 2500 KVA, 13200Y/7620 VOLT PRIMARY, 480Y/277 VOLT SECONDARY, PADMOUNTED, THREE PHASE - (SHIP TO: 2325 EMERSON ST., JAX., FL 32207) | EA | NATIONAL INDUST (ABB) | PER JEA SPEC | Y | NATIONAL INDUST (ABB) , PER JEA SPEC | [5 empty] | JEA UNDERGROUND DISTRIBUTION |  | 8 | 0
TRAPB014 | Misc | TRANSFORMER, 2500 KVA, 13200Y/7620 VOLT PRIMARY, 480Y/277 VOLT SECONDARY, PADMOUNTED, THREE PHASE - (SHIP TO: 2325 EMERSON ST., JAX., FL 32207) | EA | PROLEC (GE) | PER JEA SPEC | Y | PROLEC (GE) , PER JEA SPEC | [5 empty] | JEA UNDERGROUND DISTRIBUTION |  | 8 | 0
TRAPB014 | Misc | TRANSFORMER, 2500 KVA, 13200Y/7620 VOLT PRIMARY, 480Y/277 VOLT SECONDARY, PADMOUNTED, THREE PHASE - (SHIP TO: 2325 EMERSON ST., JAX., FL 32207) | EA | SQUARE D | PER JEA SPEC | Y | SQUARE D , PER JEA SPEC | [5 empty] | JEA UNDERGROUND DISTRIBUTION |  | 8 | 0
TRAPB005 | 3 Phase - Large | TRANSFORMER, 750 KVA, 13200Y/7620 VOLT PRIMARY, 208Y/120 VOLT SECONDARY, PADMOUNTED, THREE PHASE - (SHIP TO: 2325 EMERSON ST., JAX., FL 32207) | EA | CARTE INTERNATIONAL | PER JEA SPEC | Y | CARTE INTERNATIONAL , PER JEA SPEC | [5 empty] | JEA UNDERGROUND DISTRIBUTION |  | 9 | 0
TRAPB005 | 3 Phase - Large | TRANSFORMER, 750 KVA, 13200Y/7620 VOLT PRIMARY, 208Y/120 VOLT SECONDARY, PADMOUNTED, THREE PHASE - (SHIP TO: 2325 EMERSON ST., JAX., FL 32207) | EA | CENTRAL MOLONEY | PER JEA SPEC | Y | CENTRAL MOLONEY , PER JEA SPEC | [5 empty] | JEA UNDERGROUND DISTRIBUTION |  | 9 | 0
TRAPB005 | 3 Phase - Large | TRANSFORMER, 750 KVA, 13200Y/7620 VOLT PRIMARY, 208Y/120 VOLT SECONDARY, PADMOUNTED, THREE PHASE - (SHIP TO: 2325 EMERSON ST., JAX., FL 32207) | EA | CG POWER SYSTEM / PAUWELS | PER JEA SPEC | Y | CG POWER SYSTEM / PAUWELS , PER JEA SPEC | [5 empty] | JEA UNDERGROUND DISTRIBUTION |  | 9 | 0
TRAPB005 | 3 Phase - Large | TRANSFORMER, 750 KVA, 13200Y/7620 VOLT PRIMARY, 208Y/120 VOLT SECONDARY, PADMOUNTED, THREE PHASE - (SHIP TO: 2325 EMERSON ST., JAX., FL 32207) | EA | COOPER POWER SYSTEMS | PER JEA SPEC | Y | COOPER POWER SYSTEMS , PER JEA SPEC | [5 empty] | JEA UNDERGROUND DISTRIBUTION |  | 9 | 0
TRAPB005 | 3 Phase - Large | TRANSFORMER, 750 KVA, 13200Y/7620 VOLT PRIMARY, 208Y/120 VOLT SECONDARY, PADMOUNTED, THREE PHASE - (SHIP TO: 2325 EMERSON ST., JAX., FL 32207) | EA | ERMCO TRANS | PER JEA SPEC | Y | ERMCO TRANS , PER JEA SPEC | [5 empty] | JEA UNDERGROUND DISTRIBUTION |  | 9 | 0
TRAPB005 | 3 Phase - Large | TRANSFORMER, 750 KVA, 13200Y/7620 VOLT PRIMARY, 208Y/120 VOLT SECONDARY, PADMOUNTED, THREE PHASE - (SHIP TO: 2325 EMERSON ST., JAX., FL 32207) | EA | HOWARD | PER JEA SPEC | Y | HOWARD , PER JEA SPEC | [5 empty] | JEA UNDERGROUND DISTRIBUTION |  | 9 | 0
TRAPB005 | 3 Phase - Large | TRANSFORMER, 750 KVA, 13200Y/7620 VOLT PRIMARY, 208Y/120 VOLT SECONDARY, PADMOUNTED, THREE PHASE - (SHIP TO: 2325 EMERSON ST., JAX., FL 32207) | EA | MGM TRANSFORMER COMPANY | PER SPECIFICATION | Y | MGM TRANSFORMER COMPANY , PER SPECIFICATION | [5 empty] | JEA UNDERGROUND DISTRIBUTION |  | 9 | 0
TRAPB005 | 3 Phase - Large | TRANSFORMER, 750 KVA, 13200Y/7620 VOLT PRIMARY, 208Y/120 VOLT SECONDARY, PADMOUNTED, THREE PHASE - (SHIP TO: 2325 EMERSON ST., JAX., FL 32207) | EA | NATIONAL INDUST (ABB) | PER JEA SPEC | Y | NATIONAL INDUST (ABB) , PER JEA SPEC | [5 empty] | JEA UNDERGROUND DISTRIBUTION |  | 9 | 0
TRAPB005 | 3 Phase - Large | TRANSFORMER, 750 KVA, 13200Y/7620 VOLT PRIMARY, 208Y/120 VOLT SECONDARY, PADMOUNTED, THREE PHASE - (SHIP TO: 2325 EMERSON ST., JAX., FL 32207) | EA | PROLEC (GE) | PER JEA SPEC | Y | PROLEC (GE) , PER JEA SPEC | [5 empty] | JEA UNDERGROUND DISTRIBUTION |  | 9 | 0
TRAPB005 | 3 Phase - Large | TRANSFORMER, 750 KVA, 13200Y/7620 VOLT PRIMARY, 208Y/120 VOLT SECONDARY, PADMOUNTED, THREE PHASE - (SHIP TO: 2325 EMERSON ST., JAX., FL 32207) | EA | SQUARE D | PER JEA SPEC | Y | SQUARE D , PER JEA SPEC | [5 empty] | JEA UNDERGROUND DISTRIBUTION |  | 9 | 0
TRACA006 | Pole Mounted | TRANSFORMER, 100 KVA, 2400/4160Y VOLT PRIMARY, 120/240 VOLT SECONDARY, SINGLE PHASE, CONVENTIONAL | EA | CARTE INTERNATIONAL | PER JEA SPEC | Y | CARTE INTERNATIONAL , PER JEA SPEC | [5 empty] | JEA OVERHEAD DISTRIBUTION |  | 10 | 0
TRACA006 | Pole Mounted | TRANSFORMER, 100 KVA, 2400/4160Y VOLT PRIMARY, 120/240 VOLT SECONDARY, SINGLE PHASE, CONVENTIONAL | EA | CENTRAL MOLONEY | PER JEA SPEC | Y | CENTRAL MOLONEY , PER JEA SPEC | [5 empty] | JEA OVERHEAD DISTRIBUTION |  | 10 | 0
TRACA006 | Pole Mounted | TRANSFORMER, 100 KVA, 2400/4160Y VOLT PRIMARY, 120/240 VOLT SECONDARY, SINGLE PHASE, CONVENTIONAL | EA | COOPER POWER SYSTEMS | PER JEA SPEC | Y | COOPER POWER SYSTEMS , PER JEA SPEC | [5 empty] | JEA OVERHEAD DISTRIBUTION |  | 10 | 0
TRACA006 | Pole Mounted | TRANSFORMER, 100 KVA, 2400/4160Y VOLT PRIMARY, 120/240 VOLT SECONDARY, SINGLE PHASE, CONVENTIONAL | EA | ERMCO TRANS | PER JEA SPEC | Y | ERMCO TRANS , PER JEA SPEC | [5 empty] | JEA OVERHEAD DISTRIBUTION |  | 10 | 0
TRACA006 | Pole Mounted | TRANSFORMER, 100 KVA, 2400/4160Y VOLT PRIMARY, 120/240 VOLT SECONDARY, SINGLE PHASE, CONVENTIONAL | EA | HOWARD | PER JEA SPEC | Y | HOWARD , PER JEA SPEC | [5 empty] | JEA OVERHEAD DISTRIBUTION |  | 10 | 0
TRACA006 | Pole Mounted | TRANSFORMER, 100 KVA, 2400/4160Y VOLT PRIMARY, 120/240 VOLT SECONDARY, SINGLE PHASE, CONVENTIONAL | EA | NATIONAL INDUST (ABB) | PER JEA SPEC | Y | NATIONAL INDUST (ABB) , PER JEA SPEC | [5 empty] | JEA OVERHEAD DISTRIBUTION |  | 10 | 0
TRACA006 | Pole Mounted | TRANSFORMER, 100 KVA, 2400/4160Y VOLT PRIMARY, 120/240 VOLT SECONDARY, SINGLE PHASE, CONVENTIONAL | EA | PROLEC (GE) | PER JEA SPEC | Y | PROLEC (GE) , PER JEA SPEC | [5 empty] | JEA OVERHEAD DISTRIBUTION |  | 10 | 0
TRACA006 | Pole Mounted | TRANSFORMER, 100 KVA, 2400/4160Y VOLT PRIMARY, 120/240 VOLT SECONDARY, SINGLE PHASE, CONVENTIONAL | EA |  |  |  | , | [5 empty] | JEA OVERHEAD DISTRIBUTION |  | 10 | 0
TRAPB003 | 3 Phase - Small | TRANSFORMER, 300 KVA, 13200Y/7620 VOLT PRIMARY, 208Y/120 VOLT SECONDARY, PADMOUNTED, THREE PHASE - (SHIP TO: 2325 EMERSON ST., JAX., FL 32207) | EA | CARTE INTERNATIONAL | PER JEA SPEC | Y | CARTE INTERNATIONAL , PER JEA SPEC | [5 empty] | JEA UNDERGROUND DISTRIBUTION |  | 10 | 0
TRAPB003 | 3 Phase - Small | TRANSFORMER, 300 KVA, 13200Y/7620 VOLT PRIMARY, 208Y/120 VOLT SECONDARY, PADMOUNTED, THREE PHASE - (SHIP TO: 2325 EMERSON ST., JAX., FL 32207) | EA | CENTRAL MOLONEY | PER JEA SPEC | Y | CENTRAL MOLONEY , PER JEA SPEC | [5 empty] | JEA UNDERGROUND DISTRIBUTION |  | 10 | 0
TRAPB003 | 3 Phase - Small | TRANSFORMER, 300 KVA, 13200Y/7620 VOLT PRIMARY, 208Y/120 VOLT SECONDARY, PADMOUNTED, THREE PHASE - (SHIP TO: 2325 EMERSON ST., JAX., FL 32207) | EA | CG POWER SYSTEM / PAUWELS | PER JEA SPEC | Y | CG POWER SYSTEM / PAUWELS , PER JEA SPEC | [5 empty] | JEA UNDERGROUND DISTRIBUTION |  | 10 | 0
TRAPB003 | 3 Phase - Small | TRANSFORMER, 300 KVA, 13200Y/7620 VOLT PRIMARY, 208Y/120 VOLT SECONDARY, PADMOUNTED, THREE PHASE - (SHIP TO: 2325 EMERSON ST., JAX., FL 32207) | EA | COOPER POWER SYSTEMS | PER JEA SPEC | Y | COOPER POWER SYSTEMS , PER JEA SPEC | [5 empty] | JEA UNDERGROUND DISTRIBUTION |  | 10 | 0
TRAPB003 | 3 Phase - Small | TRANSFORMER, 300 KVA, 13200Y/7620 VOLT PRIMARY, 208Y/120 VOLT SECONDARY, PADMOUNTED, THREE PHASE - (SHIP TO: 2325 EMERSON ST., JAX., FL 32207) | EA | ERMCO TRANS | PER JEA SPEC | Y | ERMCO TRANS , PER JEA SPEC | [5 empty] | JEA UNDERGROUND DISTRIBUTION |  | 10 | 0
TRAPB003 | 3 Phase - Small | TRANSFORMER, 300 KVA, 13200Y/7620 VOLT PRIMARY, 208Y/120 VOLT SECONDARY, PADMOUNTED, THREE PHASE - (SHIP TO: 2325 EMERSON ST., JAX., FL 32207) | EA | HOWARD | PER JEA SPEC | Y | HOWARD , PER JEA SPEC | [5 empty] | JEA UNDERGROUND DISTRIBUTION |  | 10 | 0
TRAPB003 | 3 Phase - Small | TRANSFORMER, 300 KVA, 13200Y/7620 VOLT PRIMARY, 208Y/120 VOLT SECONDARY, PADMOUNTED, THREE PHASE - (SHIP TO: 2325 EMERSON ST., JAX., FL 32207) | EA | MGM TRANSFORMER COMPANY | PER SPECIFICATION | Y | MGM TRANSFORMER COMPANY , PER SPECIFICATION | [5 empty] | JEA UNDERGROUND DISTRIBUTION |  | 10 | 0
TRAPB003 | 3 Phase - Small | TRANSFORMER, 300 KVA, 13200Y/7620 VOLT PRIMARY, 208Y/120 VOLT SECONDARY, PADMOUNTED, THREE PHASE - (SHIP TO: 2325 EMERSON ST., JAX., FL 32207) | EA | NATIONAL INDUST (ABB) | PER JEA SPEC | Y | NATIONAL INDUST (ABB) , PER JEA SPEC | [5 empty] | JEA UNDERGROUND DISTRIBUTION |  | 10 | 0
TRAPB003 | 3 Phase - Small | TRANSFORMER, 300 KVA, 13200Y/7620 VOLT PRIMARY, 208Y/120 VOLT SECONDARY, PADMOUNTED, THREE PHASE - (SHIP TO: 2325 EMERSON ST., JAX., FL 32207) | EA | PROLEC (GE) | PER JEA SPEC | Y | PROLEC (GE) , PER JEA SPEC | [5 empty] | JEA UNDERGROUND DISTRIBUTION |  | 10 | 0
TRAPB003 | 3 Phase - Small | TRANSFORMER, 300 KVA, 13200Y/7620 VOLT PRIMARY, 208Y/120 VOLT SECONDARY, PADMOUNTED, THREE PHASE - (SHIP TO: 2325 EMERSON ST., JAX., FL 32207) | EA | SQUARE D | PER JEA SPEC | Y | SQUARE D , PER JEA SPEC | [5 empty] | JEA UNDERGROUND DISTRIBUTION |  | 10 | 0
TRACH001 | Pole Mounted | TRANSFORMER, 25 KVA, 14760/25565Y VOLT PRIMARY, 240/480 VOLT SECONDARY, SINGLE PHASE, CONVENTIONAL | EA | CARTE INTERNATIONAL | PER JEA SPEC | Y | CARTE INTERNATIONAL , PER JEA SPEC | [5 empty] | JEA OVERHEAD DISTRIBUTION |  | 11 | 0
TRACH001 | Pole Mounted | TRANSFORMER, 25 KVA, 14760/25565Y VOLT PRIMARY, 240/480 VOLT SECONDARY, SINGLE PHASE, CONVENTIONAL | EA | CENTRAL MOLONEY | PER JEA SPEC | Y | CENTRAL MOLONEY , PER JEA SPEC | [5 empty] | JEA OVERHEAD DISTRIBUTION |  | 11 | 0
TRACH001 | Pole Mounted | TRANSFORMER, 25 KVA, 14760/25565Y VOLT PRIMARY, 240/480 VOLT SECONDARY, SINGLE PHASE, CONVENTIONAL | EA | COOPER POWER SYSTEMS | PER JEA SPEC | Y | COOPER POWER SYSTEMS , PER JEA SPEC | [5 empty] | JEA OVERHEAD DISTRIBUTION |  | 11 | 0
TRACH001 | Pole Mounted | TRANSFORMER, 25 KVA, 14760/25565Y VOLT PRIMARY, 240/480 VOLT SECONDARY, SINGLE PHASE, CONVENTIONAL | EA | ERMCO TRANS | PER JEA SPEC | Y | ERMCO TRANS , PER JEA SPEC | [5 empty] | JEA OVERHEAD DISTRIBUTION |  | 11 | 0
TRACH001 | Pole Mounted | TRANSFORMER, 25 KVA, 14760/25565Y VOLT PRIMARY, 240/480 VOLT SECONDARY, SINGLE PHASE, CONVENTIONAL | EA | HOWARD | PER JEA SPEC | Y | HOWARD , PER JEA SPEC | [5 empty] | JEA OVERHEAD DISTRIBUTION |  | 11 | 0
TRACH001 | Pole Mounted | TRANSFORMER, 25 KVA, 14760/25565Y VOLT PRIMARY, 240/480 VOLT SECONDARY, SINGLE PHASE, CONVENTIONAL | EA | NATIONAL INDUST (ABB) | PER JEA SPEC | Y | NATIONAL INDUST (ABB) , PER JEA SPEC | [5 empty] | JEA OVERHEAD DISTRIBUTION |  | 11 | 0
TRACH001 | Pole Mounted | TRANSFORMER, 25 KVA, 14760/25565Y VOLT PRIMARY, 240/480 VOLT SECONDARY, SINGLE PHASE, CONVENTIONAL | EA | PROLEC (GE) | PER JEA SPEC | Y | PROLEC (GE) , PER JEA SPEC | [5 empty] | JEA OVERHEAD DISTRIBUTION |  | 11 | 0
TRAPC007 | 3 Phase - Small | TRANSFORMER, 150 KVA, 25565Y/14760 VOLT PRIMARY, 480Y/277 VOLT SECONDARY, PADMOUNTED, THREE PHASE - (SHIP TO: 2325 EMERSON ST., JAX., FL 32207) | EA | CAM TRAN | PER JEA SPEC | Y | CAM TRAN , PER JEA SPEC | [5 empty] | JEA UNDERGROUND DISTRIBUTION |  | 11 | 0
TRAPC007 | 3 Phase - Small | TRANSFORMER, 150 KVA, 25565Y/14760 VOLT PRIMARY, 480Y/277 VOLT SECONDARY, PADMOUNTED, THREE PHASE - (SHIP TO: 2325 EMERSON ST., JAX., FL 32207) | EA | CARTE INTERNATIONAL | PER JEA SPEC | Y | CARTE INTERNATIONAL , PER JEA SPEC | [5 empty] | JEA UNDERGROUND DISTRIBUTION |  | 11 | 0
TRAPC007 | 3 Phase - Small | TRANSFORMER, 150 KVA, 25565Y/14760 VOLT PRIMARY, 480Y/277 VOLT SECONDARY, PADMOUNTED, THREE PHASE - (SHIP TO: 2325 EMERSON ST., JAX., FL 32207) | EA | CENTRAL MOLONEY | PER JEA SPEC | Y | CENTRAL MOLONEY , PER JEA SPEC | [5 empty] | JEA UNDERGROUND DISTRIBUTION |  | 11 | 0
TRAPC007 | 3 Phase - Small | TRANSFORMER, 150 KVA, 25565Y/14760 VOLT PRIMARY, 480Y/277 VOLT SECONDARY, PADMOUNTED, THREE PHASE - (SHIP TO: 2325 EMERSON ST., JAX., FL 32207) | EA | CG POWER SYSTEM / PAUWELS | PER JEA SPEC | Y | CG POWER SYSTEM / PAUWELS , PER JEA SPEC | [5 empty] | JEA UNDERGROUND DISTRIBUTION |  | 11 | 0
TRAPC007 | 3 Phase - Small | TRANSFORMER, 150 KVA, 25565Y/14760 VOLT PRIMARY, 480Y/277 VOLT SECONDARY, PADMOUNTED, THREE PHASE - (SHIP TO: 2325 EMERSON ST., JAX., FL 32207) | EA | COOPER POWER SYSTEMS | PER JEA SPEC | Y | COOPER POWER SYSTEMS , PER JEA SPEC | [5 empty] | JEA UNDERGROUND DISTRIBUTION |  | 11 | 0
TRAPC007 | 3 Phase - Small | TRANSFORMER, 150 KVA, 25565Y/14760 VOLT PRIMARY, 480Y/277 VOLT SECONDARY, PADMOUNTED, THREE PHASE - (SHIP TO: 2325 EMERSON ST., JAX., FL 32207) | EA | ERMCO TRANS | PER JEA SPEC | Y | ERMCO TRANS , PER JEA SPEC | [5 empty] | JEA UNDERGROUND DISTRIBUTION |  | 11 | 0
TRAPC007 | 3 Phase - Small | TRANSFORMER, 150 KVA, 25565Y/14760 VOLT PRIMARY, 480Y/277 VOLT SECONDARY, PADMOUNTED, THREE PHASE - (SHIP TO: 2325 EMERSON ST., JAX., FL 32207) | EA | HOWARD | PER JEA SPEC | Y | HOWARD , PER JEA SPEC | [5 empty] | JEA UNDERGROUND DISTRIBUTION |  | 11 | 0
TRAPC007 | 3 Phase - Small | TRANSFORMER, 150 KVA, 25565Y/14760 VOLT PRIMARY, 480Y/277 VOLT SECONDARY, PADMOUNTED, THREE PHASE - (SHIP TO: 2325 EMERSON ST., JAX., FL 32207) | EA | MGM TRANSFORMER COMPANY | PER SPECIFICATION | Y | MGM TRANSFORMER COMPANY , PER SPECIFICATION | [5 empty] | JEA UNDERGROUND DISTRIBUTION |  | 11 | 0
TRAPC007 | 3 Phase - Small | TRANSFORMER, 150 KVA, 25565Y/14760 VOLT PRIMARY, 480Y/277 VOLT SECONDARY, PADMOUNTED, THREE PHASE - (SHIP TO: 2325 EMERSON ST., JAX., FL 32207) | EA | NATIONAL INDUST (ABB) | PER JEA SPEC | Y | NATIONAL INDUST (ABB) , PER JEA SPEC | [5 empty] | JEA UNDERGROUND DISTRIBUTION |  | 11 | 0
TRAPC007 | 3 Phase - Small | TRANSFORMER, 150 KVA, 25565Y/14760 VOLT PRIMARY, 480Y/277 VOLT SECONDARY, PADMOUNTED, THREE PHASE - (SHIP TO: 2325 EMERSON ST., JAX., FL 32207) | EA | PROLEC (GE) | PER JEA SPEC | Y | PROLEC (GE) , PER JEA SPEC | [5 empty] | JEA UNDERGROUND DISTRIBUTION |  | 11 | 0
TRAPC007 | 3 Phase - Small | TRANSFORMER, 150 KVA, 25565Y/14760 VOLT PRIMARY, 480Y/277 VOLT SECONDARY, PADMOUNTED, THREE PHASE - (SHIP TO: 2325 EMERSON ST., JAX., FL 32207) | EA | SQUARE D | PER JEA SPEC | Y | SQUARE D , PER JEA SPEC | [5 empty] | JEA UNDERGROUND DISTRIBUTION |  | 11 | 0
TRACD002 | Pole Mounted | TRANSFORMER, 15 KVA, 7620/13200Y VOLT PRIMARY, 120/240 VOLT SECONDARY, SINGLE PHASE, CONVENTIONAL | EA | CARTE INTERNATIONAL | PER JEA SPEC | Y | CARTE INTERNATIONAL , PER JEA SPEC | [5 empty] | JEA OVERHEAD DISTRIBUTION |  | 12 | 0
TRACD002 | Pole Mounted | TRANSFORMER, 15 KVA, 7620/13200Y VOLT PRIMARY, 120/240 VOLT SECONDARY, SINGLE PHASE, CONVENTIONAL | EA | CENTRAL MOLONEY | PER JEA SPEC | Y | CENTRAL MOLONEY , PER JEA SPEC | [5 empty] | JEA OVERHEAD DISTRIBUTION |  | 12 | 0
TRACD002 | Pole Mounted | TRANSFORMER, 15 KVA, 7620/13200Y VOLT PRIMARY, 120/240 VOLT SECONDARY, SINGLE PHASE, CONVENTIONAL | EA | COOPER POWER SYSTEMS | PER JEA SPEC | Y | COOPER POWER SYSTEMS , PER JEA SPEC | [5 empty] | JEA OVERHEAD DISTRIBUTION |  | 12 | 0
TRACD002 | Pole Mounted | TRANSFORMER, 15 KVA, 7620/13200Y VOLT PRIMARY, 120/240 VOLT SECONDARY, SINGLE PHASE, CONVENTIONAL | EA | ERMCO TRANS | PER JEA SPEC | Y | ERMCO TRANS , PER JEA SPEC | [5 empty] | JEA OVERHEAD DISTRIBUTION |  | 12 | 0
TRACD002 | Pole Mounted | TRANSFORMER, 15 KVA, 7620/13200Y VOLT PRIMARY, 120/240 VOLT SECONDARY, SINGLE PHASE, CONVENTIONAL | EA | HOWARD | PER JEA SPEC | Y | HOWARD , PER JEA SPEC | [5 empty] | JEA OVERHEAD DISTRIBUTION |  | 12 | 0
TRACD002 | Pole Mounted | TRANSFORMER, 15 KVA, 7620/13200Y VOLT PRIMARY, 120/240 VOLT SECONDARY, SINGLE PHASE, CONVENTIONAL | EA | NATIONAL INDUST (ABB) | PER JEA SPEC | Y | NATIONAL INDUST (ABB) , PER JEA SPEC | [5 empty] | JEA OVERHEAD DISTRIBUTION |  | 12 | 0
TRACD002 | Pole Mounted | TRANSFORMER, 15 KVA, 7620/13200Y VOLT PRIMARY, 120/240 VOLT SECONDARY, SINGLE PHASE, CONVENTIONAL | EA | PROLEC (GE) | PER JEA SPEC | Y | PROLEC (GE) , PER JEA SPEC | [5 empty] | JEA OVERHEAD DISTRIBUTION |  | 12 | 0
TRAPB006 | 3 Phase - Large | TRANSFORMER, 1000 KVA, 13200Y/7620 VOLT PRIMARY, 208Y/120 VOLT SECONDARY, PADMOUNTED, THREE PHASE - (SHIP TO: 2325 EMERSON ST., JAX., FL 32207) | EA | CARTE INTERNATIONAL | PER JEA SPEC | Y | CARTE INTERNATIONAL , PER JEA SPEC | [5 empty] | JEA UNDERGROUND DISTRIBUTION |  | 12 | 0
TRAPB006 | 3 Phase - Large | TRANSFORMER, 1000 KVA, 13200Y/7620 VOLT PRIMARY, 208Y/120 VOLT SECONDARY, PADMOUNTED, THREE PHASE - (SHIP TO: 2325 EMERSON ST., JAX., FL 32207) | EA | CENTRAL MOLONEY | PER JEA SPEC | Y | CENTRAL MOLONEY , PER JEA SPEC | [5 empty] | JEA UNDERGROUND DISTRIBUTION |  | 12 | 0
TRAPB006 | 3 Phase - Large | TRANSFORMER, 1000 KVA, 13200Y/7620 VOLT PRIMARY, 208Y/120 VOLT SECONDARY, PADMOUNTED, THREE PHASE - (SHIP TO: 2325 EMERSON ST., JAX., FL 32207) | EA | CG POWER SYSTEM / PAUWELS | PER JEA SPEC | Y | CG POWER SYSTEM / PAUWELS , PER JEA SPEC | [5 empty] | JEA UNDERGROUND DISTRIBUTION |  | 12 | 0
TRAPB006 | 3 Phase - Large | TRANSFORMER, 1000 KVA, 13200Y/7620 VOLT PRIMARY, 208Y/120 VOLT SECONDARY, PADMOUNTED, THREE PHASE - (SHIP TO: 2325 EMERSON ST., JAX., FL 32207) | EA | COOPER POWER SYSTEMS | PER JEA SPEC | Y | COOPER POWER SYSTEMS , PER JEA SPEC | [5 empty] | JEA UNDERGROUND DISTRIBUTION |  | 12 | 0
TRAPB006 | 3 Phase - Large | TRANSFORMER, 1000 KVA, 13200Y/7620 VOLT PRIMARY, 208Y/120 VOLT SECONDARY, PADMOUNTED, THREE PHASE - (SHIP TO: 2325 EMERSON ST., JAX., FL 32207) | EA | ERMCO TRANS | PER JEA SPEC | Y | ERMCO TRANS , PER JEA SPEC | [5 empty] | JEA UNDERGROUND DISTRIBUTION |  | 12 | 0
TRAPB006 | 3 Phase - Large | TRANSFORMER, 1000 KVA, 13200Y/7620 VOLT PRIMARY, 208Y/120 VOLT SECONDARY, PADMOUNTED, THREE PHASE - (SHIP TO: 2325 EMERSON ST., JAX., FL 32207) | EA | HOWARD | PER JEA SPEC | Y | HOWARD , PER JEA SPEC | [5 empty] | JEA UNDERGROUND DISTRIBUTION |  | 12 | 0
TRAPB006 | 3 Phase - Large | TRANSFORMER, 1000 KVA, 13200Y/7620 VOLT PRIMARY, 208Y/120 VOLT SECONDARY, PADMOUNTED, THREE PHASE - (SHIP TO: 2325 EMERSON ST., JAX., FL 32207) | EA | MGM TRANSFORMER COMPANY | PER SPECIFICATION | Y | MGM TRANSFORMER COMPANY , PER SPECIFICATION | [5 empty] | JEA UNDERGROUND DISTRIBUTION |  | 12 | 0
TRAPB006 | 3 Phase - Large | TRANSFORMER, 1000 KVA, 13200Y/7620 VOLT PRIMARY, 208Y/120 VOLT SECONDARY, PADMOUNTED, THREE PHASE - (SHIP TO: 2325 EMERSON ST., JAX., FL 32207) | EA | NATIONAL INDUST (ABB) | PER JEA SPEC | Y | NATIONAL INDUST (ABB) , PER JEA SPEC | [5 empty] | JEA UNDERGROUND DISTRIBUTION |  | 12 | 0
TRAPB006 | 3 Phase - Large | TRANSFORMER, 1000 KVA, 13200Y/7620 VOLT PRIMARY, 208Y/120 VOLT SECONDARY, PADMOUNTED, THREE PHASE - (SHIP TO: 2325 EMERSON ST., JAX., FL 32207) | EA | PROLEC (GE) | PER JEA SPEC | Y | PROLEC (GE) , PER JEA SPEC | [5 empty] | JEA UNDERGROUND DISTRIBUTION |  | 12 | 0
TRAPB006 | 3 Phase - Large | TRANSFORMER, 1000 KVA, 13200Y/7620 VOLT PRIMARY, 208Y/120 VOLT SECONDARY, PADMOUNTED, THREE PHASE - (SHIP TO: 2325 EMERSON ST., JAX., FL 32207) | EA | SQUARE D | PER JEA SPEC | Y | SQUARE D , PER JEA SPEC | [5 empty] | JEA UNDERGROUND DISTRIBUTION |  | 12 | 0
TRAPB010 | 3 Phase - Small | TRANSFORMER, 500 KVA, 13200Y/7620 VOLT PRIMARY, 480Y/277 VOLT SECONDARY, PADMOUNTED, THREE PHASE - (SHIP TO: 2325 EMERSON ST., JAX., FL 32207) | EA | CARTE INTERNATIONAL | PER JEA SPEC | Y | CARTE INTERNATIONAL , PER JEA SPEC | [5 empty] | JEA UNDERGROUND DISTRIBUTION |  | 12 | 0
TRAPB010 | 3 Phase - Small | TRANSFORMER, 500 KVA, 13200Y/7620 VOLT PRIMARY, 480Y/277 VOLT SECONDARY, PADMOUNTED, THREE PHASE - (SHIP TO: 2325 EMERSON ST., JAX., FL 32207) | EA | CENTRAL MOLONEY | PER JEA SPEC | Y | CENTRAL MOLONEY , PER JEA SPEC | [5 empty] | JEA UNDERGROUND DISTRIBUTION |  | 12 | 0
TRAPB010 | 3 Phase - Small | TRANSFORMER, 500 KVA, 13200Y/7620 VOLT PRIMARY, 480Y/277 VOLT SECONDARY, PADMOUNTED, THREE PHASE - (SHIP TO: 2325 EMERSON ST., JAX., FL 32207) | EA | CG POWER SYSTEM / PAUWELS | PER JEA SPEC | Y | CG POWER SYSTEM / PAUWELS , PER JEA SPEC | [5 empty] | JEA UNDERGROUND DISTRIBUTION |  | 12 | 0
TRAPB010 | 3 Phase - Small | TRANSFORMER, 500 KVA, 13200Y/7620 VOLT PRIMARY, 480Y/277 VOLT SECONDARY, PADMOUNTED, THREE PHASE - (SHIP TO: 2325 EMERSON ST., JAX., FL 32207) | EA | COOPER POWER SYSTEMS | PER JEA SPEC | Y | COOPER POWER SYSTEMS , PER JEA SPEC | [5 empty] | JEA UNDERGROUND DISTRIBUTION |  | 12 | 0
TRAPB010 | 3 Phase - Small | TRANSFORMER, 500 KVA, 13200Y/7620 VOLT PRIMARY, 480Y/277 VOLT SECONDARY, PADMOUNTED, THREE PHASE - (SHIP TO: 2325 EMERSON ST., JAX., FL 32207) | EA | ERMCO TRANS | PER JEA SPEC | Y | ERMCO TRANS , PER JEA SPEC | [5 empty] | JEA UNDERGROUND DISTRIBUTION |  | 12 | 0
TRAPB010 | 3 Phase - Small | TRANSFORMER, 500 KVA, 13200Y/7620 VOLT PRIMARY, 480Y/277 VOLT SECONDARY, PADMOUNTED, THREE PHASE - (SHIP TO: 2325 EMERSON ST., JAX., FL 32207) | EA | HOWARD | PER JEA SPEC | Y | HOWARD , PER JEA SPEC | [5 empty] | JEA UNDERGROUND DISTRIBUTION |  | 12 | 0
TRAPB010 | 3 Phase - Small | TRANSFORMER, 500 KVA, 13200Y/7620 VOLT PRIMARY, 480Y/277 VOLT SECONDARY, PADMOUNTED, THREE PHASE - (SHIP TO: 2325 EMERSON ST., JAX., FL 32207) | EA | MGM TRANSFORMER COMPANY | PER SPECIFICATION | Y | MGM TRANSFORMER COMPANY , PER SPECIFICATION | [5 empty] | JEA UNDERGROUND DISTRIBUTION |  | 12 | 0
TRAPB010 | 3 Phase - Small | TRANSFORMER, 500 KVA, 13200Y/7620 VOLT PRIMARY, 480Y/277 VOLT SECONDARY, PADMOUNTED, THREE PHASE - (SHIP TO: 2325 EMERSON ST., JAX., FL 32207) | EA | NATIONAL INDUST (ABB) | PER JEA SPEC | Y | NATIONAL INDUST (ABB) , PER JEA SPEC | [5 empty] | JEA UNDERGROUND DISTRIBUTION |  | 12 | 0
TRAPB010 | 3 Phase - Small | TRANSFORMER, 500 KVA, 13200Y/7620 VOLT PRIMARY, 480Y/277 VOLT SECONDARY, PADMOUNTED, THREE PHASE - (SHIP TO: 2325 EMERSON ST., JAX., FL 32207) | EA | PROLEC (GE) | PER JEA SPEC | Y | PROLEC (GE) , PER JEA SPEC | [5 empty] | JEA UNDERGROUND DISTRIBUTION |  | 12 | 0
TRAPB010 | 3 Phase - Small | TRANSFORMER, 500 KVA, 13200Y/7620 VOLT PRIMARY, 480Y/277 VOLT SECONDARY, PADMOUNTED, THREE PHASE - (SHIP TO: 2325 EMERSON ST., JAX., FL 32207) | EA | SQUARE D | PER JEA SPEC | Y | SQUARE D , PER JEA SPEC | [5 empty] | JEA UNDERGROUND DISTRIBUTION |  | 12 | 0
TRAPC006 | 3 Phase - Large | TRANSFORMER, 1500 KVA, 25565Y/14760 VOLT PRIMARY, 208Y/120 VOLT SECONDARY, PADMOUNTED, THREE PHASE - (SHIP TO: 2325 EMERSON ST., JAX., FL 32207) | EA | CAM TRAN | PER JEA SPEC | Y | CAM TRAN , PER JEA SPEC | [5 empty] | JEA UNDERGROUND DISTRIBUTION |  | 12 | 0
TRAPC006 | 3 Phase - Large | TRANSFORMER, 1500 KVA, 25565Y/14760 VOLT PRIMARY, 208Y/120 VOLT SECONDARY, PADMOUNTED, THREE PHASE - (SHIP TO: 2325 EMERSON ST., JAX., FL 32207) | EA | CARTE INTERNATIONAL | PER JEA SPEC | Y | CARTE INTERNATIONAL , PER JEA SPEC | [5 empty] | JEA UNDERGROUND DISTRIBUTION |  | 12 | 0
TRAPC006 | 3 Phase - Large | TRANSFORMER, 1500 KVA, 25565Y/14760 VOLT PRIMARY, 208Y/120 VOLT SECONDARY, PADMOUNTED, THREE PHASE - (SHIP TO: 2325 EMERSON ST., JAX., FL 32207) | EA | CENTRAL MOLONEY | PER JEA SPEC | Y | CENTRAL MOLONEY , PER JEA SPEC | [5 empty] | JEA UNDERGROUND DISTRIBUTION |  | 12 | 0
TRAPC006 | 3 Phase - Large | TRANSFORMER, 1500 KVA, 25565Y/14760 VOLT PRIMARY, 208Y/120 VOLT SECONDARY, PADMOUNTED, THREE PHASE - (SHIP TO: 2325 EMERSON ST., JAX., FL 32207) | EA | CG POWER SYSTEM / PAUWELS | PER JEA SPEC | Y | CG POWER SYSTEM / PAUWELS , PER JEA SPEC | [5 empty] | JEA UNDERGROUND DISTRIBUTION |  | 12 | 0
TRAPC006 | 3 Phase - Large | TRANSFORMER, 1500 KVA, 25565Y/14760 VOLT PRIMARY, 208Y/120 VOLT SECONDARY, PADMOUNTED, THREE PHASE - (SHIP TO: 2325 EMERSON ST., JAX., FL 32207) | EA | COOPER POWER SYSTEMS | PER JEA SPEC | Y | COOPER POWER SYSTEMS , PER JEA SPEC | [5 empty] | JEA UNDERGROUND DISTRIBUTION |  | 12 | 0
TRAPC006 | 3 Phase - Large | TRANSFORMER, 1500 KVA, 25565Y/14760 VOLT PRIMARY, 208Y/120 VOLT SECONDARY, PADMOUNTED, THREE PHASE - (SHIP TO: 2325 EMERSON ST., JAX., FL 32207) | EA | ERMCO TRANS | PER JEA SPEC | Y | ERMCO TRANS , PER JEA SPEC | [5 empty] | JEA UNDERGROUND DISTRIBUTION |  | 12 | 0
TRAPC006 | 3 Phase - Large | TRANSFORMER, 1500 KVA, 25565Y/14760 VOLT PRIMARY, 208Y/120 VOLT SECONDARY, PADMOUNTED, THREE PHASE - (SHIP TO: 2325 EMERSON ST., JAX., FL 32207) | EA | HOWARD | PER JEA SPEC | Y | HOWARD , PER JEA SPEC | [5 empty] | JEA UNDERGROUND DISTRIBUTION |  | 12 | 0
TRAPC006 | 3 Phase - Large | TRANSFORMER, 1500 KVA, 25565Y/14760 VOLT PRIMARY, 208Y/120 VOLT SECONDARY, PADMOUNTED, THREE PHASE - (SHIP TO: 2325 EMERSON ST., JAX., FL 32207) | EA | MGM TRANSFORMER COMPANY | PER SPECIFICATION | Y | MGM TRANSFORMER COMPANY , PER SPECIFICATION | [5 empty] | JEA UNDERGROUND DISTRIBUTION |  | 12 | 0
TRAPC006 | 3 Phase - Large | TRANSFORMER, 1500 KVA, 25565Y/14760 VOLT PRIMARY, 208Y/120 VOLT SECONDARY, PADMOUNTED, THREE PHASE - (SHIP TO: 2325 EMERSON ST., JAX., FL 32207) | EA | NATIONAL INDUST (ABB) | PER JEA SPEC | Y | NATIONAL INDUST (ABB) , PER JEA SPEC | [5 empty] | JEA UNDERGROUND DISTRIBUTION |  | 12 | 0
TRAPC006 | 3 Phase - Large | TRANSFORMER, 1500 KVA, 25565Y/14760 VOLT PRIMARY, 208Y/120 VOLT SECONDARY, PADMOUNTED, THREE PHASE - (SHIP TO: 2325 EMERSON ST., JAX., FL 32207) | EA | PROLEC (GE) | PER JEA SPEC | Y | PROLEC (GE) , PER JEA SPEC | [5 empty] | JEA UNDERGROUND DISTRIBUTION |  | 12 | 0
TRAPC006 | 3 Phase - Large | TRANSFORMER, 1500 KVA, 25565Y/14760 VOLT PRIMARY, 208Y/120 VOLT SECONDARY, PADMOUNTED, THREE PHASE - (SHIP TO: 2325 EMERSON ST., JAX., FL 32207) | EA | SQUARE D | PER JEA SPEC | Y | SQUARE D , PER JEA SPEC | [5 empty] | JEA UNDERGROUND DISTRIBUTION |  | 12 | 0
TRACD007 | Pole Mounted | TRANSFORMER, 167 KVA, 7620/13200Y VOLT PRIMARY, 120/240 VOLT SECONDARY, SINGLE PHASE, CONVENTIONAL | EA | CARTE INTERNATIONAL | PER JEA SPEC | Y | CARTE INTERNATIONAL , PER JEA SPEC | [5 empty] | JEA OVERHEAD DISTRIBUTION |  | 15 | 0
TRACD007 | Pole Mounted | TRANSFORMER, 167 KVA, 7620/13200Y VOLT PRIMARY, 120/240 VOLT SECONDARY, SINGLE PHASE, CONVENTIONAL | EA | CENTRAL MOLONEY | PER JEA SPEC | Y | CENTRAL MOLONEY , PER JEA SPEC | [5 empty] | JEA OVERHEAD DISTRIBUTION |  | 15 | 0
TRACD007 | Pole Mounted | TRANSFORMER, 167 KVA, 7620/13200Y VOLT PRIMARY, 120/240 VOLT SECONDARY, SINGLE PHASE, CONVENTIONAL | EA | COOPER POWER SYSTEMS | PER JEA SPEC | Y | COOPER POWER SYSTEMS , PER JEA SPEC | [5 empty] | JEA OVERHEAD DISTRIBUTION |  | 15 | 0
TRACD007 | Pole Mounted | TRANSFORMER, 167 KVA, 7620/13200Y VOLT PRIMARY, 120/240 VOLT SECONDARY, SINGLE PHASE, CONVENTIONAL | EA | ERMCO TRANS | PER JEA SPEC | Y | ERMCO TRANS , PER JEA SPEC | [5 empty] | JEA OVERHEAD DISTRIBUTION |  | 15 | 0
TRACD007 | Pole Mounted | TRANSFORMER, 167 KVA, 7620/13200Y VOLT PRIMARY, 120/240 VOLT SECONDARY, SINGLE PHASE, CONVENTIONAL | EA | HOWARD | PER JEA SPEC | Y | HOWARD , PER JEA SPEC | [5 empty] | JEA OVERHEAD DISTRIBUTION |  | 15 | 0
TRACD007 | Pole Mounted | TRANSFORMER, 167 KVA, 7620/13200Y VOLT PRIMARY, 120/240 VOLT SECONDARY, SINGLE PHASE, CONVENTIONAL | EA | NATIONAL INDUST (ABB) | PER JEA SPEC | Y | NATIONAL INDUST (ABB) , PER JEA SPEC | [5 empty] | JEA OVERHEAD DISTRIBUTION |  | 15 | 0
TRACD007 | Pole Mounted | TRANSFORMER, 167 KVA, 7620/13200Y VOLT PRIMARY, 120/240 VOLT SECONDARY, SINGLE PHASE, CONVENTIONAL | EA | PROLEC (GE) | PER JEA SPEC | Y | PROLEC (GE) , PER JEA SPEC | [5 empty] | JEA OVERHEAD DISTRIBUTION |  | 15 | 0
TRACO004 | Pole Mounted | TRANSFORMER, 100 KVA, 14760/25565Y VOLT PRIMARY, 120/240 VOLT SECONDARY, SINGLE PHASE, CONTAMINATED ENVIRONMENT | EA | CARTE INTERNATIONAL | PER JEA SPEC | Y | CARTE INTERNATIONAL , PER JEA SPEC | [5 empty] | JEA OVERHEAD DISTRIBUTION |  | 15 | 0
TRACO004 | Pole Mounted | TRANSFORMER, 100 KVA, 14760/25565Y VOLT PRIMARY, 120/240 VOLT SECONDARY, SINGLE PHASE, CONTAMINATED ENVIRONMENT | EA | CENTRAL MOLONEY | PER JEA SPEC | Y | CENTRAL MOLONEY , PER JEA SPEC | [5 empty] | JEA OVERHEAD DISTRIBUTION |  | 15 | 0
TRACO004 | Pole Mounted | TRANSFORMER, 100 KVA, 14760/25565Y VOLT PRIMARY, 120/240 VOLT SECONDARY, SINGLE PHASE, CONTAMINATED ENVIRONMENT | EA | COOPER POWER SYSTEMS | PER JEA SPEC | Y | COOPER POWER SYSTEMS , PER JEA SPEC | [5 empty] | JEA OVERHEAD DISTRIBUTION |  | 15 | 0
TRACO004 | Pole Mounted | TRANSFORMER, 100 KVA, 14760/25565Y VOLT PRIMARY, 120/240 VOLT SECONDARY, SINGLE PHASE, CONTAMINATED ENVIRONMENT | EA | ERMCO TRANS | PER JEA SPEC | Y | ERMCO TRANS , PER JEA SPEC | [5 empty] | JEA OVERHEAD DISTRIBUTION |  | 15 | 0
TRACO004 | Pole Mounted | TRANSFORMER, 100 KVA, 14760/25565Y VOLT PRIMARY, 120/240 VOLT SECONDARY, SINGLE PHASE, CONTAMINATED ENVIRONMENT | EA | HOWARD | PER JEA SPEC | Y | HOWARD , PER JEA SPEC | [5 empty] | JEA OVERHEAD DISTRIBUTION |  | 15 | 0
TRACO004 | Pole Mounted | TRANSFORMER, 100 KVA, 14760/25565Y VOLT PRIMARY, 120/240 VOLT SECONDARY, SINGLE PHASE, CONTAMINATED ENVIRONMENT | EA | NATIONAL INDUST (ABB) | PER JEA SPEC | Y | NATIONAL INDUST (ABB) , PER JEA SPEC | [5 empty] | JEA OVERHEAD DISTRIBUTION |  | 15 | 0
TRACO004 | Pole Mounted | TRANSFORMER, 100 KVA, 14760/25565Y VOLT PRIMARY, 120/240 VOLT SECONDARY, SINGLE PHASE, CONTAMINATED ENVIRONMENT | EA | PROLEC (GE) | PER JEA SPEC | Y | PROLEC (GE) , PER JEA SPEC | [5 empty] | JEA OVERHEAD DISTRIBUTION |  | 15 | 0
TRAMP006 | Single Phase | TRANSFORMER, 75 KVA, 13200Y/7620 VOLT PRIMARY, 240/120 VOLT SECONDARY, PADMOUNTED, SINGLE PHASE. (SHIP TO: 2325 EMERSON ST., JAX., FL 32207) | EA | ABB | PER SPECIFICATION | Y | ABB , PER SPECIFICATION | [5 empty] | JEA UNDERGROUND DISTRIBUTION |  | 16 | 0
TRAMP006 | Single Phase | TRANSFORMER, 75 KVA, 13200Y/7620 VOLT PRIMARY, 240/120 VOLT SECONDARY, PADMOUNTED, SINGLE PHASE. (SHIP TO: 2325 EMERSON ST., JAX., FL 32207) | EA | CAM TRAN | PER JEA SPEC | Y | CAM TRAN , PER JEA SPEC | [5 empty] | JEA UNDERGROUND DISTRIBUTION |  | 16 | 0
TRAMP006 | Single Phase | TRANSFORMER, 75 KVA, 13200Y/7620 VOLT PRIMARY, 240/120 VOLT SECONDARY, PADMOUNTED, SINGLE PHASE. (SHIP TO: 2325 EMERSON ST., JAX., FL 32207) | EA | CARTE INTERNATIONAL | PER JEA SPEC | Y | CARTE INTERNATIONAL , PER JEA SPEC | [5 empty] | JEA UNDERGROUND DISTRIBUTION |  | 16 | 0
TRAMP006 | Single Phase | TRANSFORMER, 75 KVA, 13200Y/7620 VOLT PRIMARY, 240/120 VOLT SECONDARY, PADMOUNTED, SINGLE PHASE. (SHIP TO: 2325 EMERSON ST., JAX., FL 32207) | EA | CENTRAL MOLONEY | PER JEA SPEC | Y | CENTRAL MOLONEY , PER JEA SPEC | [5 empty] | JEA UNDERGROUND DISTRIBUTION |  | 16 | 0
TRAMP006 | Single Phase | TRANSFORMER, 75 KVA, 13200Y/7620 VOLT PRIMARY, 240/120 VOLT SECONDARY, PADMOUNTED, SINGLE PHASE. (SHIP TO: 2325 EMERSON ST., JAX., FL 32207) | EA | COOPER POWER SYSTEMS | PER JEA SPEC | Y | COOPER POWER SYSTEMS , PER JEA SPEC | [5 empty] | JEA UNDERGROUND DISTRIBUTION |  | 16 | 0
TRAMP006 | Single Phase | TRANSFORMER, 75 KVA, 13200Y/7620 VOLT PRIMARY, 240/120 VOLT SECONDARY, PADMOUNTED, SINGLE PHASE. (SHIP TO: 2325 EMERSON ST., JAX., FL 32207) | EA | ERMCO TRANS | PER JEA SPEC | Y | ERMCO TRANS , PER JEA SPEC | [5 empty] | JEA UNDERGROUND DISTRIBUTION |  | 16 | 0
TRAMP006 | Single Phase | TRANSFORMER, 75 KVA, 13200Y/7620 VOLT PRIMARY, 240/120 VOLT SECONDARY, PADMOUNTED, SINGLE PHASE. (SHIP TO: 2325 EMERSON ST., JAX., FL 32207) | EA | HOWARD | PER JEA SPEC | Y | HOWARD , PER JEA SPEC | [5 empty] | JEA UNDERGROUND DISTRIBUTION |  | 16 | 0
TRAMP006 | Single Phase | TRANSFORMER, 75 KVA, 13200Y/7620 VOLT PRIMARY, 240/120 VOLT SECONDARY, PADMOUNTED, SINGLE PHASE. (SHIP TO: 2325 EMERSON ST., JAX., FL 32207) | EA | INTERNATIONAL ELECTRIC CO | PER JEA SPEC | Y | INTERNATIONAL ELECTRIC CO , PER JEA SPEC | [5 empty] | JEA UNDERGROUND DISTRIBUTION |  | 16 | 0
TRAMP006 | Single Phase | TRANSFORMER, 75 KVA, 13200Y/7620 VOLT PRIMARY, 240/120 VOLT SECONDARY, PADMOUNTED, SINGLE PHASE. (SHIP TO: 2325 EMERSON ST., JAX., FL 32207) | EA | MGM TRANSFORMER COMPANY | PER SPECIFICATION | Y | MGM TRANSFORMER COMPANY , PER SPECIFICATION | [5 empty] | JEA UNDERGROUND DISTRIBUTION |  | 16 | 0
TRAMP006 | Single Phase | TRANSFORMER, 75 KVA, 13200Y/7620 VOLT PRIMARY, 240/120 VOLT SECONDARY, PADMOUNTED, SINGLE PHASE. (SHIP TO: 2325 EMERSON ST., JAX., FL 32207) | EA | PROLEC (GE) | PER JEA SPEC | Y | PROLEC (GE) , PER JEA SPEC | [5 empty] | JEA UNDERGROUND DISTRIBUTION |  | 16 | 0
TRAMP008 | Single Phase | TRANSFORMER, 167 KVA, 13200Y/7620 VOLT PRIMARY, 240/120 VOLT SECONDARY, PADMOUNTED, SINGLE PHASE. (SHIP TO: 2325 EMERSON ST., JAX., FL 32207) | EA | ABB | PER SPECIFICATION | Y | ABB , PER SPECIFICATION | [5 empty] | JEA UNDERGROUND DISTRIBUTION |  | 16 | 0
TRAMP008 | Single Phase | TRANSFORMER, 167 KVA, 13200Y/7620 VOLT PRIMARY, 240/120 VOLT SECONDARY, PADMOUNTED, SINGLE PHASE. (SHIP TO: 2325 EMERSON ST., JAX., FL 32207) | EA | CAM TRAN | PER JEA SPEC | Y | CAM TRAN , PER JEA SPEC | [5 empty] | JEA UNDERGROUND DISTRIBUTION |  | 16 | 0
TRAMP008 | Single Phase | TRANSFORMER, 167 KVA, 13200Y/7620 VOLT PRIMARY, 240/120 VOLT SECONDARY, PADMOUNTED, SINGLE PHASE. (SHIP TO: 2325 EMERSON ST., JAX., FL 32207) | EA | CARTE INTERNATIONAL | PER JEA SPEC | Y | CARTE INTERNATIONAL , PER JEA SPEC | [5 empty] | JEA UNDERGROUND DISTRIBUTION |  | 16 | 0
TRAMP008 | Single Phase | TRANSFORMER, 167 KVA, 13200Y/7620 VOLT PRIMARY, 240/120 VOLT SECONDARY, PADMOUNTED, SINGLE PHASE. (SHIP TO: 2325 EMERSON ST., JAX., FL 32207) | EA | CENTRAL MOLONEY | PER JEA SPEC | Y | CENTRAL MOLONEY , PER JEA SPEC | [5 empty] | JEA UNDERGROUND DISTRIBUTION |  | 16 | 0
TRAMP008 | Single Phase | TRANSFORMER, 167 KVA, 13200Y/7620 VOLT PRIMARY, 240/120 VOLT SECONDARY, PADMOUNTED, SINGLE PHASE. (SHIP TO: 2325 EMERSON ST., JAX., FL 32207) | EA | COOPER POWER SYSTEMS | PER JEA SPEC | Y | COOPER POWER SYSTEMS , PER JEA SPEC | [5 empty] | JEA UNDERGROUND DISTRIBUTION |  | 16 | 0
TRAMP008 | Single Phase | TRANSFORMER, 167 KVA, 13200Y/7620 VOLT PRIMARY, 240/120 VOLT SECONDARY, PADMOUNTED, SINGLE PHASE. (SHIP TO: 2325 EMERSON ST., JAX., FL 32207) | EA | ERMCO TRANS | PER JEA SPEC | Y | ERMCO TRANS , PER JEA SPEC | [5 empty] | JEA UNDERGROUND DISTRIBUTION |  | 16 | 0
TRAMP008 | Single Phase | TRANSFORMER, 167 KVA, 13200Y/7620 VOLT PRIMARY, 240/120 VOLT SECONDARY, PADMOUNTED, SINGLE PHASE. (SHIP TO: 2325 EMERSON ST., JAX., FL 32207) | EA | HOWARD | PER JEA SPEC | Y | HOWARD , PER JEA SPEC | [5 empty] | JEA UNDERGROUND DISTRIBUTION |  | 16 | 0
TRAMP008 | Single Phase | TRANSFORMER, 167 KVA, 13200Y/7620 VOLT PRIMARY, 240/120 VOLT SECONDARY, PADMOUNTED, SINGLE PHASE. (SHIP TO: 2325 EMERSON ST., JAX., FL 32207) | EA | INTERNATIONAL ELECTRIC CO | PER JEA SPEC | Y | INTERNATIONAL ELECTRIC CO , PER JEA SPEC | [5 empty] | JEA UNDERGROUND DISTRIBUTION |  | 16 | 0
TRAMP008 | Single Phase | TRANSFORMER, 167 KVA, 13200Y/7620 VOLT PRIMARY, 240/120 VOLT SECONDARY, PADMOUNTED, SINGLE PHASE. (SHIP TO: 2325 EMERSON ST., JAX., FL 32207) | EA | MGM TRANSFORMER COMPANY | PER SPECIFICATION | Y | MGM TRANSFORMER COMPANY , PER SPECIFICATION | [5 empty] | JEA UNDERGROUND DISTRIBUTION |  | 16 | 0
TRAMP008 | Single Phase | TRANSFORMER, 167 KVA, 13200Y/7620 VOLT PRIMARY, 240/120 VOLT SECONDARY, PADMOUNTED, SINGLE PHASE. (SHIP TO: 2325 EMERSON ST., JAX., FL 32207) | EA | PROLEC (GE) | PER JEA SPEC | Y | PROLEC (GE) , PER JEA SPEC | [5 empty] | JEA UNDERGROUND DISTRIBUTION |  | 16 | 0
TRACD005 | Pole Mounted | TRANSFORMER, 75 KVA, 7620/13200Y VOLT PRIMARY, 120/240 VOLT SECONDARY, SINGLE PHASE, CONVENTIONAL | EA | CARTE INTERNATIONAL | PER JEA SPEC | Y | CARTE INTERNATIONAL , PER JEA SPEC | [5 empty] | JEA OVERHEAD DISTRIBUTION |  | 20 | 0
TRACD005 | Pole Mounted | TRANSFORMER, 75 KVA, 7620/13200Y VOLT PRIMARY, 120/240 VOLT SECONDARY, SINGLE PHASE, CONVENTIONAL | EA | CENTRAL MOLONEY | PER JEA SPEC | Y | CENTRAL MOLONEY , PER JEA SPEC | [5 empty] | JEA OVERHEAD DISTRIBUTION |  | 20 | 0
TRACD005 | Pole Mounted | TRANSFORMER, 75 KVA, 7620/13200Y VOLT PRIMARY, 120/240 VOLT SECONDARY, SINGLE PHASE, CONVENTIONAL | EA | COOPER POWER SYSTEMS | PER JEA SPEC | Y | COOPER POWER SYSTEMS , PER JEA SPEC | [5 empty] | JEA OVERHEAD DISTRIBUTION |  | 20 | 0
TRACD005 | Pole Mounted | TRANSFORMER, 75 KVA, 7620/13200Y VOLT PRIMARY, 120/240 VOLT SECONDARY, SINGLE PHASE, CONVENTIONAL | EA | ERMCO TRANS | PER JEA SPEC | Y | ERMCO TRANS , PER JEA SPEC | [5 empty] | JEA OVERHEAD DISTRIBUTION |  | 20 | 0
TRACD005 | Pole Mounted | TRANSFORMER, 75 KVA, 7620/13200Y VOLT PRIMARY, 120/240 VOLT SECONDARY, SINGLE PHASE, CONVENTIONAL | EA | HOWARD | PER JEA SPEC | Y | HOWARD , PER JEA SPEC | [5 empty] | JEA OVERHEAD DISTRIBUTION |  | 20 | 0
TRACD005 | Pole Mounted | TRANSFORMER, 75 KVA, 7620/13200Y VOLT PRIMARY, 120/240 VOLT SECONDARY, SINGLE PHASE, CONVENTIONAL | EA | NATIONAL INDUST (ABB) | PER JEA SPEC | Y | NATIONAL INDUST (ABB) , PER JEA SPEC | [5 empty] | JEA OVERHEAD DISTRIBUTION |  | 20 | 0
TRACD005 | Pole Mounted | TRANSFORMER, 75 KVA, 7620/13200Y VOLT PRIMARY, 120/240 VOLT SECONDARY, SINGLE PHASE, CONVENTIONAL | EA | PROLEC (GE) | PER JEA SPEC | Y | PROLEC (GE) , PER JEA SPEC | [5 empty] | JEA OVERHEAD DISTRIBUTION |  | 20 | 0
TRACD006 | Pole Mounted | TRANSFORMER, 100 KVA, 7620/13200Y VOLT PRIMARY, 120/240 VOLT SECONDARY, SINGLE PHASE, CONVENTIONAL | EA | CARTE INTERNATIONAL | PER JEA SPEC | Y | CARTE INTERNATIONAL , PER JEA SPEC | [5 empty] | JEA OVERHEAD DISTRIBUTION |  | 20 | 0
TRACD006 | Pole Mounted | TRANSFORMER, 100 KVA, 7620/13200Y VOLT PRIMARY, 120/240 VOLT SECONDARY, SINGLE PHASE, CONVENTIONAL | EA | CENTRAL MOLONEY | PER JEA SPEC | Y | CENTRAL MOLONEY , PER JEA SPEC | [5 empty] | JEA OVERHEAD DISTRIBUTION |  | 20 | 0
TRACD006 | Pole Mounted | TRANSFORMER, 100 KVA, 7620/13200Y VOLT PRIMARY, 120/240 VOLT SECONDARY, SINGLE PHASE, CONVENTIONAL | EA | COOPER POWER SYSTEMS | PER JEA SPEC | Y | COOPER POWER SYSTEMS , PER JEA SPEC | [5 empty] | JEA OVERHEAD DISTRIBUTION |  | 20 | 0
TRACD006 | Pole Mounted | TRANSFORMER, 100 KVA, 7620/13200Y VOLT PRIMARY, 120/240 VOLT SECONDARY, SINGLE PHASE, CONVENTIONAL | EA | ERMCO TRANS | PER JEA SPEC | Y | ERMCO TRANS , PER JEA SPEC | [5 empty] | JEA OVERHEAD DISTRIBUTION |  | 20 | 0
TRACD006 | Pole Mounted | TRANSFORMER, 100 KVA, 7620/13200Y VOLT PRIMARY, 120/240 VOLT SECONDARY, SINGLE PHASE, CONVENTIONAL | EA | HOWARD | PER JEA SPEC | Y | HOWARD , PER JEA SPEC | [5 empty] | JEA OVERHEAD DISTRIBUTION |  | 20 | 0
TRACD006 | Pole Mounted | TRANSFORMER, 100 KVA, 7620/13200Y VOLT PRIMARY, 120/240 VOLT SECONDARY, SINGLE PHASE, CONVENTIONAL | EA | NATIONAL INDUST (ABB) | PER JEA SPEC | Y | NATIONAL INDUST (ABB) , PER JEA SPEC | [5 empty] | JEA OVERHEAD DISTRIBUTION |  | 20 | 0
TRACD006 | Pole Mounted | TRANSFORMER, 100 KVA, 7620/13200Y VOLT PRIMARY, 120/240 VOLT SECONDARY, SINGLE PHASE, CONVENTIONAL | EA | PROLEC (GE) | PER JEA SPEC | Y | PROLEC (GE) , PER JEA SPEC | [5 empty] | JEA OVERHEAD DISTRIBUTION |  | 20 | 0
TRACG007 | Pole Mounted | TRANSFORMER, 167 KVA, 14760/25565Y VOLT PRIMARY, 120/240 VOLT SECONDARY, SINGLE PHASE, CONVENTIONAL | EA | CARTE INTERNATIONAL | PER JEA SPEC | Y | CARTE INTERNATIONAL , PER JEA SPEC | [5 empty] | JEA OVERHEAD DISTRIBUTION |  | 30 | 0
TRACG007 | Pole Mounted | TRANSFORMER, 167 KVA, 14760/25565Y VOLT PRIMARY, 120/240 VOLT SECONDARY, SINGLE PHASE, CONVENTIONAL | EA | CENTRAL MOLONEY | PER JEA SPEC | Y | CENTRAL MOLONEY , PER JEA SPEC | [5 empty] | JEA OVERHEAD DISTRIBUTION |  | 30 | 0
TRACG007 | Pole Mounted | TRANSFORMER, 167 KVA, 14760/25565Y VOLT PRIMARY, 120/240 VOLT SECONDARY, SINGLE PHASE, CONVENTIONAL | EA | COOPER POWER SYSTEMS | PER JEA SPEC | Y | COOPER POWER SYSTEMS , PER JEA SPEC | [5 empty] | JEA OVERHEAD DISTRIBUTION |  | 30 | 0
TRACG007 | Pole Mounted | TRANSFORMER, 167 KVA, 14760/25565Y VOLT PRIMARY, 120/240 VOLT SECONDARY, SINGLE PHASE, CONVENTIONAL | EA | ERMCO TRANS | PER JEA SPEC | Y | ERMCO TRANS , PER JEA SPEC | [5 empty] | JEA OVERHEAD DISTRIBUTION |  | 30 | 0
TRACG007 | Pole Mounted | TRANSFORMER, 167 KVA, 14760/25565Y VOLT PRIMARY, 120/240 VOLT SECONDARY, SINGLE PHASE, CONVENTIONAL | EA | HOWARD | PER JEA SPEC | Y | HOWARD , PER JEA SPEC | [5 empty] | JEA OVERHEAD DISTRIBUTION |  | 30 | 0
TRACG007 | Pole Mounted | TRANSFORMER, 167 KVA, 14760/25565Y VOLT PRIMARY, 120/240 VOLT SECONDARY, SINGLE PHASE, CONVENTIONAL | EA | NATIONAL INDUST (ABB) | PER JEA SPEC | Y | NATIONAL INDUST (ABB) , PER JEA SPEC | [5 empty] | JEA OVERHEAD DISTRIBUTION |  | 30 | 0
TRACG007 | Pole Mounted | TRANSFORMER, 167 KVA, 14760/25565Y VOLT PRIMARY, 120/240 VOLT SECONDARY, SINGLE PHASE, CONVENTIONAL | EA | PROLEC (GE) | PER JEA SPEC | Y | PROLEC (GE) , PER JEA SPEC | [5 empty] | JEA OVERHEAD DISTRIBUTION |  | 30 | 0
TRACO003 | Pole Mounted | TRANSFORMER, 75 KVA, 14760/25565Y VOLT PRIMARY, 120/240 VOLT SECONDARY, SINGLE PHASE, CONTAMINATED ENVIRONMENT | EA | CARTE INTERNATIONAL | PER JEA SPEC | Y | CARTE INTERNATIONAL , PER JEA SPEC | [5 empty] | JEA OVERHEAD DISTRIBUTION |  | 30 | 0
TRACO003 | Pole Mounted | TRANSFORMER, 75 KVA, 14760/25565Y VOLT PRIMARY, 120/240 VOLT SECONDARY, SINGLE PHASE, CONTAMINATED ENVIRONMENT | EA | CENTRAL MOLONEY | PER JEA SPEC | Y | CENTRAL MOLONEY , PER JEA SPEC | [5 empty] | JEA OVERHEAD DISTRIBUTION |  | 30 | 0
TRACO003 | Pole Mounted | TRANSFORMER, 75 KVA, 14760/25565Y VOLT PRIMARY, 120/240 VOLT SECONDARY, SINGLE PHASE, CONTAMINATED ENVIRONMENT | EA | COOPER POWER SYSTEMS | PER JEA SPEC | Y | COOPER POWER SYSTEMS , PER JEA SPEC | [5 empty] | JEA OVERHEAD DISTRIBUTION |  | 30 | 0
TRACO003 | Pole Mounted | TRANSFORMER, 75 KVA, 14760/25565Y VOLT PRIMARY, 120/240 VOLT SECONDARY, SINGLE PHASE, CONTAMINATED ENVIRONMENT | EA | ERMCO TRANS | PER JEA SPEC | Y | ERMCO TRANS , PER JEA SPEC | [5 empty] | JEA OVERHEAD DISTRIBUTION |  | 30 | 0
TRACO003 | Pole Mounted | TRANSFORMER, 75 KVA, 14760/25565Y VOLT PRIMARY, 120/240 VOLT SECONDARY, SINGLE PHASE, CONTAMINATED ENVIRONMENT | EA | HOWARD | PER JEA SPEC | Y | HOWARD , PER JEA SPEC | [5 empty] | JEA OVERHEAD DISTRIBUTION |  | 30 | 0
TRACO003 | Pole Mounted | TRANSFORMER, 75 KVA, 14760/25565Y VOLT PRIMARY, 120/240 VOLT SECONDARY, SINGLE PHASE, CONTAMINATED ENVIRONMENT | EA | NATIONAL INDUST (ABB) | PER JEA SPEC | Y | NATIONAL INDUST (ABB) , PER JEA SPEC | [5 empty] | JEA OVERHEAD DISTRIBUTION |  | 30 | 0
TRACO003 | Pole Mounted | TRANSFORMER, 75 KVA, 14760/25565Y VOLT PRIMARY, 120/240 VOLT SECONDARY, SINGLE PHASE, CONTAMINATED ENVIRONMENT | EA | PROLEC (GE) | PER JEA SPEC | Y | PROLEC (GE) , PER JEA SPEC | [5 empty] | JEA OVERHEAD DISTRIBUTION |  | 30 | 0
TRAMP005 | Single Phase | TRANSFORMER, 50 KVA, 13200Y/7620 VOLT PRIMARY, 240/120 VOLT SECONDARY, PADMOUNTED, SINGLE PHASE. (SHIP TO: 2325 EMERSON ST., JAX., FL 32207) | EA | ABB | PER SPECIFICATION | Y | ABB , PER SPECIFICATION | [5 empty] | JEA UNDERGROUND DISTRIBUTION |  | 34 | 0
TRAMP005 | Single Phase | TRANSFORMER, 50 KVA, 13200Y/7620 VOLT PRIMARY, 240/120 VOLT SECONDARY, PADMOUNTED, SINGLE PHASE. (SHIP TO: 2325 EMERSON ST., JAX., FL 32207) | EA | CAM TRAN | PER JEA SPEC | Y | CAM TRAN , PER JEA SPEC | [5 empty] | JEA UNDERGROUND DISTRIBUTION |  | 34 | 0
TRAMP005 | Single Phase | TRANSFORMER, 50 KVA, 13200Y/7620 VOLT PRIMARY, 240/120 VOLT SECONDARY, PADMOUNTED, SINGLE PHASE. (SHIP TO: 2325 EMERSON ST., JAX., FL 32207) | EA | CARTE INTERNATIONAL | PER JEA SPEC | Y | CARTE INTERNATIONAL , PER JEA SPEC | [5 empty] | JEA UNDERGROUND DISTRIBUTION |  | 34 | 0
TRAMP005 | Single Phase | TRANSFORMER, 50 KVA, 13200Y/7620 VOLT PRIMARY, 240/120 VOLT SECONDARY, PADMOUNTED, SINGLE PHASE. (SHIP TO: 2325 EMERSON ST., JAX., FL 32207) | EA | CENTRAL MOLONEY | PER JEA SPEC | Y | CENTRAL MOLONEY , PER JEA SPEC | [5 empty] | JEA UNDERGROUND DISTRIBUTION |  | 34 | 0
TRAMP005 | Single Phase | TRANSFORMER, 50 KVA, 13200Y/7620 VOLT PRIMARY, 240/120 VOLT SECONDARY, PADMOUNTED, SINGLE PHASE. (SHIP TO: 2325 EMERSON ST., JAX., FL 32207) | EA | COOPER POWER SYSTEMS | PER JEA SPEC | Y | COOPER POWER SYSTEMS , PER JEA SPEC | [5 empty] | JEA UNDERGROUND DISTRIBUTION |  | 34 | 0
TRAMP005 | Single Phase | TRANSFORMER, 50 KVA, 13200Y/7620 VOLT PRIMARY, 240/120 VOLT SECONDARY, PADMOUNTED, SINGLE PHASE. (SHIP TO: 2325 EMERSON ST., JAX., FL 32207) | EA | ERMCO TRANS | PER JEA SPEC | Y | ERMCO TRANS , PER JEA SPEC | [5 empty] | JEA UNDERGROUND DISTRIBUTION |  | 34 | 0
TRAMP005 | Single Phase | TRANSFORMER, 50 KVA, 13200Y/7620 VOLT PRIMARY, 240/120 VOLT SECONDARY, PADMOUNTED, SINGLE PHASE. (SHIP TO: 2325 EMERSON ST., JAX., FL 32207) | EA | HOWARD | PER JEA SPEC | Y | HOWARD , PER JEA SPEC | [5 empty] | JEA UNDERGROUND DISTRIBUTION |  | 34 | 0
TRAMP005 | Single Phase | TRANSFORMER, 50 KVA, 13200Y/7620 VOLT PRIMARY, 240/120 VOLT SECONDARY, PADMOUNTED, SINGLE PHASE. (SHIP TO: 2325 EMERSON ST., JAX., FL 32207) | EA | INTERNATIONAL ELECTRIC CO | PER JEA SPEC | Y | INTERNATIONAL ELECTRIC CO , PER JEA SPEC | [5 empty] | JEA UNDERGROUND DISTRIBUTION |  | 34 | 0
TRAMP005 | Single Phase | TRANSFORMER, 50 KVA, 13200Y/7620 VOLT PRIMARY, 240/120 VOLT SECONDARY, PADMOUNTED, SINGLE PHASE. (SHIP TO: 2325 EMERSON ST., JAX., FL 32207) | EA | MGM TRANSFORMER COMPANY | PER SPECIFICATION | Y | MGM TRANSFORMER COMPANY , PER SPECIFICATION | [5 empty] | JEA UNDERGROUND DISTRIBUTION |  | 34 | 0
TRAMP005 | Single Phase | TRANSFORMER, 50 KVA, 13200Y/7620 VOLT PRIMARY, 240/120 VOLT SECONDARY, PADMOUNTED, SINGLE PHASE. (SHIP TO: 2325 EMERSON ST., JAX., FL 32207) | EA | PROLEC (GE) | PER JEA SPEC | Y | PROLEC (GE) , PER JEA SPEC | [5 empty] | JEA UNDERGROUND DISTRIBUTION |  | 34 | 0
TRACO006 | Pole Mounted | TRANSFORMER, 15 KVA, 14760/25565Y VOLT PRIMARY, 120/240 VOLT SECONDARY, SINGLE PHASE CONTAMINATED ENVIRONMENT | EA | CARTE INTERNATIONAL | PER JEA SPEC | Y | CARTE INTERNATIONAL , PER JEA SPEC | [5 empty] | JEA OVERHEAD DISTRIBUTION |  | 39 | 0
TRACO006 | Pole Mounted | TRANSFORMER, 15 KVA, 14760/25565Y VOLT PRIMARY, 120/240 VOLT SECONDARY, SINGLE PHASE CONTAMINATED ENVIRONMENT | EA | CENTRAL MOLONEY | PER JEA SPEC | Y | CENTRAL MOLONEY , PER JEA SPEC | [5 empty] | JEA OVERHEAD DISTRIBUTION |  | 39 | 0
TRACO006 | Pole Mounted | TRANSFORMER, 15 KVA, 14760/25565Y VOLT PRIMARY, 120/240 VOLT SECONDARY, SINGLE PHASE CONTAMINATED ENVIRONMENT | EA | COOPER POWER SYSTEMS | PER JEA SPEC | Y | COOPER POWER SYSTEMS , PER JEA SPEC | [5 empty] | JEA OVERHEAD DISTRIBUTION |  | 39 | 0
TRACO006 | Pole Mounted | TRANSFORMER, 15 KVA, 14760/25565Y VOLT PRIMARY, 120/240 VOLT SECONDARY, SINGLE PHASE CONTAMINATED ENVIRONMENT | EA | ERMCO TRANS | PER JEA SPEC | Y | ERMCO TRANS , PER JEA SPEC | [5 empty] | JEA OVERHEAD DISTRIBUTION |  | 39 | 0
TRACO006 | Pole Mounted | TRANSFORMER, 15 KVA, 14760/25565Y VOLT PRIMARY, 120/240 VOLT SECONDARY, SINGLE PHASE CONTAMINATED ENVIRONMENT | EA | HOWARD | PER JEA SPEC | Y | HOWARD , PER JEA SPEC | [5 empty] | JEA OVERHEAD DISTRIBUTION |  | 39 | 0
TRACO006 | Pole Mounted | TRANSFORMER, 15 KVA, 14760/25565Y VOLT PRIMARY, 120/240 VOLT SECONDARY, SINGLE PHASE CONTAMINATED ENVIRONMENT | EA | NATIONAL INDUST (ABB) | PER JEA SPEC | Y | NATIONAL INDUST (ABB) , PER JEA SPEC | [5 empty] | JEA OVERHEAD DISTRIBUTION |  | 39 | 0
TRACO006 | Pole Mounted | TRANSFORMER, 15 KVA, 14760/25565Y VOLT PRIMARY, 120/240 VOLT SECONDARY, SINGLE PHASE CONTAMINATED ENVIRONMENT | EA | PROLEC (GE) | PER JEA SPEC | Y | PROLEC (GE) , PER JEA SPEC | [5 empty] | JEA OVERHEAD DISTRIBUTION |  | 39 | 0
TRACD004 | Pole Mounted | TRANSFORMER, 50 KVA, 7620/13200Y VOLT PRIMARY, 120/240 VOLT SECONDARY, SINGLE PHASE, CONVENTIONAL | EA | CARTE INTERNATIONAL | PER JEA SPEC | Y | CARTE INTERNATIONAL , PER JEA SPEC | [5 empty] | JEA OVERHEAD DISTRIBUTION |  | 40 | 0
TRACD004 | Pole Mounted | TRANSFORMER, 50 KVA, 7620/13200Y VOLT PRIMARY, 120/240 VOLT SECONDARY, SINGLE PHASE, CONVENTIONAL | EA | CENTRAL MOLONEY | PER JEA SPEC | Y | CENTRAL MOLONEY , PER JEA SPEC | [5 empty] | JEA OVERHEAD DISTRIBUTION |  | 40 | 0
TRACD004 | Pole Mounted | TRANSFORMER, 50 KVA, 7620/13200Y VOLT PRIMARY, 120/240 VOLT SECONDARY, SINGLE PHASE, CONVENTIONAL | EA | COOPER POWER SYSTEMS | PER JEA SPEC | Y | COOPER POWER SYSTEMS , PER JEA SPEC | [5 empty] | JEA OVERHEAD DISTRIBUTION |  | 40 | 0
TRACD004 | Pole Mounted | TRANSFORMER, 50 KVA, 7620/13200Y VOLT PRIMARY, 120/240 VOLT SECONDARY, SINGLE PHASE, CONVENTIONAL | EA | ERMCO TRANS | PER JEA SPEC | Y | ERMCO TRANS , PER JEA SPEC | [5 empty] | JEA OVERHEAD DISTRIBUTION |  | 40 | 0
TRACD004 | Pole Mounted | TRANSFORMER, 50 KVA, 7620/13200Y VOLT PRIMARY, 120/240 VOLT SECONDARY, SINGLE PHASE, CONVENTIONAL | EA | HOWARD | PER JEA SPEC | Y | HOWARD , PER JEA SPEC | [5 empty] | JEA OVERHEAD DISTRIBUTION |  | 40 | 0
TRACD004 | Pole Mounted | TRANSFORMER, 50 KVA, 7620/13200Y VOLT PRIMARY, 120/240 VOLT SECONDARY, SINGLE PHASE, CONVENTIONAL | EA | NATIONAL INDUST (ABB) | PER JEA SPEC | Y | NATIONAL INDUST (ABB) , PER JEA SPEC | [5 empty] | JEA OVERHEAD DISTRIBUTION |  | 40 | 0
TRACD004 | Pole Mounted | TRANSFORMER, 50 KVA, 7620/13200Y VOLT PRIMARY, 120/240 VOLT SECONDARY, SINGLE PHASE, CONVENTIONAL | EA | PROLEC (GE) | PER JEA SPEC | Y | PROLEC (GE) , PER JEA SPEC | [5 empty] | JEA OVERHEAD DISTRIBUTION |  | 40 | 0
TRAPC004 | 3 Phase - Large | TRANSFORMER, 750 KVA, 25565Y/14760 VOLT PRIMARY, 208Y/120 VOLT SECONDARY, PADMOUNTED, THREE PHASE - (SHIP TO: 2325 EMERSON ST., JAX., FL 32207) | EA | CAM TRAN | PER JEA SPEC | Y | CAM TRAN , PER JEA SPEC | [5 empty] | JEA UNDERGROUND DISTRIBUTION |  | 43 | 0
TRAPC004 | 3 Phase - Large | TRANSFORMER, 750 KVA, 25565Y/14760 VOLT PRIMARY, 208Y/120 VOLT SECONDARY, PADMOUNTED, THREE PHASE - (SHIP TO: 2325 EMERSON ST., JAX., FL 32207) | EA | CARTE INTERNATIONAL | PER JEA SPEC | Y | CARTE INTERNATIONAL , PER JEA SPEC | [5 empty] | JEA UNDERGROUND DISTRIBUTION |  | 43 | 0
TRAPC004 | 3 Phase - Large | TRANSFORMER, 750 KVA, 25565Y/14760 VOLT PRIMARY, 208Y/120 VOLT SECONDARY, PADMOUNTED, THREE PHASE - (SHIP TO: 2325 EMERSON ST., JAX., FL 32207) | EA | CENTRAL MOLONEY | PER JEA SPEC | Y | CENTRAL MOLONEY , PER JEA SPEC | [5 empty] | JEA UNDERGROUND DISTRIBUTION |  | 43 | 0
TRAPC004 | 3 Phase - Large | TRANSFORMER, 750 KVA, 25565Y/14760 VOLT PRIMARY, 208Y/120 VOLT SECONDARY, PADMOUNTED, THREE PHASE - (SHIP TO: 2325 EMERSON ST., JAX., FL 32207) | EA | CG POWER SYSTEM / PAUWELS | PER JEA SPEC | Y | CG POWER SYSTEM / PAUWELS , PER JEA SPEC | [5 empty] | JEA UNDERGROUND DISTRIBUTION |  | 43 | 0
TRAPC004 | 3 Phase - Large | TRANSFORMER, 750 KVA, 25565Y/14760 VOLT PRIMARY, 208Y/120 VOLT SECONDARY, PADMOUNTED, THREE PHASE - (SHIP TO: 2325 EMERSON ST., JAX., FL 32207) | EA | COOPER POWER SYSTEMS | PER JEA SPEC | Y | COOPER POWER SYSTEMS , PER JEA SPEC | [5 empty] | JEA UNDERGROUND DISTRIBUTION |  | 43 | 0
TRAPC004 | 3 Phase - Large | TRANSFORMER, 750 KVA, 25565Y/14760 VOLT PRIMARY, 208Y/120 VOLT SECONDARY, PADMOUNTED, THREE PHASE - (SHIP TO: 2325 EMERSON ST., JAX., FL 32207) | EA | ERMCO TRANS | PER JEA SPEC | Y | ERMCO TRANS , PER JEA SPEC | [5 empty] | JEA UNDERGROUND DISTRIBUTION |  | 43 | 0
TRAPC004 | 3 Phase - Large | TRANSFORMER, 750 KVA, 25565Y/14760 VOLT PRIMARY, 208Y/120 VOLT SECONDARY, PADMOUNTED, THREE PHASE - (SHIP TO: 2325 EMERSON ST., JAX., FL 32207) | EA | HOWARD | PER JEA SPEC | Y | HOWARD , PER JEA SPEC | [5 empty] | JEA UNDERGROUND DISTRIBUTION |  | 43 | 0
TRAPC004 | 3 Phase - Large | TRANSFORMER, 750 KVA, 25565Y/14760 VOLT PRIMARY, 208Y/120 VOLT SECONDARY, PADMOUNTED, THREE PHASE - (SHIP TO: 2325 EMERSON ST., JAX., FL 32207) | EA | MGM TRANSFORMER COMPANY | PER SPECIFICATION | Y | MGM TRANSFORMER COMPANY , PER SPECIFICATION | [5 empty] | JEA UNDERGROUND DISTRIBUTION |  | 43 | 0
TRAPC004 | 3 Phase - Large | TRANSFORMER, 750 KVA, 25565Y/14760 VOLT PRIMARY, 208Y/120 VOLT SECONDARY, PADMOUNTED, THREE PHASE - (SHIP TO: 2325 EMERSON ST., JAX., FL 32207) | EA | NATIONAL INDUST (ABB) | PER JEA SPEC | Y | NATIONAL INDUST (ABB) , PER JEA SPEC | [5 empty] | JEA UNDERGROUND DISTRIBUTION |  | 43 | 0
TRAPC004 | 3 Phase - Large | TRANSFORMER, 750 KVA, 25565Y/14760 VOLT PRIMARY, 208Y/120 VOLT SECONDARY, PADMOUNTED, THREE PHASE - (SHIP TO: 2325 EMERSON ST., JAX., FL 32207) | EA | PROLEC (GE) | PER JEA SPEC | Y | PROLEC (GE) , PER JEA SPEC | [5 empty] | JEA UNDERGROUND DISTRIBUTION |  | 43 | 0
TRAPC004 | 3 Phase - Large | TRANSFORMER, 750 KVA, 25565Y/14760 VOLT PRIMARY, 208Y/120 VOLT SECONDARY, PADMOUNTED, THREE PHASE - (SHIP TO: 2325 EMERSON ST., JAX., FL 32207) | EA | SQUARE D | PER JEA SPEC | Y | SQUARE D , PER JEA SPEC | [5 empty] | JEA UNDERGROUND DISTRIBUTION |  | 43 | 0
TRACI003 | Pole Mounted | TRANSFORMER, 100 KVA, 14760/25565Y VOLT PRIMARY, 277/480Y VOLT SECONDARY, SINGLE PHASE, CONVENTIONAL | EA | CARTE INTERNATIONAL | PER JEA SPEC | Y | CARTE INTERNATIONAL , PER JEA SPEC | [5 empty] | JEA OVERHEAD DISTRIBUTION |  | 50 | 0
TRACI003 | Pole Mounted | TRANSFORMER, 100 KVA, 14760/25565Y VOLT PRIMARY, 277/480Y VOLT SECONDARY, SINGLE PHASE, CONVENTIONAL | EA | CENTRAL MOLONEY | PER JEA SPEC | Y | CENTRAL MOLONEY , PER JEA SPEC | [5 empty] | JEA OVERHEAD DISTRIBUTION |  | 50 | 0
TRACI003 | Pole Mounted | TRANSFORMER, 100 KVA, 14760/25565Y VOLT PRIMARY, 277/480Y VOLT SECONDARY, SINGLE PHASE, CONVENTIONAL | EA | COOPER POWER SYSTEMS | PER JEA SPEC | Y | COOPER POWER SYSTEMS , PER JEA SPEC | [5 empty] | JEA OVERHEAD DISTRIBUTION |  | 50 | 0
TRACI003 | Pole Mounted | TRANSFORMER, 100 KVA, 14760/25565Y VOLT PRIMARY, 277/480Y VOLT SECONDARY, SINGLE PHASE, CONVENTIONAL | EA | ERMCO TRANS | PER JEA SPEC | Y | ERMCO TRANS , PER JEA SPEC | [5 empty] | JEA OVERHEAD DISTRIBUTION |  | 50 | 0
TRACI003 | Pole Mounted | TRANSFORMER, 100 KVA, 14760/25565Y VOLT PRIMARY, 277/480Y VOLT SECONDARY, SINGLE PHASE, CONVENTIONAL | EA | HOWARD | PER JEA SPEC | Y | HOWARD , PER JEA SPEC | [5 empty] | JEA OVERHEAD DISTRIBUTION |  | 50 | 0
TRACI003 | Pole Mounted | TRANSFORMER, 100 KVA, 14760/25565Y VOLT PRIMARY, 277/480Y VOLT SECONDARY, SINGLE PHASE, CONVENTIONAL | EA | NATIONAL INDUST (ABB) | PER JEA SPEC | Y | NATIONAL INDUST (ABB) , PER JEA SPEC | [5 empty] | JEA OVERHEAD DISTRIBUTION |  | 50 | 0
TRACI003 | Pole Mounted | TRANSFORMER, 100 KVA, 14760/25565Y VOLT PRIMARY, 277/480Y VOLT SECONDARY, SINGLE PHASE, CONVENTIONAL | EA | PROLEC (GE) | PER JEA SPEC | Y | PROLEC (GE) , PER JEA SPEC | [5 empty] | JEA OVERHEAD DISTRIBUTION |  | 50 | 0
TRAPC000 | 3 Phase - Small | TRANSFORMER, 75 KVA, 25565Y/14760 VOLT PRIMARY, 208Y/120 VOLT SECONDARY, PADMOUNTED, THREE PHASE - (SHIP TO: 2325 EMERSON ST., JAX., FL 32207) | EA | CAM TRAN | PER JEA SPEC | Y | CAM TRAN , PER JEA SPEC | [5 empty] | JEA UNDERGROUND DISTRIBUTION |  | 51 | 0
TRAPC000 | 3 Phase - Small | TRANSFORMER, 75 KVA, 25565Y/14760 VOLT PRIMARY, 208Y/120 VOLT SECONDARY, PADMOUNTED, THREE PHASE - (SHIP TO: 2325 EMERSON ST., JAX., FL 32207) | EA | CARTE INTERNATIONAL | PER JEA SPEC | Y | CARTE INTERNATIONAL , PER JEA SPEC | [5 empty] | JEA UNDERGROUND DISTRIBUTION |  | 51 | 0
TRAPC000 | 3 Phase - Small | TRANSFORMER, 75 KVA, 25565Y/14760 VOLT PRIMARY, 208Y/120 VOLT SECONDARY, PADMOUNTED, THREE PHASE - (SHIP TO: 2325 EMERSON ST., JAX., FL 32207) | EA | CENTRAL MOLONEY | PER JEA SPEC | Y | CENTRAL MOLONEY , PER JEA SPEC | [5 empty] | JEA UNDERGROUND DISTRIBUTION |  | 51 | 0
TRAPC000 | 3 Phase - Small | TRANSFORMER, 75 KVA, 25565Y/14760 VOLT PRIMARY, 208Y/120 VOLT SECONDARY, PADMOUNTED, THREE PHASE - (SHIP TO: 2325 EMERSON ST., JAX., FL 32207) | EA | CG POWER SYSTEM / PAUWELS | PER JEA SPEC | Y | CG POWER SYSTEM / PAUWELS , PER JEA SPEC | [5 empty] | JEA UNDERGROUND DISTRIBUTION |  | 51 | 0
TRAPC000 | 3 Phase - Small | TRANSFORMER, 75 KVA, 25565Y/14760 VOLT PRIMARY, 208Y/120 VOLT SECONDARY, PADMOUNTED, THREE PHASE - (SHIP TO: 2325 EMERSON ST., JAX., FL 32207) | EA | COOPER POWER SYSTEMS | PER JEA SPEC | Y | COOPER POWER SYSTEMS , PER JEA SPEC | [5 empty] | JEA UNDERGROUND DISTRIBUTION |  | 51 | 0
TRAPC000 | 3 Phase - Small | TRANSFORMER, 75 KVA, 25565Y/14760 VOLT PRIMARY, 208Y/120 VOLT SECONDARY, PADMOUNTED, THREE PHASE - (SHIP TO: 2325 EMERSON ST., JAX., FL 32207) | EA | ERMCO TRANS | PER JEA SPEC | Y | ERMCO TRANS , PER JEA SPEC | [5 empty] | JEA UNDERGROUND DISTRIBUTION |  | 51 | 0
TRAPC000 | 3 Phase - Small | TRANSFORMER, 75 KVA, 25565Y/14760 VOLT PRIMARY, 208Y/120 VOLT SECONDARY, PADMOUNTED, THREE PHASE - (SHIP TO: 2325 EMERSON ST., JAX., FL 32207) | EA | NATIONAL INDUST (ABB) | PER JEA SPEC | Y | NATIONAL INDUST (ABB) , PER JEA SPEC | [5 empty] | JEA UNDERGROUND DISTRIBUTION |  | 51 | 0
TRAPC000 | 3 Phase - Small | TRANSFORMER, 75 KVA, 25565Y/14760 VOLT PRIMARY, 208Y/120 VOLT SECONDARY, PADMOUNTED, THREE PHASE - (SHIP TO: 2325 EMERSON ST., JAX., FL 32207) | EA | PROLEC (GE) | PER JEA SPEC | Y | PROLEC (GE) , PER JEA SPEC | [5 empty] | JEA UNDERGROUND DISTRIBUTION |  | 51 | 0
TRAPC000 | 3 Phase - Small | TRANSFORMER, 75 KVA, 25565Y/14760 VOLT PRIMARY, 208Y/120 VOLT SECONDARY, PADMOUNTED, THREE PHASE - (SHIP TO: 2325 EMERSON ST., JAX., FL 32207) | EA | SQUARE D | PER JEA SPEC | Y | SQUARE D , PER JEA SPEC | [5 empty] | JEA UNDERGROUND DISTRIBUTION |  | 51 | 0
TRAPC012 | 3 Phase - Large | TRANSFORMER, 1000 KVA, 25565Y/14760 VOLT PRIMARY, 480Y/277 VOLT SECONDARY, PADMOUNTED, THREE PHASE - (SHIP TO: 2325 EMERSON ST., JAX., FL 32207) | EA | CAM TRAN | PER JEA SPEC | Y | CAM TRAN , PER JEA SPEC | [5 empty] | JEA UNDERGROUND DISTRIBUTION |  | 55 | 0
TRAPC012 | 3 Phase - Large | TRANSFORMER, 1000 KVA, 25565Y/14760 VOLT PRIMARY, 480Y/277 VOLT SECONDARY, PADMOUNTED, THREE PHASE - (SHIP TO: 2325 EMERSON ST., JAX., FL 32207) | EA | CARTE INTERNATIONAL | PER JEA SPEC | Y | CARTE INTERNATIONAL , PER JEA SPEC | [5 empty] | JEA UNDERGROUND DISTRIBUTION |  | 55 | 0
TRAPC012 | 3 Phase - Large | TRANSFORMER, 1000 KVA, 25565Y/14760 VOLT PRIMARY, 480Y/277 VOLT SECONDARY, PADMOUNTED, THREE PHASE - (SHIP TO: 2325 EMERSON ST., JAX., FL 32207) | EA | CENTRAL MOLONEY | PER JEA SPEC | Y | CENTRAL MOLONEY , PER JEA SPEC | [5 empty] | JEA UNDERGROUND DISTRIBUTION |  | 55 | 0
TRAPC012 | 3 Phase - Large | TRANSFORMER, 1000 KVA, 25565Y/14760 VOLT PRIMARY, 480Y/277 VOLT SECONDARY, PADMOUNTED, THREE PHASE - (SHIP TO: 2325 EMERSON ST., JAX., FL 32207) | EA | CG POWER SYSTEM / PAUWELS | PER JEA SPEC | Y | CG POWER SYSTEM / PAUWELS , PER JEA SPEC | [5 empty] | JEA UNDERGROUND DISTRIBUTION |  | 55 | 0
TRAPC012 | 3 Phase - Large | TRANSFORMER, 1000 KVA, 25565Y/14760 VOLT PRIMARY, 480Y/277 VOLT SECONDARY, PADMOUNTED, THREE PHASE - (SHIP TO: 2325 EMERSON ST., JAX., FL 32207) | EA | COOPER POWER SYSTEMS | PER JEA SPEC | Y | COOPER POWER SYSTEMS , PER JEA SPEC | [5 empty] | JEA UNDERGROUND DISTRIBUTION |  | 55 | 0
TRAPC012 | 3 Phase - Large | TRANSFORMER, 1000 KVA, 25565Y/14760 VOLT PRIMARY, 480Y/277 VOLT SECONDARY, PADMOUNTED, THREE PHASE - (SHIP TO: 2325 EMERSON ST., JAX., FL 32207) | EA | ERMCO TRANS | PER JEA SPEC | Y | ERMCO TRANS , PER JEA SPEC | [5 empty] | JEA UNDERGROUND DISTRIBUTION |  | 55 | 0
TRAPC012 | 3 Phase - Large | TRANSFORMER, 1000 KVA, 25565Y/14760 VOLT PRIMARY, 480Y/277 VOLT SECONDARY, PADMOUNTED, THREE PHASE - (SHIP TO: 2325 EMERSON ST., JAX., FL 32207) | EA | HOWARD | PER JEA SPEC | Y | HOWARD , PER JEA SPEC | [5 empty] | JEA UNDERGROUND DISTRIBUTION |  | 55 | 0
TRAPC012 | 3 Phase - Large | TRANSFORMER, 1000 KVA, 25565Y/14760 VOLT PRIMARY, 480Y/277 VOLT SECONDARY, PADMOUNTED, THREE PHASE - (SHIP TO: 2325 EMERSON ST., JAX., FL 32207) | EA | MGM TRANSFORMER COMPANY | PER SPECIFICATION | Y | MGM TRANSFORMER COMPANY , PER SPECIFICATION | [5 empty] | JEA UNDERGROUND DISTRIBUTION |  | 55 | 0
TRAPC012 | 3 Phase - Large | TRANSFORMER, 1000 KVA, 25565Y/14760 VOLT PRIMARY, 480Y/277 VOLT SECONDARY, PADMOUNTED, THREE PHASE - (SHIP TO: 2325 EMERSON ST., JAX., FL 32207) | EA | NATIONAL INDUST (ABB) | PER JEA SPEC | Y | NATIONAL INDUST (ABB) , PER JEA SPEC | [5 empty] | JEA UNDERGROUND DISTRIBUTION |  | 55 | 0
TRAPC012 | 3 Phase - Large | TRANSFORMER, 1000 KVA, 25565Y/14760 VOLT PRIMARY, 480Y/277 VOLT SECONDARY, PADMOUNTED, THREE PHASE - (SHIP TO: 2325 EMERSON ST., JAX., FL 32207) | EA | PROLEC (GE) | PER JEA SPEC | Y | PROLEC (GE) , PER JEA SPEC | [5 empty] | JEA UNDERGROUND DISTRIBUTION |  | 55 | 0
TRAPC012 | 3 Phase - Large | TRANSFORMER, 1000 KVA, 25565Y/14760 VOLT PRIMARY, 480Y/277 VOLT SECONDARY, PADMOUNTED, THREE PHASE - (SHIP TO: 2325 EMERSON ST., JAX., FL 32207) | EA | SQUARE D | PER JEA SPEC | Y | SQUARE D , PER JEA SPEC | [5 empty] | JEA UNDERGROUND DISTRIBUTION |  | 55 | 0
TRAPC014 | Misc | TRANSFORMER, 2500 KVA, 25565Y/14760 VOLT PRIMARY, 480Y/277 VOLT SECONDARY, PADMOUNTED, 3 PHASE - (DELIVERY TO BE SCHEDULED 72 HOURS IN ADVANCE OF ARRIVAL WITH 2325 EMERSON ST., JAX., FL 32207) | EA | CAM TRAN | PER JEA SPEC | Y | CAM TRAN , PER JEA SPEC | [5 empty] | JEA UNDERGROUND DISTRIBUTION |  | 55 | 0
TRAPC014 | Misc | TRANSFORMER, 2500 KVA, 25565Y/14760 VOLT PRIMARY, 480Y/277 VOLT SECONDARY, PADMOUNTED, 3 PHASE - (DELIVERY TO BE SCHEDULED 72 HOURS IN ADVANCE OF ARRIVAL WITH 2325 EMERSON ST., JAX., FL 32207) | EA | CARTE INTERNATIONAL | PER JEA SPEC | Y | CARTE INTERNATIONAL , PER JEA SPEC | [5 empty] | JEA UNDERGROUND DISTRIBUTION |  | 55 | 0
TRAPC014 | Misc | TRANSFORMER, 2500 KVA, 25565Y/14760 VOLT PRIMARY, 480Y/277 VOLT SECONDARY, PADMOUNTED, 3 PHASE - (DELIVERY TO BE SCHEDULED 72 HOURS IN ADVANCE OF ARRIVAL WITH 2325 EMERSON ST., JAX., FL 32207) | EA | CENTRAL MOLONEY | PER JEA SPEC | Y | CENTRAL MOLONEY , PER JEA SPEC | [5 empty] | JEA UNDERGROUND DISTRIBUTION |  | 55 | 0
TRAPC014 | Misc | TRANSFORMER, 2500 KVA, 25565Y/14760 VOLT PRIMARY, 480Y/277 VOLT SECONDARY, PADMOUNTED, 3 PHASE - (DELIVERY TO BE SCHEDULED 72 HOURS IN ADVANCE OF ARRIVAL WITH 2325 EMERSON ST., JAX., FL 32207) | EA | CG POWER SYSTEM / PAUWELS | PER JEA SPEC | Y | CG POWER SYSTEM / PAUWELS , PER JEA SPEC | [5 empty] | JEA UNDERGROUND DISTRIBUTION |  | 55 | 0
TRAPC014 | Misc | TRANSFORMER, 2500 KVA, 25565Y/14760 VOLT PRIMARY, 480Y/277 VOLT SECONDARY, PADMOUNTED, 3 PHASE - (DELIVERY TO BE SCHEDULED 72 HOURS IN ADVANCE OF ARRIVAL WITH 2325 EMERSON ST., JAX., FL 32207) | EA | COOPER POWER SYSTEMS | PER JEA SPEC | Y | COOPER POWER SYSTEMS , PER JEA SPEC | [5 empty] | JEA UNDERGROUND DISTRIBUTION |  | 55 | 0
TRAPC014 | Misc | TRANSFORMER, 2500 KVA, 25565Y/14760 VOLT PRIMARY, 480Y/277 VOLT SECONDARY, PADMOUNTED, 3 PHASE - (DELIVERY TO BE SCHEDULED 72 HOURS IN ADVANCE OF ARRIVAL WITH 2325 EMERSON ST., JAX., FL 32207) | EA | ERMCO TRANS | PER JEA SPEC | Y | ERMCO TRANS , PER JEA SPEC | [5 empty] | JEA UNDERGROUND DISTRIBUTION |  | 55 | 0
TRAPC014 | Misc | TRANSFORMER, 2500 KVA, 25565Y/14760 VOLT PRIMARY, 480Y/277 VOLT SECONDARY, PADMOUNTED, 3 PHASE - (DELIVERY TO BE SCHEDULED 72 HOURS IN ADVANCE OF ARRIVAL WITH 2325 EMERSON ST., JAX., FL 32207) | EA | HOWARD | PER JEA SPEC | Y | HOWARD , PER JEA SPEC | [5 empty] | JEA UNDERGROUND DISTRIBUTION |  | 55 | 0
TRAPC014 | Misc | TRANSFORMER, 2500 KVA, 25565Y/14760 VOLT PRIMARY, 480Y/277 VOLT SECONDARY, PADMOUNTED, 3 PHASE - (DELIVERY TO BE SCHEDULED 72 HOURS IN ADVANCE OF ARRIVAL WITH 2325 EMERSON ST., JAX., FL 32207) | EA | MGM TRANSFORMER COMPANY | PER SPECIFICATION | Y | MGM TRANSFORMER COMPANY , PER SPECIFICATION | [5 empty] | JEA UNDERGROUND DISTRIBUTION |  | 55 | 0
TRAPC014 | Misc | TRANSFORMER, 2500 KVA, 25565Y/14760 VOLT PRIMARY, 480Y/277 VOLT SECONDARY, PADMOUNTED, 3 PHASE - (DELIVERY TO BE SCHEDULED 72 HOURS IN ADVANCE OF ARRIVAL WITH 2325 EMERSON ST., JAX., FL 32207) | EA | NATIONAL INDUST (ABB) | PER JEA SPEC | Y | NATIONAL INDUST (ABB) , PER JEA SPEC | [5 empty] | JEA UNDERGROUND DISTRIBUTION |  | 55 | 0
TRAPC014 | Misc | TRANSFORMER, 2500 KVA, 25565Y/14760 VOLT PRIMARY, 480Y/277 VOLT SECONDARY, PADMOUNTED, 3 PHASE - (DELIVERY TO BE SCHEDULED 72 HOURS IN ADVANCE OF ARRIVAL WITH 2325 EMERSON ST., JAX., FL 32207) | EA | PROLEC (GE) | PER JEA SPEC | Y | PROLEC (GE) , PER JEA SPEC | [5 empty] | JEA UNDERGROUND DISTRIBUTION |  | 55 | 0
TRAPC014 | Misc | TRANSFORMER, 2500 KVA, 25565Y/14760 VOLT PRIMARY, 480Y/277 VOLT SECONDARY, PADMOUNTED, 3 PHASE - (DELIVERY TO BE SCHEDULED 72 HOURS IN ADVANCE OF ARRIVAL WITH 2325 EMERSON ST., JAX., FL 32207) | EA | SQUARE D | PER JEA SPEC | Y | SQUARE D , PER JEA SPEC | [5 empty] | JEA UNDERGROUND DISTRIBUTION |  | 55 | 0
TRACA004 | Pole Mounted | TRANSFORMER, 50 KVA, 2400/4160Y VOLT PRIMARY, 120/240 VOLT SECONDARY, SINGLE PHASE, CONVENTIONAL | EA | CARTE INTERNATIONAL | PER JEA SPEC | Y | CARTE INTERNATIONAL , PER JEA SPEC | [5 empty] | JEA OVERHEAD DISTRIBUTION |  | 60 | 0
TRACA004 | Pole Mounted | TRANSFORMER, 50 KVA, 2400/4160Y VOLT PRIMARY, 120/240 VOLT SECONDARY, SINGLE PHASE, CONVENTIONAL | EA | CENTRAL MOLONEY | PER JEA SPEC | Y | CENTRAL MOLONEY , PER JEA SPEC | [5 empty] | JEA OVERHEAD DISTRIBUTION |  | 60 | 0
TRACA004 | Pole Mounted | TRANSFORMER, 50 KVA, 2400/4160Y VOLT PRIMARY, 120/240 VOLT SECONDARY, SINGLE PHASE, CONVENTIONAL | EA | COOPER POWER SYSTEMS | PER JEA SPEC | Y | COOPER POWER SYSTEMS , PER JEA SPEC | [5 empty] | JEA OVERHEAD DISTRIBUTION |  | 60 | 0
TRACA004 | Pole Mounted | TRANSFORMER, 50 KVA, 2400/4160Y VOLT PRIMARY, 120/240 VOLT SECONDARY, SINGLE PHASE, CONVENTIONAL | EA | ERMCO TRANS | PER JEA SPEC | Y | ERMCO TRANS , PER JEA SPEC | [5 empty] | JEA OVERHEAD DISTRIBUTION |  | 60 | 0
TRACA004 | Pole Mounted | TRANSFORMER, 50 KVA, 2400/4160Y VOLT PRIMARY, 120/240 VOLT SECONDARY, SINGLE PHASE, CONVENTIONAL | EA | HOWARD | PER JEA SPEC | Y | HOWARD , PER JEA SPEC | [5 empty] | JEA OVERHEAD DISTRIBUTION |  | 60 | 0
TRACA004 | Pole Mounted | TRANSFORMER, 50 KVA, 2400/4160Y VOLT PRIMARY, 120/240 VOLT SECONDARY, SINGLE PHASE, CONVENTIONAL | EA | NATIONAL INDUST (ABB) | PER JEA SPEC | Y | NATIONAL INDUST (ABB) , PER JEA SPEC | [5 empty] | JEA OVERHEAD DISTRIBUTION |  | 60 | 0
TRACA004 | Pole Mounted | TRANSFORMER, 50 KVA, 2400/4160Y VOLT PRIMARY, 120/240 VOLT SECONDARY, SINGLE PHASE, CONVENTIONAL | EA | PROLEC (GE) | PER JEA SPEC | Y | PROLEC (GE) , PER JEA SPEC | [5 empty] | JEA OVERHEAD DISTRIBUTION |  | 60 | 0
TRACA004 | Pole Mounted | TRANSFORMER, 50 KVA, 2400/4160Y VOLT PRIMARY, 120/240 VOLT SECONDARY, SINGLE PHASE, CONVENTIONAL | EA |  |  |  | , | [5 empty] | JEA OVERHEAD DISTRIBUTION |  | 60 | 0
TRACD003 | Pole Mounted | TRANSFORMER, 25 KVA, 7620/13200Y VOLT PRIMARY, 120/240 VOLT SECONDARY, SINGLE PHASE, CONVENTIONAL | EA | CARTE INTERNATIONAL | PER JEA SPEC | Y | CARTE INTERNATIONAL , PER JEA SPEC | [5 empty] | JEA OVERHEAD DISTRIBUTION |  | 65 | 0
TRACD003 | Pole Mounted | TRANSFORMER, 25 KVA, 7620/13200Y VOLT PRIMARY, 120/240 VOLT SECONDARY, SINGLE PHASE, CONVENTIONAL | EA | CENTRAL MOLONEY | PER JEA SPEC | Y | CENTRAL MOLONEY , PER JEA SPEC | [5 empty] | JEA OVERHEAD DISTRIBUTION |  | 65 | 0
TRACD003 | Pole Mounted | TRANSFORMER, 25 KVA, 7620/13200Y VOLT PRIMARY, 120/240 VOLT SECONDARY, SINGLE PHASE, CONVENTIONAL | EA | COOPER POWER SYSTEMS | PER JEA SPEC | Y | COOPER POWER SYSTEMS , PER JEA SPEC | [5 empty] | JEA OVERHEAD DISTRIBUTION |  | 65 | 0
TRACD003 | Pole Mounted | TRANSFORMER, 25 KVA, 7620/13200Y VOLT PRIMARY, 120/240 VOLT SECONDARY, SINGLE PHASE, CONVENTIONAL | EA | ERMCO TRANS | PER JEA SPEC | Y | ERMCO TRANS , PER JEA SPEC | [5 empty] | JEA OVERHEAD DISTRIBUTION |  | 65 | 0
TRACD003 | Pole Mounted | TRANSFORMER, 25 KVA, 7620/13200Y VOLT PRIMARY, 120/240 VOLT SECONDARY, SINGLE PHASE, CONVENTIONAL | EA | HOWARD | PER JEA SPEC | Y | HOWARD , PER JEA SPEC | [5 empty] | JEA OVERHEAD DISTRIBUTION |  | 65 | 0
TRACD003 | Pole Mounted | TRANSFORMER, 25 KVA, 7620/13200Y VOLT PRIMARY, 120/240 VOLT SECONDARY, SINGLE PHASE, CONVENTIONAL | EA | NATIONAL INDUST (ABB) | PER JEA SPEC | Y | NATIONAL INDUST (ABB) , PER JEA SPEC | [5 empty] | JEA OVERHEAD DISTRIBUTION |  | 65 | 0
TRACD003 | Pole Mounted | TRANSFORMER, 25 KVA, 7620/13200Y VOLT PRIMARY, 120/240 VOLT SECONDARY, SINGLE PHASE, CONVENTIONAL | EA | PROLEC (GE) | PER JEA SPEC | Y | PROLEC (GE) , PER JEA SPEC | [5 empty] | JEA OVERHEAD DISTRIBUTION |  | 65 | 0
TRAPC011 | 3 Phase - Large | TRANSFORMER, 750 KVA, 25565Y/14760 VOLT PRIMARY, 480Y/277 VOLT SECONDARY, PADMOUNTED, THREE PHASE - (SHIP TO: 2325 EMERSON ST., JAX., FL 32207 | EA | CAM TRAN | PER JEA SPEC | Y | CAM TRAN , PER JEA SPEC | [5 empty] | JEA UNDERGROUND DISTRIBUTION |  | 65 | 0
TRAPC011 | 3 Phase - Large | TRANSFORMER, 750 KVA, 25565Y/14760 VOLT PRIMARY, 480Y/277 VOLT SECONDARY, PADMOUNTED, THREE PHASE - (SHIP TO: 2325 EMERSON ST., JAX., FL 32207 | EA | CARTE INTERNATIONAL | PER JEA SPEC | Y | CARTE INTERNATIONAL , PER JEA SPEC | [5 empty] | JEA UNDERGROUND DISTRIBUTION |  | 65 | 0
TRAPC011 | 3 Phase - Large | TRANSFORMER, 750 KVA, 25565Y/14760 VOLT PRIMARY, 480Y/277 VOLT SECONDARY, PADMOUNTED, THREE PHASE - (SHIP TO: 2325 EMERSON ST., JAX., FL 32207 | EA | CENTRAL MOLONEY | PER JEA SPEC | Y | CENTRAL MOLONEY , PER JEA SPEC | [5 empty] | JEA UNDERGROUND DISTRIBUTION |  | 65 | 0
TRAPC011 | 3 Phase - Large | TRANSFORMER, 750 KVA, 25565Y/14760 VOLT PRIMARY, 480Y/277 VOLT SECONDARY, PADMOUNTED, THREE PHASE - (SHIP TO: 2325 EMERSON ST., JAX., FL 32207 | EA | CG POWER SYSTEM / PAUWELS | PER JEA SPEC | Y | CG POWER SYSTEM / PAUWELS , PER JEA SPEC | [5 empty] | JEA UNDERGROUND DISTRIBUTION |  | 65 | 0
TRAPC011 | 3 Phase - Large | TRANSFORMER, 750 KVA, 25565Y/14760 VOLT PRIMARY, 480Y/277 VOLT SECONDARY, PADMOUNTED, THREE PHASE - (SHIP TO: 2325 EMERSON ST., JAX., FL 32207 | EA | COOPER POWER SYSTEMS | PER JEA SPEC | Y | COOPER POWER SYSTEMS , PER JEA SPEC | [5 empty] | JEA UNDERGROUND DISTRIBUTION |  | 65 | 0
TRAPC011 | 3 Phase - Large | TRANSFORMER, 750 KVA, 25565Y/14760 VOLT PRIMARY, 480Y/277 VOLT SECONDARY, PADMOUNTED, THREE PHASE - (SHIP TO: 2325 EMERSON ST., JAX., FL 32207 | EA | ERMCO TRANS | PER JEA SPEC | Y | ERMCO TRANS , PER JEA SPEC | [5 empty] | JEA UNDERGROUND DISTRIBUTION |  | 65 | 0
TRAPC011 | 3 Phase - Large | TRANSFORMER, 750 KVA, 25565Y/14760 VOLT PRIMARY, 480Y/277 VOLT SECONDARY, PADMOUNTED, THREE PHASE - (SHIP TO: 2325 EMERSON ST., JAX., FL 32207 | EA | HOWARD | PER JEA SPEC | Y | HOWARD , PER JEA SPEC | [5 empty] | JEA UNDERGROUND DISTRIBUTION |  | 65 | 0
TRAPC011 | 3 Phase - Large | TRANSFORMER, 750 KVA, 25565Y/14760 VOLT PRIMARY, 480Y/277 VOLT SECONDARY, PADMOUNTED, THREE PHASE - (SHIP TO: 2325 EMERSON ST., JAX., FL 32207 | EA | MGM TRANSFORMER COMPANY | PER SPECIFICATION | Y | MGM TRANSFORMER COMPANY , PER SPECIFICATION | [5 empty] | JEA UNDERGROUND DISTRIBUTION |  | 65 | 0
TRAPC011 | 3 Phase - Large | TRANSFORMER, 750 KVA, 25565Y/14760 VOLT PRIMARY, 480Y/277 VOLT SECONDARY, PADMOUNTED, THREE PHASE - (SHIP TO: 2325 EMERSON ST., JAX., FL 32207 | EA | NATIONAL INDUST (ABB) | PER JEA SPEC | Y | NATIONAL INDUST (ABB) , PER JEA SPEC | [5 empty] | JEA UNDERGROUND DISTRIBUTION |  | 65 | 0
TRAPC011 | 3 Phase - Large | TRANSFORMER, 750 KVA, 25565Y/14760 VOLT PRIMARY, 480Y/277 VOLT SECONDARY, PADMOUNTED, THREE PHASE - (SHIP TO: 2325 EMERSON ST., JAX., FL 32207 | EA | PROLEC (GE) | PER JEA SPEC | Y | PROLEC (GE) , PER JEA SPEC | [5 empty] | JEA UNDERGROUND DISTRIBUTION |  | 65 | 0
TRAPC011 | 3 Phase - Large | TRANSFORMER, 750 KVA, 25565Y/14760 VOLT PRIMARY, 480Y/277 VOLT SECONDARY, PADMOUNTED, THREE PHASE - (SHIP TO: 2325 EMERSON ST., JAX., FL 32207 | EA | SQUARE D | PER JEA SPEC | Y | SQUARE D , PER JEA SPEC | [5 empty] | JEA UNDERGROUND DISTRIBUTION |  | 65 | 0
TRACG006 | Pole Mounted | TRANSFORMER, 100 KVA, 14760/25565Y VOLT PRIMARY, 120/240 VOLT SECONDARY, SINGLE PHASE, CONVENTIONAL | EA | CARTE INTERNATIONAL | PER JEA SPEC | Y | CARTE INTERNATIONAL , PER JEA SPEC | [5 empty] | JEA OVERHEAD DISTRIBUTION |  | 70 | 0
TRACG006 | Pole Mounted | TRANSFORMER, 100 KVA, 14760/25565Y VOLT PRIMARY, 120/240 VOLT SECONDARY, SINGLE PHASE, CONVENTIONAL | EA | CENTRAL MOLONEY | PER JEA SPEC | Y | CENTRAL MOLONEY , PER JEA SPEC | [5 empty] | JEA OVERHEAD DISTRIBUTION |  | 70 | 0
TRACG006 | Pole Mounted | TRANSFORMER, 100 KVA, 14760/25565Y VOLT PRIMARY, 120/240 VOLT SECONDARY, SINGLE PHASE, CONVENTIONAL | EA | COOPER POWER SYSTEMS | PER JEA SPEC | Y | COOPER POWER SYSTEMS , PER JEA SPEC | [5 empty] | JEA OVERHEAD DISTRIBUTION |  | 70 | 0
TRACG006 | Pole Mounted | TRANSFORMER, 100 KVA, 14760/25565Y VOLT PRIMARY, 120/240 VOLT SECONDARY, SINGLE PHASE, CONVENTIONAL | EA | ERMCO TRANS | PER JEA SPEC | Y | ERMCO TRANS , PER JEA SPEC | [5 empty] | JEA OVERHEAD DISTRIBUTION |  | 70 | 0
TRACG006 | Pole Mounted | TRANSFORMER, 100 KVA, 14760/25565Y VOLT PRIMARY, 120/240 VOLT SECONDARY, SINGLE PHASE, CONVENTIONAL | EA | HOWARD | PER JEA SPEC | Y | HOWARD , PER JEA SPEC | [5 empty] | JEA OVERHEAD DISTRIBUTION |  | 70 | 0
TRACG006 | Pole Mounted | TRANSFORMER, 100 KVA, 14760/25565Y VOLT PRIMARY, 120/240 VOLT SECONDARY, SINGLE PHASE, CONVENTIONAL | EA | NATIONAL INDUST (ABB) | PER JEA SPEC | Y | NATIONAL INDUST (ABB) , PER JEA SPEC | [5 empty] | JEA OVERHEAD DISTRIBUTION |  | 70 | 0
TRACG006 | Pole Mounted | TRANSFORMER, 100 KVA, 14760/25565Y VOLT PRIMARY, 120/240 VOLT SECONDARY, SINGLE PHASE, CONVENTIONAL | EA | PROLEC (GE) | PER JEA SPEC | Y | PROLEC (GE) , PER JEA SPEC | [5 empty] | JEA OVERHEAD DISTRIBUTION |  | 70 | 0
TRACG006 | Pole Mounted | TRANSFORMER, 100 KVA, 14760/25565Y VOLT PRIMARY, 120/240 VOLT SECONDARY, SINGLE PHASE, CONVENTIONAL | EA |  |  |  | , | [5 empty] | JEA OVERHEAD DISTRIBUTION |  | 70 | 0
TRACI002 | Pole Mounted | TRANSFORMER, 75 KVA, 14760/25565Y VOLT PRIMARY, 277/480Y VOLT SECONDARY, SINGLE PHASE, CONVENTIONAL | EA | CARTE INTERNATIONAL | PER JEA SPEC | Y | CARTE INTERNATIONAL , PER JEA SPEC | [5 empty] | JEA OVERHEAD DISTRIBUTION |  | 75 | 0
TRACI002 | Pole Mounted | TRANSFORMER, 75 KVA, 14760/25565Y VOLT PRIMARY, 277/480Y VOLT SECONDARY, SINGLE PHASE, CONVENTIONAL | EA | CENTRAL MOLONEY | PER JEA SPEC | Y | CENTRAL MOLONEY , PER JEA SPEC | [5 empty] | JEA OVERHEAD DISTRIBUTION |  | 75 | 0
TRACI002 | Pole Mounted | TRANSFORMER, 75 KVA, 14760/25565Y VOLT PRIMARY, 277/480Y VOLT SECONDARY, SINGLE PHASE, CONVENTIONAL | EA | COOPER POWER SYSTEMS | PER JEA SPEC | Y | COOPER POWER SYSTEMS , PER JEA SPEC | [5 empty] | JEA OVERHEAD DISTRIBUTION |  | 75 | 0
TRACI002 | Pole Mounted | TRANSFORMER, 75 KVA, 14760/25565Y VOLT PRIMARY, 277/480Y VOLT SECONDARY, SINGLE PHASE, CONVENTIONAL | EA | ERMCO TRANS | PER JEA SPEC | Y | ERMCO TRANS , PER JEA SPEC | [5 empty] | JEA OVERHEAD DISTRIBUTION |  | 75 | 0
TRACI002 | Pole Mounted | TRANSFORMER, 75 KVA, 14760/25565Y VOLT PRIMARY, 277/480Y VOLT SECONDARY, SINGLE PHASE, CONVENTIONAL | EA | HOWARD | PER JEA SPEC | Y | HOWARD , PER JEA SPEC | [5 empty] | JEA OVERHEAD DISTRIBUTION |  | 75 | 0
TRACI002 | Pole Mounted | TRANSFORMER, 75 KVA, 14760/25565Y VOLT PRIMARY, 277/480Y VOLT SECONDARY, SINGLE PHASE, CONVENTIONAL | EA | NATIONAL INDUST (ABB) | PER JEA SPEC | Y | NATIONAL INDUST (ABB) , PER JEA SPEC | [5 empty] | JEA OVERHEAD DISTRIBUTION |  | 75 | 0
TRACI002 | Pole Mounted | TRANSFORMER, 75 KVA, 14760/25565Y VOLT PRIMARY, 277/480Y VOLT SECONDARY, SINGLE PHASE, CONVENTIONAL | EA | PROLEC (GE) | PER JEA SPEC | Y | PROLEC (GE) , PER JEA SPEC | [5 empty] | JEA OVERHEAD DISTRIBUTION |  | 75 | 0
TRAPC015 | 3 Phase - Small | TRANSFORMER, 75 KVA, 25565Y/14760 VOLT PRIMARY, 480Y/277 VOLT SECONDARY, PADMOUNTED, THREE PHASE - (SHIP TO: 2325 EMERSON ST., JAX., FL 32207) | EA | CARTE INTERNATIONAL | PER JEA SPEC | Y | CARTE INTERNATIONAL , PER JEA SPEC | [5 empty] | JEA UNDERGROUND DISTRIBUTION |  | 75 | 0
TRAPC015 | 3 Phase - Small | TRANSFORMER, 75 KVA, 25565Y/14760 VOLT PRIMARY, 480Y/277 VOLT SECONDARY, PADMOUNTED, THREE PHASE - (SHIP TO: 2325 EMERSON ST., JAX., FL 32207) | EA | CENTRAL MOLONEY | PER JEA SPEC | Y | CENTRAL MOLONEY , PER JEA SPEC | [5 empty] | JEA UNDERGROUND DISTRIBUTION |  | 75 | 0
TRAPC015 | 3 Phase - Small | TRANSFORMER, 75 KVA, 25565Y/14760 VOLT PRIMARY, 480Y/277 VOLT SECONDARY, PADMOUNTED, THREE PHASE - (SHIP TO: 2325 EMERSON ST., JAX., FL 32207) | EA | CG POWER SYSTEM / PAUWELS | PER JEA SPEC | Y | CG POWER SYSTEM / PAUWELS , PER JEA SPEC | [5 empty] | JEA UNDERGROUND DISTRIBUTION |  | 75 | 0
TRAPC015 | 3 Phase - Small | TRANSFORMER, 75 KVA, 25565Y/14760 VOLT PRIMARY, 480Y/277 VOLT SECONDARY, PADMOUNTED, THREE PHASE - (SHIP TO: 2325 EMERSON ST., JAX., FL 32207) | EA | COOPER POWER SYSTEMS | PER JEA SPEC | Y | COOPER POWER SYSTEMS , PER JEA SPEC | [5 empty] | JEA UNDERGROUND DISTRIBUTION |  | 75 | 0
TRAPC015 | 3 Phase - Small | TRANSFORMER, 75 KVA, 25565Y/14760 VOLT PRIMARY, 480Y/277 VOLT SECONDARY, PADMOUNTED, THREE PHASE - (SHIP TO: 2325 EMERSON ST., JAX., FL 32207) | EA | ERMCO TRANS | PER JEA SPEC | Y | ERMCO TRANS , PER JEA SPEC | [5 empty] | JEA UNDERGROUND DISTRIBUTION |  | 75 | 0
TRAPC015 | 3 Phase - Small | TRANSFORMER, 75 KVA, 25565Y/14760 VOLT PRIMARY, 480Y/277 VOLT SECONDARY, PADMOUNTED, THREE PHASE - (SHIP TO: 2325 EMERSON ST., JAX., FL 32207) | EA | HOWARD | PER JEA SPEC | Y | HOWARD , PER JEA SPEC | [5 empty] | JEA UNDERGROUND DISTRIBUTION |  | 75 | 0
TRAPC015 | 3 Phase - Small | TRANSFORMER, 75 KVA, 25565Y/14760 VOLT PRIMARY, 480Y/277 VOLT SECONDARY, PADMOUNTED, THREE PHASE - (SHIP TO: 2325 EMERSON ST., JAX., FL 32207) | EA | MGM TRANSFORMER COMPANY | PER SPECIFICATION | Y | MGM TRANSFORMER COMPANY , PER SPECIFICATION | [5 empty] | JEA UNDERGROUND DISTRIBUTION |  | 75 | 0
TRAPC015 | 3 Phase - Small | TRANSFORMER, 75 KVA, 25565Y/14760 VOLT PRIMARY, 480Y/277 VOLT SECONDARY, PADMOUNTED, THREE PHASE - (SHIP TO: 2325 EMERSON ST., JAX., FL 32207) | EA | NATIONAL INDUST (ABB) | PER JEA SPEC | Y | NATIONAL INDUST (ABB) , PER JEA SPEC | [5 empty] | JEA UNDERGROUND DISTRIBUTION |  | 75 | 0
TRAPC015 | 3 Phase - Small | TRANSFORMER, 75 KVA, 25565Y/14760 VOLT PRIMARY, 480Y/277 VOLT SECONDARY, PADMOUNTED, THREE PHASE - (SHIP TO: 2325 EMERSON ST., JAX., FL 32207) | EA | PROLEC (GE) | PER JEA SPEC | Y | PROLEC (GE) , PER JEA SPEC | [5 empty] | JEA UNDERGROUND DISTRIBUTION |  | 75 | 0
TRAPC015 | 3 Phase - Small | TRANSFORMER, 75 KVA, 25565Y/14760 VOLT PRIMARY, 480Y/277 VOLT SECONDARY, PADMOUNTED, THREE PHASE - (SHIP TO: 2325 EMERSON ST., JAX., FL 32207) | EA | SQUARE D | PER JEA SPEC | Y | SQUARE D , PER JEA SPEC | [5 empty] | JEA UNDERGROUND DISTRIBUTION |  | 75 | 0
TRACG005 | Pole Mounted | TRANSFORMER, 75 KVA, 14760/25565Y VOLT PRIMARY, 120/240 VOLT SECONDARY, SINGLE PHASE, CONVENTIONAL | EA | CARTE INTERNATIONAL | PER JEA SPEC | Y | CARTE INTERNATIONAL , PER JEA SPEC | [5 empty] | JEA OVERHEAD DISTRIBUTION |  | 90 | 0
TRACG005 | Pole Mounted | TRANSFORMER, 75 KVA, 14760/25565Y VOLT PRIMARY, 120/240 VOLT SECONDARY, SINGLE PHASE, CONVENTIONAL | EA | CENTRAL MOLONEY | PER JEA SPEC | Y | CENTRAL MOLONEY , PER JEA SPEC | [5 empty] | JEA OVERHEAD DISTRIBUTION |  | 90 | 0
TRACG005 | Pole Mounted | TRANSFORMER, 75 KVA, 14760/25565Y VOLT PRIMARY, 120/240 VOLT SECONDARY, SINGLE PHASE, CONVENTIONAL | EA | COOPER POWER SYSTEMS | PER JEA SPEC | Y | COOPER POWER SYSTEMS , PER JEA SPEC | [5 empty] | JEA OVERHEAD DISTRIBUTION |  | 90 | 0
TRACG005 | Pole Mounted | TRANSFORMER, 75 KVA, 14760/25565Y VOLT PRIMARY, 120/240 VOLT SECONDARY, SINGLE PHASE, CONVENTIONAL | EA | ERMCO TRANS | PER JEA SPEC | Y | ERMCO TRANS , PER JEA SPEC | [5 empty] | JEA OVERHEAD DISTRIBUTION |  | 90 | 0
TRACG005 | Pole Mounted | TRANSFORMER, 75 KVA, 14760/25565Y VOLT PRIMARY, 120/240 VOLT SECONDARY, SINGLE PHASE, CONVENTIONAL | EA | HOWARD | PER JEA SPEC | Y | HOWARD , PER JEA SPEC | [5 empty] | JEA OVERHEAD DISTRIBUTION |  | 90 | 0
TRACG005 | Pole Mounted | TRANSFORMER, 75 KVA, 14760/25565Y VOLT PRIMARY, 120/240 VOLT SECONDARY, SINGLE PHASE, CONVENTIONAL | EA | NATIONAL INDUST (ABB) | PER JEA SPEC | Y | NATIONAL INDUST (ABB) , PER JEA SPEC | [5 empty] | JEA OVERHEAD DISTRIBUTION |  | 90 | 0
TRACG005 | Pole Mounted | TRANSFORMER, 75 KVA, 14760/25565Y VOLT PRIMARY, 120/240 VOLT SECONDARY, SINGLE PHASE, CONVENTIONAL | EA | PROLEC (GE) | PER JEA SPEC | Y | PROLEC (GE) , PER JEA SPEC | [5 empty] | JEA OVERHEAD DISTRIBUTION |  | 90 | 0
TRACG005 | Pole Mounted | TRANSFORMER, 75 KVA, 14760/25565Y VOLT PRIMARY, 120/240 VOLT SECONDARY, SINGLE PHASE, CONVENTIONAL | EA |  |  |  | , | [5 empty] | JEA OVERHEAD DISTRIBUTION |  | 90 | 0
TRAPC009 | 3 Phase - Small | TRANSFORMER, 300 KVA, 25565Y/14760 VOLT PRIMARY, 480Y/277 VOLT SECONDARY, PADMOUNTED, THREE PHASE - (SHIP TO: 2325 EMERSON ST., JAX., FL 32207) | EA | CAM TRAN | PER JEA SPEC | Y | CAM TRAN , PER JEA SPEC | [5 empty] | JEA UNDERGROUND DISTRIBUTION |  | 100 | 0
TRAPC009 | 3 Phase - Small | TRANSFORMER, 300 KVA, 25565Y/14760 VOLT PRIMARY, 480Y/277 VOLT SECONDARY, PADMOUNTED, THREE PHASE - (SHIP TO: 2325 EMERSON ST., JAX., FL 32207) | EA | CARTE INTERNATIONAL | PER JEA SPEC | Y | CARTE INTERNATIONAL , PER JEA SPEC | [5 empty] | JEA UNDERGROUND DISTRIBUTION |  | 100 | 0
TRAPC009 | 3 Phase - Small | TRANSFORMER, 300 KVA, 25565Y/14760 VOLT PRIMARY, 480Y/277 VOLT SECONDARY, PADMOUNTED, THREE PHASE - (SHIP TO: 2325 EMERSON ST., JAX., FL 32207) | EA | CENTRAL MOLONEY | PER JEA SPEC | Y | CENTRAL MOLONEY , PER JEA SPEC | [5 empty] | JEA UNDERGROUND DISTRIBUTION |  | 100 | 0
TRAPC009 | 3 Phase - Small | TRANSFORMER, 300 KVA, 25565Y/14760 VOLT PRIMARY, 480Y/277 VOLT SECONDARY, PADMOUNTED, THREE PHASE - (SHIP TO: 2325 EMERSON ST., JAX., FL 32207) | EA | CG POWER SYSTEM / PAUWELS | PER JEA SPEC | Y | CG POWER SYSTEM / PAUWELS , PER JEA SPEC | [5 empty] | JEA UNDERGROUND DISTRIBUTION |  | 100 | 0
TRAPC009 | 3 Phase - Small | TRANSFORMER, 300 KVA, 25565Y/14760 VOLT PRIMARY, 480Y/277 VOLT SECONDARY, PADMOUNTED, THREE PHASE - (SHIP TO: 2325 EMERSON ST., JAX., FL 32207) | EA | COOPER POWER SYSTEMS | PER JEA SPEC | Y | COOPER POWER SYSTEMS , PER JEA SPEC | [5 empty] | JEA UNDERGROUND DISTRIBUTION |  | 100 | 0
TRAPC009 | 3 Phase - Small | TRANSFORMER, 300 KVA, 25565Y/14760 VOLT PRIMARY, 480Y/277 VOLT SECONDARY, PADMOUNTED, THREE PHASE - (SHIP TO: 2325 EMERSON ST., JAX., FL 32207) | EA | ERMCO TRANS | PER JEA SPEC | Y | ERMCO TRANS , PER JEA SPEC | [5 empty] | JEA UNDERGROUND DISTRIBUTION |  | 100 | 0
TRAPC009 | 3 Phase - Small | TRANSFORMER, 300 KVA, 25565Y/14760 VOLT PRIMARY, 480Y/277 VOLT SECONDARY, PADMOUNTED, THREE PHASE - (SHIP TO: 2325 EMERSON ST., JAX., FL 32207) | EA | HOWARD | PER JEA SPEC | Y | HOWARD , PER JEA SPEC | [5 empty] | JEA UNDERGROUND DISTRIBUTION |  | 100 | 0
TRAPC009 | 3 Phase - Small | TRANSFORMER, 300 KVA, 25565Y/14760 VOLT PRIMARY, 480Y/277 VOLT SECONDARY, PADMOUNTED, THREE PHASE - (SHIP TO: 2325 EMERSON ST., JAX., FL 32207) | EA | MGM TRANSFORMER COMPANY | PER SPECIFICATION | Y | MGM TRANSFORMER COMPANY , PER SPECIFICATION | [5 empty] | JEA UNDERGROUND DISTRIBUTION |  | 100 | 0
TRAPC009 | 3 Phase - Small | TRANSFORMER, 300 KVA, 25565Y/14760 VOLT PRIMARY, 480Y/277 VOLT SECONDARY, PADMOUNTED, THREE PHASE - (SHIP TO: 2325 EMERSON ST., JAX., FL 32207) | EA | NATIONAL INDUST (ABB) | PER JEA SPEC | Y | NATIONAL INDUST (ABB) , PER JEA SPEC | [5 empty] | JEA UNDERGROUND DISTRIBUTION |  | 100 | 0
TRAPC009 | 3 Phase - Small | TRANSFORMER, 300 KVA, 25565Y/14760 VOLT PRIMARY, 480Y/277 VOLT SECONDARY, PADMOUNTED, THREE PHASE - (SHIP TO: 2325 EMERSON ST., JAX., FL 32207) | EA | PROLEC (GE) | PER JEA SPEC | Y | PROLEC (GE) , PER JEA SPEC | [5 empty] | JEA UNDERGROUND DISTRIBUTION |  | 100 | 0
TRAPC009 | 3 Phase - Small | TRANSFORMER, 300 KVA, 25565Y/14760 VOLT PRIMARY, 480Y/277 VOLT SECONDARY, PADMOUNTED, THREE PHASE - (SHIP TO: 2325 EMERSON ST., JAX., FL 32207) | EA | SQUARE D | PER JEA SPEC | Y | SQUARE D , PER JEA SPEC | [5 empty] | JEA UNDERGROUND DISTRIBUTION |  | 100 | 0
TRAPC010 | 3 Phase - Small | TRANSFORMER, 500 KVA, 25565Y/14760 VOLT PRIMARY, 480Y/277 VOLT SECONDARY, PADMOUNTED, THREE PHASE - (SHIP TO: 2325 EMERSON ST., JAX., FL 32207) | EA | CAM TRAN | PER JEA SPEC | Y | CAM TRAN , PER JEA SPEC | [5 empty] | JEA UNDERGROUND DISTRIBUTION |  | 100 | 0
TRAPC010 | 3 Phase - Small | TRANSFORMER, 500 KVA, 25565Y/14760 VOLT PRIMARY, 480Y/277 VOLT SECONDARY, PADMOUNTED, THREE PHASE - (SHIP TO: 2325 EMERSON ST., JAX., FL 32207) | EA | CARTE INTERNATIONAL | PER JEA SPEC | Y | CARTE INTERNATIONAL , PER JEA SPEC | [5 empty] | JEA UNDERGROUND DISTRIBUTION |  | 100 | 0
TRAPC010 | 3 Phase - Small | TRANSFORMER, 500 KVA, 25565Y/14760 VOLT PRIMARY, 480Y/277 VOLT SECONDARY, PADMOUNTED, THREE PHASE - (SHIP TO: 2325 EMERSON ST., JAX., FL 32207) | EA | CENTRAL MOLONEY | PER JEA SPEC | Y | CENTRAL MOLONEY , PER JEA SPEC | [5 empty] | JEA UNDERGROUND DISTRIBUTION |  | 100 | 0
TRAPC010 | 3 Phase - Small | TRANSFORMER, 500 KVA, 25565Y/14760 VOLT PRIMARY, 480Y/277 VOLT SECONDARY, PADMOUNTED, THREE PHASE - (SHIP TO: 2325 EMERSON ST., JAX., FL 32207) | EA | CG POWER SYSTEM / PAUWELS | PER JEA SPEC | Y | CG POWER SYSTEM / PAUWELS , PER JEA SPEC | [5 empty] | JEA UNDERGROUND DISTRIBUTION |  | 100 | 0
TRAPC010 | 3 Phase - Small | TRANSFORMER, 500 KVA, 25565Y/14760 VOLT PRIMARY, 480Y/277 VOLT SECONDARY, PADMOUNTED, THREE PHASE - (SHIP TO: 2325 EMERSON ST., JAX., FL 32207) | EA | COOPER POWER SYSTEMS | PER JEA SPEC | Y | COOPER POWER SYSTEMS , PER JEA SPEC | [5 empty] | JEA UNDERGROUND DISTRIBUTION |  | 100 | 0
TRAPC010 | 3 Phase - Small | TRANSFORMER, 500 KVA, 25565Y/14760 VOLT PRIMARY, 480Y/277 VOLT SECONDARY, PADMOUNTED, THREE PHASE - (SHIP TO: 2325 EMERSON ST., JAX., FL 32207) | EA | ERMCO TRANS | PER JEA SPEC | Y | ERMCO TRANS , PER JEA SPEC | [5 empty] | JEA UNDERGROUND DISTRIBUTION |  | 100 | 0
TRAPC010 | 3 Phase - Small | TRANSFORMER, 500 KVA, 25565Y/14760 VOLT PRIMARY, 480Y/277 VOLT SECONDARY, PADMOUNTED, THREE PHASE - (SHIP TO: 2325 EMERSON ST., JAX., FL 32207) | EA | HOWARD | PER JEA SPEC | Y | HOWARD , PER JEA SPEC | [5 empty] | JEA UNDERGROUND DISTRIBUTION |  | 100 | 0
TRAPC010 | 3 Phase - Small | TRANSFORMER, 500 KVA, 25565Y/14760 VOLT PRIMARY, 480Y/277 VOLT SECONDARY, PADMOUNTED, THREE PHASE - (SHIP TO: 2325 EMERSON ST., JAX., FL 32207) | EA | MGM TRANSFORMER COMPANY | PER SPECIFICATION | Y | MGM TRANSFORMER COMPANY , PER SPECIFICATION | [5 empty] | JEA UNDERGROUND DISTRIBUTION |  | 100 | 0
TRAPC010 | 3 Phase - Small | TRANSFORMER, 500 KVA, 25565Y/14760 VOLT PRIMARY, 480Y/277 VOLT SECONDARY, PADMOUNTED, THREE PHASE - (SHIP TO: 2325 EMERSON ST., JAX., FL 32207) | EA | NATIONAL INDUST (ABB) | PER JEA SPEC | Y | NATIONAL INDUST (ABB) , PER JEA SPEC | [5 empty] | JEA UNDERGROUND DISTRIBUTION |  | 100 | 0
TRAPC010 | 3 Phase - Small | TRANSFORMER, 500 KVA, 25565Y/14760 VOLT PRIMARY, 480Y/277 VOLT SECONDARY, PADMOUNTED, THREE PHASE - (SHIP TO: 2325 EMERSON ST., JAX., FL 32207) | EA | PROLEC (GE) | PER JEA SPEC | Y | PROLEC (GE) , PER JEA SPEC | [5 empty] | JEA UNDERGROUND DISTRIBUTION |  | 100 | 0
TRAPC010 | 3 Phase - Small | TRANSFORMER, 500 KVA, 25565Y/14760 VOLT PRIMARY, 480Y/277 VOLT SECONDARY, PADMOUNTED, THREE PHASE - (SHIP TO: 2325 EMERSON ST., JAX., FL 32207) | EA | SQUARE D | PER JEA SPEC | Y | SQUARE D , PER JEA SPEC | [5 empty] | JEA UNDERGROUND DISTRIBUTION |  | 100 | 0
TRAPC029 | 3 Phase - Large | TRANSFORMER, 2000 KVA, 25565Y/14760 VOLT PRIMARY, 480Y/277 VOLT SECONDARY, PADMOUNTED, THREE PHASE - (DELIVERY TO BE SCHEDULED 72 HOURS IN ADVANCE OF ARRIVAL WITH 2325 EMERSON ST., JAX., FL 32207) | EA | CAM TRAN | PER JEA SPEC | Y | CAM TRAN , PER JEA SPEC | [5 empty] | JEA UNDERGROUND DISTRIBUTION |  | 100 | 0
TRAPC029 | 3 Phase - Large | TRANSFORMER, 2000 KVA, 25565Y/14760 VOLT PRIMARY, 480Y/277 VOLT SECONDARY, PADMOUNTED, THREE PHASE - (DELIVERY TO BE SCHEDULED 72 HOURS IN ADVANCE OF ARRIVAL WITH 2325 EMERSON ST., JAX., FL 32207) | EA | CARTE INTERNATIONAL | PER JEA SPEC | Y | CARTE INTERNATIONAL , PER JEA SPEC | [5 empty] | JEA UNDERGROUND DISTRIBUTION |  | 100 | 0
TRAPC029 | 3 Phase - Large | TRANSFORMER, 2000 KVA, 25565Y/14760 VOLT PRIMARY, 480Y/277 VOLT SECONDARY, PADMOUNTED, THREE PHASE - (DELIVERY TO BE SCHEDULED 72 HOURS IN ADVANCE OF ARRIVAL WITH 2325 EMERSON ST., JAX., FL 32207) | EA | CENTRAL MOLONEY | PER JEA SPEC | Y | CENTRAL MOLONEY , PER JEA SPEC | [5 empty] | JEA UNDERGROUND DISTRIBUTION |  | 100 | 0
TRAPC029 | 3 Phase - Large | TRANSFORMER, 2000 KVA, 25565Y/14760 VOLT PRIMARY, 480Y/277 VOLT SECONDARY, PADMOUNTED, THREE PHASE - (DELIVERY TO BE SCHEDULED 72 HOURS IN ADVANCE OF ARRIVAL WITH 2325 EMERSON ST., JAX., FL 32207) | EA | CG POWER SYSTEM / PAUWELS | PER JEA SPEC | Y | CG POWER SYSTEM / PAUWELS , PER JEA SPEC | [5 empty] | JEA UNDERGROUND DISTRIBUTION |  | 100 | 0
TRAPC029 | 3 Phase - Large | TRANSFORMER, 2000 KVA, 25565Y/14760 VOLT PRIMARY, 480Y/277 VOLT SECONDARY, PADMOUNTED, THREE PHASE - (DELIVERY TO BE SCHEDULED 72 HOURS IN ADVANCE OF ARRIVAL WITH 2325 EMERSON ST., JAX., FL 32207) | EA | COOPER POWER SYSTEMS | PER JEA SPEC | Y | COOPER POWER SYSTEMS , PER JEA SPEC | [5 empty] | JEA UNDERGROUND DISTRIBUTION |  | 100 | 0
TRAPC029 | 3 Phase - Large | TRANSFORMER, 2000 KVA, 25565Y/14760 VOLT PRIMARY, 480Y/277 VOLT SECONDARY, PADMOUNTED, THREE PHASE - (DELIVERY TO BE SCHEDULED 72 HOURS IN ADVANCE OF ARRIVAL WITH 2325 EMERSON ST., JAX., FL 32207) | EA | ERMCO TRANS | PER JEA SPEC | Y | ERMCO TRANS , PER JEA SPEC | [5 empty] | JEA UNDERGROUND DISTRIBUTION |  | 100 | 0
TRAPC029 | 3 Phase - Large | TRANSFORMER, 2000 KVA, 25565Y/14760 VOLT PRIMARY, 480Y/277 VOLT SECONDARY, PADMOUNTED, THREE PHASE - (DELIVERY TO BE SCHEDULED 72 HOURS IN ADVANCE OF ARRIVAL WITH 2325 EMERSON ST., JAX., FL 32207) | EA | HOWARD | PER JEA SPEC | Y | HOWARD , PER JEA SPEC | [5 empty] | JEA UNDERGROUND DISTRIBUTION |  | 100 | 0
TRAPC029 | 3 Phase - Large | TRANSFORMER, 2000 KVA, 25565Y/14760 VOLT PRIMARY, 480Y/277 VOLT SECONDARY, PADMOUNTED, THREE PHASE - (DELIVERY TO BE SCHEDULED 72 HOURS IN ADVANCE OF ARRIVAL WITH 2325 EMERSON ST., JAX., FL 32207) | EA | MGM TRANSFORMER COMPANY | PER SPECIFICATION | Y | MGM TRANSFORMER COMPANY , PER SPECIFICATION | [5 empty] | JEA UNDERGROUND DISTRIBUTION |  | 100 | 0
TRAPC029 | 3 Phase - Large | TRANSFORMER, 2000 KVA, 25565Y/14760 VOLT PRIMARY, 480Y/277 VOLT SECONDARY, PADMOUNTED, THREE PHASE - (DELIVERY TO BE SCHEDULED 72 HOURS IN ADVANCE OF ARRIVAL WITH 2325 EMERSON ST., JAX., FL 32207) | EA | NATIONAL INDUST (ABB) | PER JEA SPEC | Y | NATIONAL INDUST (ABB) , PER JEA SPEC | [5 empty] | JEA UNDERGROUND DISTRIBUTION |  | 100 | 0
TRAPC029 | 3 Phase - Large | TRANSFORMER, 2000 KVA, 25565Y/14760 VOLT PRIMARY, 480Y/277 VOLT SECONDARY, PADMOUNTED, THREE PHASE - (DELIVERY TO BE SCHEDULED 72 HOURS IN ADVANCE OF ARRIVAL WITH 2325 EMERSON ST., JAX., FL 32207) | EA | PROLEC (GE) | PER JEA SPEC | Y | PROLEC (GE) , PER JEA SPEC | [5 empty] | JEA UNDERGROUND DISTRIBUTION |  | 100 | 0
TRAPC029 | 3 Phase - Large | TRANSFORMER, 2000 KVA, 25565Y/14760 VOLT PRIMARY, 480Y/277 VOLT SECONDARY, PADMOUNTED, THREE PHASE - (DELIVERY TO BE SCHEDULED 72 HOURS IN ADVANCE OF ARRIVAL WITH 2325 EMERSON ST., JAX., FL 32207) | EA | SQUARE D | PER JEA SPEC | Y | SQUARE D , PER JEA SPEC | [5 empty] | JEA UNDERGROUND DISTRIBUTION |  | 100 | 0
TRAPC013 | 3 Phase - Large | TRANSFORMER, 1500 KVA, 25565Y/14760 VOLT PRIMARY, 480Y/277 VOLT SECONDARY, PADMOUNTED, THREE PHASE - DELIVERY TO BE SCHEDULED 72 HOURS IN ADVANCE OF ARRIVAL WITH 2325 EMERSON ST., JAX., FL 32207 | EA | CAM TRAN | PER JEA SPEC | Y | CAM TRAN , PER JEA SPEC | [5 empty] | JEA UNDERGROUND DISTRIBUTION |  | 110 | 0
TRAPC013 | 3 Phase - Large | TRANSFORMER, 1500 KVA, 25565Y/14760 VOLT PRIMARY, 480Y/277 VOLT SECONDARY, PADMOUNTED, THREE PHASE - DELIVERY TO BE SCHEDULED 72 HOURS IN ADVANCE OF ARRIVAL WITH 2325 EMERSON ST., JAX., FL 32207 | EA | CARTE INTERNATIONAL | PER JEA SPEC | Y | CARTE INTERNATIONAL , PER JEA SPEC | [5 empty] | JEA UNDERGROUND DISTRIBUTION |  | 110 | 0
TRAPC013 | 3 Phase - Large | TRANSFORMER, 1500 KVA, 25565Y/14760 VOLT PRIMARY, 480Y/277 VOLT SECONDARY, PADMOUNTED, THREE PHASE - DELIVERY TO BE SCHEDULED 72 HOURS IN ADVANCE OF ARRIVAL WITH 2325 EMERSON ST., JAX., FL 32207 | EA | CENTRAL MOLONEY | PER JEA SPEC | Y | CENTRAL MOLONEY , PER JEA SPEC | [5 empty] | JEA UNDERGROUND DISTRIBUTION |  | 110 | 0
TRAPC013 | 3 Phase - Large | TRANSFORMER, 1500 KVA, 25565Y/14760 VOLT PRIMARY, 480Y/277 VOLT SECONDARY, PADMOUNTED, THREE PHASE - DELIVERY TO BE SCHEDULED 72 HOURS IN ADVANCE OF ARRIVAL WITH 2325 EMERSON ST., JAX., FL 32207 | EA | CG POWER SYSTEM / PAUWELS | PER JEA SPEC | Y | CG POWER SYSTEM / PAUWELS , PER JEA SPEC | [5 empty] | JEA UNDERGROUND DISTRIBUTION |  | 110 | 0
TRAPC013 | 3 Phase - Large | TRANSFORMER, 1500 KVA, 25565Y/14760 VOLT PRIMARY, 480Y/277 VOLT SECONDARY, PADMOUNTED, THREE PHASE - DELIVERY TO BE SCHEDULED 72 HOURS IN ADVANCE OF ARRIVAL WITH 2325 EMERSON ST., JAX., FL 32207 | EA | COOPER POWER SYSTEMS | PER JEA SPEC | Y | COOPER POWER SYSTEMS , PER JEA SPEC | [5 empty] | JEA UNDERGROUND DISTRIBUTION |  | 110 | 0
TRAPC013 | 3 Phase - Large | TRANSFORMER, 1500 KVA, 25565Y/14760 VOLT PRIMARY, 480Y/277 VOLT SECONDARY, PADMOUNTED, THREE PHASE - DELIVERY TO BE SCHEDULED 72 HOURS IN ADVANCE OF ARRIVAL WITH 2325 EMERSON ST., JAX., FL 32207 | EA | ERMCO TRANS | PER JEA SPEC | Y | ERMCO TRANS , PER JEA SPEC | [5 empty] | JEA UNDERGROUND DISTRIBUTION |  | 110 | 0
TRAPC013 | 3 Phase - Large | TRANSFORMER, 1500 KVA, 25565Y/14760 VOLT PRIMARY, 480Y/277 VOLT SECONDARY, PADMOUNTED, THREE PHASE - DELIVERY TO BE SCHEDULED 72 HOURS IN ADVANCE OF ARRIVAL WITH 2325 EMERSON ST., JAX., FL 32207 | EA | HOWARD | PER JEA SPEC | Y | HOWARD , PER JEA SPEC | [5 empty] | JEA UNDERGROUND DISTRIBUTION |  | 110 | 0
TRAPC013 | 3 Phase - Large | TRANSFORMER, 1500 KVA, 25565Y/14760 VOLT PRIMARY, 480Y/277 VOLT SECONDARY, PADMOUNTED, THREE PHASE - DELIVERY TO BE SCHEDULED 72 HOURS IN ADVANCE OF ARRIVAL WITH 2325 EMERSON ST., JAX., FL 32207 | EA | MGM TRANSFORMER COMPANY | PER SPECIFICATION | Y | MGM TRANSFORMER COMPANY , PER SPECIFICATION | [5 empty] | JEA UNDERGROUND DISTRIBUTION |  | 110 | 0
TRAPC013 | 3 Phase - Large | TRANSFORMER, 1500 KVA, 25565Y/14760 VOLT PRIMARY, 480Y/277 VOLT SECONDARY, PADMOUNTED, THREE PHASE - DELIVERY TO BE SCHEDULED 72 HOURS IN ADVANCE OF ARRIVAL WITH 2325 EMERSON ST., JAX., FL 32207 | EA | NATIONAL INDUST (ABB) | PER JEA SPEC | Y | NATIONAL INDUST (ABB) , PER JEA SPEC | [5 empty] | JEA UNDERGROUND DISTRIBUTION |  | 110 | 0
TRAPC013 | 3 Phase - Large | TRANSFORMER, 1500 KVA, 25565Y/14760 VOLT PRIMARY, 480Y/277 VOLT SECONDARY, PADMOUNTED, THREE PHASE - DELIVERY TO BE SCHEDULED 72 HOURS IN ADVANCE OF ARRIVAL WITH 2325 EMERSON ST., JAX., FL 32207 | EA | PROLEC (GE) | PER JEA SPEC | Y | PROLEC (GE) , PER JEA SPEC | [5 empty] | JEA UNDERGROUND DISTRIBUTION |  | 110 | 0
TRAPC013 | 3 Phase - Large | TRANSFORMER, 1500 KVA, 25565Y/14760 VOLT PRIMARY, 480Y/277 VOLT SECONDARY, PADMOUNTED, THREE PHASE - DELIVERY TO BE SCHEDULED 72 HOURS IN ADVANCE OF ARRIVAL WITH 2325 EMERSON ST., JAX., FL 32207 | EA | SQUARE D | PER JEA SPEC | Y | SQUARE D , PER JEA SPEC | [5 empty] | JEA UNDERGROUND DISTRIBUTION |  | 110 | 0
TRACG001 | Pole Mounted | TRANSFORMER, 10 KVA, 14760/25565Y VOLT PRIMARY, 120/240 VOLT SECONDARY, SINGLE PHASE, CONVENTIONAL | EA | CARTE INTERNATIONAL | PER JEA SPEC | Y | CARTE INTERNATIONAL , PER JEA SPEC | [5 empty] | JEA OVERHEAD DISTRIBUTION |  | 112 | 0
TRACG001 | Pole Mounted | TRANSFORMER, 10 KVA, 14760/25565Y VOLT PRIMARY, 120/240 VOLT SECONDARY, SINGLE PHASE, CONVENTIONAL | EA | CENTRAL MOLONEY | PER JEA SPEC | Y | CENTRAL MOLONEY , PER JEA SPEC | [5 empty] | JEA OVERHEAD DISTRIBUTION |  | 112 | 0
TRACG001 | Pole Mounted | TRANSFORMER, 10 KVA, 14760/25565Y VOLT PRIMARY, 120/240 VOLT SECONDARY, SINGLE PHASE, CONVENTIONAL | EA | COOPER POWER SYSTEMS | PER JEA SPEC | Y | COOPER POWER SYSTEMS , PER JEA SPEC | [5 empty] | JEA OVERHEAD DISTRIBUTION |  | 112 | 0
TRACG001 | Pole Mounted | TRANSFORMER, 10 KVA, 14760/25565Y VOLT PRIMARY, 120/240 VOLT SECONDARY, SINGLE PHASE, CONVENTIONAL | EA | ERMCO TRANS | PER JEA SPEC | Y | ERMCO TRANS , PER JEA SPEC | [5 empty] | JEA OVERHEAD DISTRIBUTION |  | 112 | 0
TRACG001 | Pole Mounted | TRANSFORMER, 10 KVA, 14760/25565Y VOLT PRIMARY, 120/240 VOLT SECONDARY, SINGLE PHASE, CONVENTIONAL | EA | HOWARD | PER JEA SPEC | Y | HOWARD , PER JEA SPEC | [5 empty] | JEA OVERHEAD DISTRIBUTION |  | 112 | 0
TRACG001 | Pole Mounted | TRANSFORMER, 10 KVA, 14760/25565Y VOLT PRIMARY, 120/240 VOLT SECONDARY, SINGLE PHASE, CONVENTIONAL | EA | NATIONAL INDUST (ABB) | PER JEA SPEC | Y | NATIONAL INDUST (ABB) , PER JEA SPEC | [5 empty] | JEA OVERHEAD DISTRIBUTION |  | 112 | 0
TRACO002 | Pole Mounted | TRANSFORMER, 50 KVA, 14760/25565Y VOLT PRIMARY, 120/240 VOLT SECONDARY, SINGLE PHASE, CONTAMINATED ENVIRONMENT - JEA SPECIFICATION REQUIRED | EA | CARTE INTERNATIONAL | PER JEA SPEC | Y | CARTE INTERNATIONAL , PER JEA SPEC | [5 empty] | JEA OVERHEAD DISTRIBUTION |  | 140 | 0
TRACO002 | Pole Mounted | TRANSFORMER, 50 KVA, 14760/25565Y VOLT PRIMARY, 120/240 VOLT SECONDARY, SINGLE PHASE, CONTAMINATED ENVIRONMENT - JEA SPECIFICATION REQUIRED | EA | CENTRAL MOLONEY | PER JEA SPEC | Y | CENTRAL MOLONEY , PER JEA SPEC | [5 empty] | JEA OVERHEAD DISTRIBUTION |  | 140 | 0
TRACO002 | Pole Mounted | TRANSFORMER, 50 KVA, 14760/25565Y VOLT PRIMARY, 120/240 VOLT SECONDARY, SINGLE PHASE, CONTAMINATED ENVIRONMENT - JEA SPECIFICATION REQUIRED | EA | COOPER POWER SYSTEMS | PER JEA SPEC | Y | COOPER POWER SYSTEMS , PER JEA SPEC | [5 empty] | JEA OVERHEAD DISTRIBUTION |  | 140 | 0
TRACO002 | Pole Mounted | TRANSFORMER, 50 KVA, 14760/25565Y VOLT PRIMARY, 120/240 VOLT SECONDARY, SINGLE PHASE, CONTAMINATED ENVIRONMENT - JEA SPECIFICATION REQUIRED | EA | ERMCO TRANS | PER JEA SPEC | Y | ERMCO TRANS , PER JEA SPEC | [5 empty] | JEA OVERHEAD DISTRIBUTION |  | 140 | 0
TRACO002 | Pole Mounted | TRANSFORMER, 50 KVA, 14760/25565Y VOLT PRIMARY, 120/240 VOLT SECONDARY, SINGLE PHASE, CONTAMINATED ENVIRONMENT - JEA SPECIFICATION REQUIRED | EA | HOWARD | PER JEA SPEC | Y | HOWARD , PER JEA SPEC | [5 empty] | JEA OVERHEAD DISTRIBUTION |  | 140 | 0
TRACO002 | Pole Mounted | TRANSFORMER, 50 KVA, 14760/25565Y VOLT PRIMARY, 120/240 VOLT SECONDARY, SINGLE PHASE, CONTAMINATED ENVIRONMENT - JEA SPECIFICATION REQUIRED | EA | NATIONAL INDUST (ABB) | PER JEA SPEC | Y | NATIONAL INDUST (ABB) , PER JEA SPEC | [5 empty] | JEA OVERHEAD DISTRIBUTION |  | 140 | 0
TRACO002 | Pole Mounted | TRANSFORMER, 50 KVA, 14760/25565Y VOLT PRIMARY, 120/240 VOLT SECONDARY, SINGLE PHASE, CONTAMINATED ENVIRONMENT - JEA SPECIFICATION REQUIRED | EA | PROLEC (GE) | PER JEA SPEC | Y | PROLEC (GE) , PER JEA SPEC | [5 empty] | JEA OVERHEAD DISTRIBUTION |  | 140 | 0
TRAPC003 | 3 Phase - Small | TRANSFORMER, 500 KVA, 25565Y/14760 VOLT PRIMARY, 208Y/120 VOLT SECONDARY, PADMOUNTED, THREE PHASE - (SHIP TO: 2325 EMERSON ST., JAX., FL 32207) | EA | CAM TRAN | PER JEA SPEC | Y | CAM TRAN , PER JEA SPEC | [5 empty] | JEA UNDERGROUND DISTRIBUTION |  | 161 | 0
TRAPC003 | 3 Phase - Small | TRANSFORMER, 500 KVA, 25565Y/14760 VOLT PRIMARY, 208Y/120 VOLT SECONDARY, PADMOUNTED, THREE PHASE - (SHIP TO: 2325 EMERSON ST., JAX., FL 32207) | EA | CARTE INTERNATIONAL | PER JEA SPEC | Y | CARTE INTERNATIONAL , PER JEA SPEC | [5 empty] | JEA UNDERGROUND DISTRIBUTION |  | 161 | 0
TRAPC003 | 3 Phase - Small | TRANSFORMER, 500 KVA, 25565Y/14760 VOLT PRIMARY, 208Y/120 VOLT SECONDARY, PADMOUNTED, THREE PHASE - (SHIP TO: 2325 EMERSON ST., JAX., FL 32207) | EA | CENTRAL MOLONEY | PER JEA SPEC | Y | CENTRAL MOLONEY , PER JEA SPEC | [5 empty] | JEA UNDERGROUND DISTRIBUTION |  | 161 | 0
TRAPC003 | 3 Phase - Small | TRANSFORMER, 500 KVA, 25565Y/14760 VOLT PRIMARY, 208Y/120 VOLT SECONDARY, PADMOUNTED, THREE PHASE - (SHIP TO: 2325 EMERSON ST., JAX., FL 32207) | EA | CG POWER SYSTEM / PAUWELS | PER JEA SPEC | Y | CG POWER SYSTEM / PAUWELS , PER JEA SPEC | [5 empty] | JEA UNDERGROUND DISTRIBUTION |  | 161 | 0
TRAPC003 | 3 Phase - Small | TRANSFORMER, 500 KVA, 25565Y/14760 VOLT PRIMARY, 208Y/120 VOLT SECONDARY, PADMOUNTED, THREE PHASE - (SHIP TO: 2325 EMERSON ST., JAX., FL 32207) | EA | COOPER POWER SYSTEMS | PER JEA SPEC | Y | COOPER POWER SYSTEMS , PER JEA SPEC | [5 empty] | JEA UNDERGROUND DISTRIBUTION |  | 161 | 0
TRAPC003 | 3 Phase - Small | TRANSFORMER, 500 KVA, 25565Y/14760 VOLT PRIMARY, 208Y/120 VOLT SECONDARY, PADMOUNTED, THREE PHASE - (SHIP TO: 2325 EMERSON ST., JAX., FL 32207) | EA | ERMCO TRANS | PER JEA SPEC | Y | ERMCO TRANS , PER JEA SPEC | [5 empty] | JEA UNDERGROUND DISTRIBUTION |  | 161 | 0
TRAPC003 | 3 Phase - Small | TRANSFORMER, 500 KVA, 25565Y/14760 VOLT PRIMARY, 208Y/120 VOLT SECONDARY, PADMOUNTED, THREE PHASE - (SHIP TO: 2325 EMERSON ST., JAX., FL 32207) | EA | HOWARD | PER JEA SPEC | Y | HOWARD , PER JEA SPEC | [5 empty] | JEA UNDERGROUND DISTRIBUTION |  | 161 | 0
TRAPC003 | 3 Phase - Small | TRANSFORMER, 500 KVA, 25565Y/14760 VOLT PRIMARY, 208Y/120 VOLT SECONDARY, PADMOUNTED, THREE PHASE - (SHIP TO: 2325 EMERSON ST., JAX., FL 32207) | EA | MGM TRANSFORMER COMPANY | PER SPECIFICATION | Y | MGM TRANSFORMER COMPANY , PER SPECIFICATION | [5 empty] | JEA UNDERGROUND DISTRIBUTION |  | 161 | 0
TRAPC003 | 3 Phase - Small | TRANSFORMER, 500 KVA, 25565Y/14760 VOLT PRIMARY, 208Y/120 VOLT SECONDARY, PADMOUNTED, THREE PHASE - (SHIP TO: 2325 EMERSON ST., JAX., FL 32207) | EA | NATIONAL INDUST (ABB) | PER JEA SPEC | Y | NATIONAL INDUST (ABB) , PER JEA SPEC | [5 empty] | JEA UNDERGROUND DISTRIBUTION |  | 161 | 0
TRAPC003 | 3 Phase - Small | TRANSFORMER, 500 KVA, 25565Y/14760 VOLT PRIMARY, 208Y/120 VOLT SECONDARY, PADMOUNTED, THREE PHASE - (SHIP TO: 2325 EMERSON ST., JAX., FL 32207) | EA | PROLEC (GE) | PER JEA SPEC | Y | PROLEC (GE) , PER JEA SPEC | [5 empty] | JEA UNDERGROUND DISTRIBUTION |  | 161 | 0
TRAPC003 | 3 Phase - Small | TRANSFORMER, 500 KVA, 25565Y/14760 VOLT PRIMARY, 208Y/120 VOLT SECONDARY, PADMOUNTED, THREE PHASE - (SHIP TO: 2325 EMERSON ST., JAX., FL 32207) | EA | SQUARE D | PER JEA SPEC | Y | SQUARE D , PER JEA SPEC | [5 empty] | JEA UNDERGROUND DISTRIBUTION |  | 161 | 0
TRACI001 | Pole Mounted | TRANSFORMER, 50 KVA, 14760/25565Y VOLT PRIMARY, 277/480Y VOLT SECONDARY, SINGLE PHASE, CONVENTIONAL | EA | CARTE INTERNATIONAL | PER JEA SPEC | Y | CARTE INTERNATIONAL , PER JEA SPEC | [5 empty] | JEA OVERHEAD DISTRIBUTION |  | 200 | 0
TRACI001 | Pole Mounted | TRANSFORMER, 50 KVA, 14760/25565Y VOLT PRIMARY, 277/480Y VOLT SECONDARY, SINGLE PHASE, CONVENTIONAL | EA | CENTRAL MOLONEY | PER JEA SPEC | Y | CENTRAL MOLONEY , PER JEA SPEC | [5 empty] | JEA OVERHEAD DISTRIBUTION |  | 200 | 0
TRACI001 | Pole Mounted | TRANSFORMER, 50 KVA, 14760/25565Y VOLT PRIMARY, 277/480Y VOLT SECONDARY, SINGLE PHASE, CONVENTIONAL | EA | COOPER POWER SYSTEMS | PER JEA SPEC | Y | COOPER POWER SYSTEMS , PER JEA SPEC | [5 empty] | JEA OVERHEAD DISTRIBUTION |  | 200 | 0
TRACI001 | Pole Mounted | TRANSFORMER, 50 KVA, 14760/25565Y VOLT PRIMARY, 277/480Y VOLT SECONDARY, SINGLE PHASE, CONVENTIONAL | EA | ERMCO TRANS | PER JEA SPEC | Y | ERMCO TRANS , PER JEA SPEC | [5 empty] | JEA OVERHEAD DISTRIBUTION |  | 200 | 0
TRACI001 | Pole Mounted | TRANSFORMER, 50 KVA, 14760/25565Y VOLT PRIMARY, 277/480Y VOLT SECONDARY, SINGLE PHASE, CONVENTIONAL | EA | HOWARD | PER JEA SPEC | Y | HOWARD , PER JEA SPEC | [5 empty] | JEA OVERHEAD DISTRIBUTION |  | 200 | 0
TRACI001 | Pole Mounted | TRANSFORMER, 50 KVA, 14760/25565Y VOLT PRIMARY, 277/480Y VOLT SECONDARY, SINGLE PHASE, CONVENTIONAL | EA | NATIONAL INDUST (ABB) | PER JEA SPEC | Y | NATIONAL INDUST (ABB) , PER JEA SPEC | [5 empty] | JEA OVERHEAD DISTRIBUTION |  | 200 | 0
TRACI001 | Pole Mounted | TRANSFORMER, 50 KVA, 14760/25565Y VOLT PRIMARY, 277/480Y VOLT SECONDARY, SINGLE PHASE, CONVENTIONAL | EA | PROLEC (GE) | PER JEA SPEC | Y | PROLEC (GE) , PER JEA SPEC | [5 empty] | JEA OVERHEAD DISTRIBUTION |  | 200 | 0
TRAPC001 | 3 Phase - Small | TRANSFORMER, 150 KVA, 25565Y/14760 VOLT PRIMARY, 208Y/120 VOLT SECONDARY, PADMOUNTED, THREE PHASE - (SHIP TO: 2325 EMERSON ST., JAX., FL 32207) | EA | CAM TRAN | PER JEA SPEC | Y | CAM TRAN , PER JEA SPEC | [5 empty] | JEA UNDERGROUND DISTRIBUTION |  | 210 | 0
TRAPC001 | 3 Phase - Small | TRANSFORMER, 150 KVA, 25565Y/14760 VOLT PRIMARY, 208Y/120 VOLT SECONDARY, PADMOUNTED, THREE PHASE - (SHIP TO: 2325 EMERSON ST., JAX., FL 32207) | EA | CARTE INTERNATIONAL | PER JEA SPEC | Y | CARTE INTERNATIONAL , PER JEA SPEC | [5 empty] | JEA UNDERGROUND DISTRIBUTION |  | 210 | 0
TRAPC001 | 3 Phase - Small | TRANSFORMER, 150 KVA, 25565Y/14760 VOLT PRIMARY, 208Y/120 VOLT SECONDARY, PADMOUNTED, THREE PHASE - (SHIP TO: 2325 EMERSON ST., JAX., FL 32207) | EA | CENTRAL MOLONEY | PER JEA SPEC | Y | CENTRAL MOLONEY , PER JEA SPEC | [5 empty] | JEA UNDERGROUND DISTRIBUTION |  | 210 | 0
TRAPC001 | 3 Phase - Small | TRANSFORMER, 150 KVA, 25565Y/14760 VOLT PRIMARY, 208Y/120 VOLT SECONDARY, PADMOUNTED, THREE PHASE - (SHIP TO: 2325 EMERSON ST., JAX., FL 32207) | EA | CG POWER SYSTEM / PAUWELS | PER JEA SPEC | Y | CG POWER SYSTEM / PAUWELS , PER JEA SPEC | [5 empty] | JEA UNDERGROUND DISTRIBUTION |  | 210 | 0
TRAPC001 | 3 Phase - Small | TRANSFORMER, 150 KVA, 25565Y/14760 VOLT PRIMARY, 208Y/120 VOLT SECONDARY, PADMOUNTED, THREE PHASE - (SHIP TO: 2325 EMERSON ST., JAX., FL 32207) | EA | COOPER POWER SYSTEMS | PER JEA SPEC | Y | COOPER POWER SYSTEMS , PER JEA SPEC | [5 empty] | JEA UNDERGROUND DISTRIBUTION |  | 210 | 0
TRAPC001 | 3 Phase - Small | TRANSFORMER, 150 KVA, 25565Y/14760 VOLT PRIMARY, 208Y/120 VOLT SECONDARY, PADMOUNTED, THREE PHASE - (SHIP TO: 2325 EMERSON ST., JAX., FL 32207) | EA | ERMCO TRANS | PER JEA SPEC | Y | ERMCO TRANS , PER JEA SPEC | [5 empty] | JEA UNDERGROUND DISTRIBUTION |  | 210 | 0
TRAPC001 | 3 Phase - Small | TRANSFORMER, 150 KVA, 25565Y/14760 VOLT PRIMARY, 208Y/120 VOLT SECONDARY, PADMOUNTED, THREE PHASE - (SHIP TO: 2325 EMERSON ST., JAX., FL 32207) | EA | HOWARD | PER JEA SPEC | Y | HOWARD , PER JEA SPEC | [5 empty] | JEA UNDERGROUND DISTRIBUTION |  | 210 | 0
TRAPC001 | 3 Phase - Small | TRANSFORMER, 150 KVA, 25565Y/14760 VOLT PRIMARY, 208Y/120 VOLT SECONDARY, PADMOUNTED, THREE PHASE - (SHIP TO: 2325 EMERSON ST., JAX., FL 32207) | EA | MGM TRANSFORMER COMPANY | PER SPECIFICATION | Y | MGM TRANSFORMER COMPANY , PER SPECIFICATION | [5 empty] | JEA UNDERGROUND DISTRIBUTION |  | 210 | 0
TRAPC001 | 3 Phase - Small | TRANSFORMER, 150 KVA, 25565Y/14760 VOLT PRIMARY, 208Y/120 VOLT SECONDARY, PADMOUNTED, THREE PHASE - (SHIP TO: 2325 EMERSON ST., JAX., FL 32207) | EA | NATIONAL INDUST (ABB) | PER JEA SPEC | Y | NATIONAL INDUST (ABB) , PER JEA SPEC | [5 empty] | JEA UNDERGROUND DISTRIBUTION |  | 210 | 0
TRAPC001 | 3 Phase - Small | TRANSFORMER, 150 KVA, 25565Y/14760 VOLT PRIMARY, 208Y/120 VOLT SECONDARY, PADMOUNTED, THREE PHASE - (SHIP TO: 2325 EMERSON ST., JAX., FL 32207) | EA | PROLEC (GE) | PER JEA SPEC | Y | PROLEC (GE) , PER JEA SPEC | [5 empty] | JEA UNDERGROUND DISTRIBUTION |  | 210 | 0
TRAPC001 | 3 Phase - Small | TRANSFORMER, 150 KVA, 25565Y/14760 VOLT PRIMARY, 208Y/120 VOLT SECONDARY, PADMOUNTED, THREE PHASE - (SHIP TO: 2325 EMERSON ST., JAX., FL 32207) | EA | SQUARE D | PER JEA SPEC | Y | SQUARE D , PER JEA SPEC | [5 empty] | JEA UNDERGROUND DISTRIBUTION |  | 210 | 0
TRACO001 | Pole Mounted | TRANSFORMER, 25 KVA, 14760/25565Y VOLT PRIMARY, 120/240 VOLT SECONDARY, SINGLE PHASE, CONTAMINATED ENVIRONMENT | EA | CARTE INTERNATIONAL | PER JEA SPEC | Y | CARTE INTERNATIONAL , PER JEA SPEC | [5 empty] | JEA OVERHEAD DISTRIBUTION |  | 220 | 0
TRACO001 | Pole Mounted | TRANSFORMER, 25 KVA, 14760/25565Y VOLT PRIMARY, 120/240 VOLT SECONDARY, SINGLE PHASE, CONTAMINATED ENVIRONMENT | EA | CENTRAL MOLONEY | PER JEA SPEC | Y | CENTRAL MOLONEY , PER JEA SPEC | [5 empty] | JEA OVERHEAD DISTRIBUTION |  | 220 | 0
TRACO001 | Pole Mounted | TRANSFORMER, 25 KVA, 14760/25565Y VOLT PRIMARY, 120/240 VOLT SECONDARY, SINGLE PHASE, CONTAMINATED ENVIRONMENT | EA | COOPER POWER SYSTEMS | PER JEA SPEC | Y | COOPER POWER SYSTEMS , PER JEA SPEC | [5 empty] | JEA OVERHEAD DISTRIBUTION |  | 220 | 0
TRACO001 | Pole Mounted | TRANSFORMER, 25 KVA, 14760/25565Y VOLT PRIMARY, 120/240 VOLT SECONDARY, SINGLE PHASE, CONTAMINATED ENVIRONMENT | EA | ERMCO TRANS | PER JEA SPEC | Y | ERMCO TRANS , PER JEA SPEC | [5 empty] | JEA OVERHEAD DISTRIBUTION |  | 220 | 0
TRACO001 | Pole Mounted | TRANSFORMER, 25 KVA, 14760/25565Y VOLT PRIMARY, 120/240 VOLT SECONDARY, SINGLE PHASE, CONTAMINATED ENVIRONMENT | EA | HOWARD | PER JEA SPEC | Y | HOWARD , PER JEA SPEC | [5 empty] | JEA OVERHEAD DISTRIBUTION |  | 220 | 0
TRACO001 | Pole Mounted | TRANSFORMER, 25 KVA, 14760/25565Y VOLT PRIMARY, 120/240 VOLT SECONDARY, SINGLE PHASE, CONTAMINATED ENVIRONMENT | EA | NATIONAL INDUST (ABB) | PER JEA SPEC | Y | NATIONAL INDUST (ABB) , PER JEA SPEC | [5 empty] | JEA OVERHEAD DISTRIBUTION |  | 220 | 0
TRACO001 | Pole Mounted | TRANSFORMER, 25 KVA, 14760/25565Y VOLT PRIMARY, 120/240 VOLT SECONDARY, SINGLE PHASE, CONTAMINATED ENVIRONMENT | EA | PROLEC (GE) | PER JEA SPEC | Y | PROLEC (GE) , PER JEA SPEC | [5 empty] | JEA OVERHEAD DISTRIBUTION |  | 220 | 0
TRAMP012 | Single Phase | TRANSFORMER, 167 KVA, 25565Y/14760 VOLT PRIMARY, 240/120 VOLT SECONDARY, PADMOUNTED, SINGLE PHASE | EA | ABB | PER SPECIFICATION | Y | ABB , PER SPECIFICATION | [5 empty] | JEA UNDERGROUND DISTRIBUTION |  | 320 | 0
TRAMP012 | Single Phase | TRANSFORMER, 167 KVA, 25565Y/14760 VOLT PRIMARY, 240/120 VOLT SECONDARY, PADMOUNTED, SINGLE PHASE | EA | CAM TRAN | PER JEA SPEC | Y | CAM TRAN , PER JEA SPEC | [5 empty] | JEA UNDERGROUND DISTRIBUTION |  | 320 | 0
TRAMP012 | Single Phase | TRANSFORMER, 167 KVA, 25565Y/14760 VOLT PRIMARY, 240/120 VOLT SECONDARY, PADMOUNTED, SINGLE PHASE | EA | CARTE INTERNATIONAL | PER JEA SPEC | Y | CARTE INTERNATIONAL , PER JEA SPEC | [5 empty] | JEA UNDERGROUND DISTRIBUTION |  | 320 | 0
TRAMP012 | Single Phase | TRANSFORMER, 167 KVA, 25565Y/14760 VOLT PRIMARY, 240/120 VOLT SECONDARY, PADMOUNTED, SINGLE PHASE | EA | CENTRAL MOLONEY | PER JEA SPEC | Y | CENTRAL MOLONEY , PER JEA SPEC | [5 empty] | JEA UNDERGROUND DISTRIBUTION |  | 320 | 0
TRAMP012 | Single Phase | TRANSFORMER, 167 KVA, 25565Y/14760 VOLT PRIMARY, 240/120 VOLT SECONDARY, PADMOUNTED, SINGLE PHASE | EA | COOPER POWER SYSTEMS | PER JEA SPEC | Y | COOPER POWER SYSTEMS , PER JEA SPEC | [5 empty] | JEA UNDERGROUND DISTRIBUTION |  | 320 | 0
TRAMP012 | Single Phase | TRANSFORMER, 167 KVA, 25565Y/14760 VOLT PRIMARY, 240/120 VOLT SECONDARY, PADMOUNTED, SINGLE PHASE | EA | ERMCO TRANS | PER JEA SPEC | Y | ERMCO TRANS , PER JEA SPEC | [5 empty] | JEA UNDERGROUND DISTRIBUTION |  | 320 | 0
TRAMP012 | Single Phase | TRANSFORMER, 167 KVA, 25565Y/14760 VOLT PRIMARY, 240/120 VOLT SECONDARY, PADMOUNTED, SINGLE PHASE | EA | HOWARD | PER JEA SPEC | Y | HOWARD , PER JEA SPEC | [5 empty] | JEA UNDERGROUND DISTRIBUTION |  | 320 | 0
TRAMP012 | Single Phase | TRANSFORMER, 167 KVA, 25565Y/14760 VOLT PRIMARY, 240/120 VOLT SECONDARY, PADMOUNTED, SINGLE PHASE | EA | INTERNATIONAL ELECTRIC CO | PER JEA SPEC | Y | INTERNATIONAL ELECTRIC CO , PER JEA SPEC | [5 empty] | JEA UNDERGROUND DISTRIBUTION |  | 320 | 0
TRAMP012 | Single Phase | TRANSFORMER, 167 KVA, 25565Y/14760 VOLT PRIMARY, 240/120 VOLT SECONDARY, PADMOUNTED, SINGLE PHASE | EA | MGM TRANSFORMER COMPANY | PER SPECIFICATION | Y | MGM TRANSFORMER COMPANY , PER SPECIFICATION | [5 empty] | JEA UNDERGROUND DISTRIBUTION |  | 320 | 0
TRAMP012 | Single Phase | TRANSFORMER, 167 KVA, 25565Y/14760 VOLT PRIMARY, 240/120 VOLT SECONDARY, PADMOUNTED, SINGLE PHASE | EA | PROLEC (GE) | PER JEA SPEC | Y | PROLEC (GE) , PER JEA SPEC | [5 empty] | JEA UNDERGROUND DISTRIBUTION |  | 320 | 0
TRAPC002 | 3 Phase - Small | TRANSFORMER, 300 KVA, 25565Y/14760 VOLT PRIMARY, 208Y/120 VOLT SECONDARY, PADMOUNTED, THREE PHASE - (SHIP TO: 2325 EMERSON ST., JAX., FL 32207) | EA | CAM TRAN | PER JEA SPEC | Y | CAM TRAN , PER JEA SPEC | [5 empty] | JEA UNDERGROUND DISTRIBUTION |  | 320 | 0
TRAPC002 | 3 Phase - Small | TRANSFORMER, 300 KVA, 25565Y/14760 VOLT PRIMARY, 208Y/120 VOLT SECONDARY, PADMOUNTED, THREE PHASE - (SHIP TO: 2325 EMERSON ST., JAX., FL 32207) | EA | CARTE INTERNATIONAL | PER JEA SPEC | Y | CARTE INTERNATIONAL , PER JEA SPEC | [5 empty] | JEA UNDERGROUND DISTRIBUTION |  | 320 | 0
TRAPC002 | 3 Phase - Small | TRANSFORMER, 300 KVA, 25565Y/14760 VOLT PRIMARY, 208Y/120 VOLT SECONDARY, PADMOUNTED, THREE PHASE - (SHIP TO: 2325 EMERSON ST., JAX., FL 32207) | EA | CENTRAL MOLONEY | PER JEA SPEC | Y | CENTRAL MOLONEY , PER JEA SPEC | [5 empty] | JEA UNDERGROUND DISTRIBUTION |  | 320 | 0
TRAPC002 | 3 Phase - Small | TRANSFORMER, 300 KVA, 25565Y/14760 VOLT PRIMARY, 208Y/120 VOLT SECONDARY, PADMOUNTED, THREE PHASE - (SHIP TO: 2325 EMERSON ST., JAX., FL 32207) | EA | CG POWER SYSTEM / PAUWELS | PER JEA SPEC | Y | CG POWER SYSTEM / PAUWELS , PER JEA SPEC | [5 empty] | JEA UNDERGROUND DISTRIBUTION |  | 320 | 0
TRAPC002 | 3 Phase - Small | TRANSFORMER, 300 KVA, 25565Y/14760 VOLT PRIMARY, 208Y/120 VOLT SECONDARY, PADMOUNTED, THREE PHASE - (SHIP TO: 2325 EMERSON ST., JAX., FL 32207) | EA | COOPER POWER SYSTEMS | PER JEA SPEC | Y | COOPER POWER SYSTEMS , PER JEA SPEC | [5 empty] | JEA UNDERGROUND DISTRIBUTION |  | 320 | 0
TRAPC002 | 3 Phase - Small | TRANSFORMER, 300 KVA, 25565Y/14760 VOLT PRIMARY, 208Y/120 VOLT SECONDARY, PADMOUNTED, THREE PHASE - (SHIP TO: 2325 EMERSON ST., JAX., FL 32207) | EA | ERMCO TRANS | PER JEA SPEC | Y | ERMCO TRANS , PER JEA SPEC | [5 empty] | JEA UNDERGROUND DISTRIBUTION |  | 320 | 0
TRAPC002 | 3 Phase - Small | TRANSFORMER, 300 KVA, 25565Y/14760 VOLT PRIMARY, 208Y/120 VOLT SECONDARY, PADMOUNTED, THREE PHASE - (SHIP TO: 2325 EMERSON ST., JAX., FL 32207) | EA | HOWARD | PER JEA SPEC | Y | HOWARD , PER JEA SPEC | [5 empty] | JEA UNDERGROUND DISTRIBUTION |  | 320 | 0
TRAPC002 | 3 Phase - Small | TRANSFORMER, 300 KVA, 25565Y/14760 VOLT PRIMARY, 208Y/120 VOLT SECONDARY, PADMOUNTED, THREE PHASE - (SHIP TO: 2325 EMERSON ST., JAX., FL 32207) | EA | MGM TRANSFORMER COMPANY | PER SPECIFICATION | Y | MGM TRANSFORMER COMPANY , PER SPECIFICATION | [5 empty] | JEA UNDERGROUND DISTRIBUTION |  | 320 | 0
TRAPC002 | 3 Phase - Small | TRANSFORMER, 300 KVA, 25565Y/14760 VOLT PRIMARY, 208Y/120 VOLT SECONDARY, PADMOUNTED, THREE PHASE - (SHIP TO: 2325 EMERSON ST., JAX., FL 32207) | EA | NATIONAL INDUST (ABB) | PER JEA SPEC | Y | NATIONAL INDUST (ABB) , PER JEA SPEC | [5 empty] | JEA UNDERGROUND DISTRIBUTION |  | 320 | 0
TRAPC002 | 3 Phase - Small | TRANSFORMER, 300 KVA, 25565Y/14760 VOLT PRIMARY, 208Y/120 VOLT SECONDARY, PADMOUNTED, THREE PHASE - (SHIP TO: 2325 EMERSON ST., JAX., FL 32207) | EA | PROLEC (GE) | PER JEA SPEC | Y | PROLEC (GE) , PER JEA SPEC | [5 empty] | JEA UNDERGROUND DISTRIBUTION |  | 320 | 0
TRAPC002 | 3 Phase - Small | TRANSFORMER, 300 KVA, 25565Y/14760 VOLT PRIMARY, 208Y/120 VOLT SECONDARY, PADMOUNTED, THREE PHASE - (SHIP TO: 2325 EMERSON ST., JAX., FL 32207) | EA | SQUARE D | PER JEA SPEC | Y | SQUARE D , PER JEA SPEC | [5 empty] | JEA UNDERGROUND DISTRIBUTION |  | 320 | 0
TRAMP011 | Single Phase | TRANSFORMER, 100 KVA, 25565Y/14760 VOLT PRIMARY, 240/120 VOLT SECONDARY, PADMOUNTED, SINGLE PHASE | EA | ABB | PER SPECIFICATION | Y | ABB , PER SPECIFICATION | [5 empty] | JEA UNDERGROUND DISTRIBUTION |  | 400 | 0
TRAMP011 | Single Phase | TRANSFORMER, 100 KVA, 25565Y/14760 VOLT PRIMARY, 240/120 VOLT SECONDARY, PADMOUNTED, SINGLE PHASE | EA | CAM TRAN | PER JEA SPEC | Y | CAM TRAN , PER JEA SPEC | [5 empty] | JEA UNDERGROUND DISTRIBUTION |  | 400 | 0
TRAMP011 | Single Phase | TRANSFORMER, 100 KVA, 25565Y/14760 VOLT PRIMARY, 240/120 VOLT SECONDARY, PADMOUNTED, SINGLE PHASE | EA | CARTE INTERNATIONAL | PER JEA SPEC | Y | CARTE INTERNATIONAL , PER JEA SPEC | [5 empty] | JEA UNDERGROUND DISTRIBUTION |  | 400 | 0
TRAMP011 | Single Phase | TRANSFORMER, 100 KVA, 25565Y/14760 VOLT PRIMARY, 240/120 VOLT SECONDARY, PADMOUNTED, SINGLE PHASE | EA | CENTRAL MOLONEY | PER JEA SPEC | Y | CENTRAL MOLONEY , PER JEA SPEC | [5 empty] | JEA UNDERGROUND DISTRIBUTION |  | 400 | 0
TRAMP011 | Single Phase | TRANSFORMER, 100 KVA, 25565Y/14760 VOLT PRIMARY, 240/120 VOLT SECONDARY, PADMOUNTED, SINGLE PHASE | EA | COOPER POWER SYSTEMS | PER JEA SPEC | Y | COOPER POWER SYSTEMS , PER JEA SPEC | [5 empty] | JEA UNDERGROUND DISTRIBUTION |  | 400 | 0
TRAMP011 | Single Phase | TRANSFORMER, 100 KVA, 25565Y/14760 VOLT PRIMARY, 240/120 VOLT SECONDARY, PADMOUNTED, SINGLE PHASE | EA | ERMCO TRANS | PER JEA SPEC | Y | ERMCO TRANS , PER JEA SPEC | [5 empty] | JEA UNDERGROUND DISTRIBUTION |  | 400 | 0
TRAMP011 | Single Phase | TRANSFORMER, 100 KVA, 25565Y/14760 VOLT PRIMARY, 240/120 VOLT SECONDARY, PADMOUNTED, SINGLE PHASE | EA | HOWARD | PER JEA SPEC | Y | HOWARD , PER JEA SPEC | [5 empty] | JEA UNDERGROUND DISTRIBUTION |  | 400 | 0
TRAMP011 | Single Phase | TRANSFORMER, 100 KVA, 25565Y/14760 VOLT PRIMARY, 240/120 VOLT SECONDARY, PADMOUNTED, SINGLE PHASE | EA | INTERNATIONAL ELECTRIC CO | PER JEA SPEC | Y | INTERNATIONAL ELECTRIC CO , PER JEA SPEC | [5 empty] | JEA UNDERGROUND DISTRIBUTION |  | 400 | 0
TRAMP011 | Single Phase | TRANSFORMER, 100 KVA, 25565Y/14760 VOLT PRIMARY, 240/120 VOLT SECONDARY, PADMOUNTED, SINGLE PHASE | EA | MGM TRANSFORMER COMPANY | PER SPECIFICATION | Y | MGM TRANSFORMER COMPANY , PER SPECIFICATION | [5 empty] | JEA UNDERGROUND DISTRIBUTION |  | 400 | 0
TRAMP011 | Single Phase | TRANSFORMER, 100 KVA, 25565Y/14760 VOLT PRIMARY, 240/120 VOLT SECONDARY, PADMOUNTED, SINGLE PHASE | EA | PROLEC (GE) | PER JEA SPEC | Y | PROLEC (GE) , PER JEA SPEC | [5 empty] | JEA UNDERGROUND DISTRIBUTION |  | 400 | 0
TRAMP011 | Single Phase | TRANSFORMER, 100 KVA, 25565Y/14760 VOLT PRIMARY, 240/120 VOLT SECONDARY, PADMOUNTED, SINGLE PHASE | EA |  |  |  | , | [5 empty] | JEA UNDERGROUND DISTRIBUTION |  | 400 | 0
TRAMP014 | Single Phase | TRANSFORMER, 25 KVA, 25565Y/14760 VOLT PRIMARY, 240/120 VOLT SECONDARY, PADMOUNTED, SINGLE PHASE | EA | ABB | PER SPECIFICATION | Y | ABB , PER SPECIFICATION | [5 empty] | JEA UNDERGROUND DISTRIBUTION |  | 400 | 0
TRAMP014 | Single Phase | TRANSFORMER, 25 KVA, 25565Y/14760 VOLT PRIMARY, 240/120 VOLT SECONDARY, PADMOUNTED, SINGLE PHASE | EA | CAM TRAN | PER JEA SPEC | Y | CAM TRAN , PER JEA SPEC | [5 empty] | JEA UNDERGROUND DISTRIBUTION |  | 400 | 0
TRAMP014 | Single Phase | TRANSFORMER, 25 KVA, 25565Y/14760 VOLT PRIMARY, 240/120 VOLT SECONDARY, PADMOUNTED, SINGLE PHASE | EA | CARTE INTERNATIONAL | PER JEA SPEC | Y | CARTE INTERNATIONAL , PER JEA SPEC | [5 empty] | JEA UNDERGROUND DISTRIBUTION |  | 400 | 0
TRAMP014 | Single Phase | TRANSFORMER, 25 KVA, 25565Y/14760 VOLT PRIMARY, 240/120 VOLT SECONDARY, PADMOUNTED, SINGLE PHASE | EA | CENTRAL MOLONEY | PER JEA SPEC | Y | CENTRAL MOLONEY , PER JEA SPEC | [5 empty] | JEA UNDERGROUND DISTRIBUTION |  | 400 | 0
TRAMP014 | Single Phase | TRANSFORMER, 25 KVA, 25565Y/14760 VOLT PRIMARY, 240/120 VOLT SECONDARY, PADMOUNTED, SINGLE PHASE | EA | COOPER POWER SYSTEMS | PER JEA SPEC | Y | COOPER POWER SYSTEMS , PER JEA SPEC | [5 empty] | JEA UNDERGROUND DISTRIBUTION |  | 400 | 0
TRAMP014 | Single Phase | TRANSFORMER, 25 KVA, 25565Y/14760 VOLT PRIMARY, 240/120 VOLT SECONDARY, PADMOUNTED, SINGLE PHASE | EA | ERMCO TRANS | PER JEA SPEC | Y | ERMCO TRANS , PER JEA SPEC | [5 empty] | JEA UNDERGROUND DISTRIBUTION |  | 400 | 0
TRAMP014 | Single Phase | TRANSFORMER, 25 KVA, 25565Y/14760 VOLT PRIMARY, 240/120 VOLT SECONDARY, PADMOUNTED, SINGLE PHASE | EA | HOWARD | PER JEA SPEC | Y | HOWARD , PER JEA SPEC | [5 empty] | JEA UNDERGROUND DISTRIBUTION |  | 400 | 0
TRAMP014 | Single Phase | TRANSFORMER, 25 KVA, 25565Y/14760 VOLT PRIMARY, 240/120 VOLT SECONDARY, PADMOUNTED, SINGLE PHASE | EA | INTERNATIONAL ELECTRIC CO | PER JEA SPEC | Y | INTERNATIONAL ELECTRIC CO , PER JEA SPEC | [5 empty] | JEA UNDERGROUND DISTRIBUTION |  | 400 | 0
TRAMP014 | Single Phase | TRANSFORMER, 25 KVA, 25565Y/14760 VOLT PRIMARY, 240/120 VOLT SECONDARY, PADMOUNTED, SINGLE PHASE | EA | MGM TRANSFORMER COMPANY | PER SPECIFICATION | Y | MGM TRANSFORMER COMPANY , PER SPECIFICATION | [5 empty] | JEA UNDERGROUND DISTRIBUTION |  | 400 | 0
TRAMP014 | Single Phase | TRANSFORMER, 25 KVA, 25565Y/14760 VOLT PRIMARY, 240/120 VOLT SECONDARY, PADMOUNTED, SINGLE PHASE | EA | PROLEC (GE) | PER JEA SPEC | Y | PROLEC (GE) , PER JEA SPEC | [5 empty] | JEA UNDERGROUND DISTRIBUTION |  | 400 | 0
TRAMP014 | Single Phase | TRANSFORMER, 25 KVA, 25565Y/14760 VOLT PRIMARY, 240/120 VOLT SECONDARY, PADMOUNTED, SINGLE PHASE | EA |  |  |  | , | [5 empty] | JEA UNDERGROUND DISTRIBUTION |  | 400 | 0
TRACG002 | Pole Mounted | TRANSFORMER, 15 KVA, 14760/25565Y VOLT PRIMARY, 120/240 VOLT SECONDARY, SINGLE PHASE, CONVENTIONAL | EA | CARTE INTERNATIONAL | PER JEA SPEC | Y | CARTE INTERNATIONAL , PER JEA SPEC | [5 empty] | JEA OVERHEAD DISTRIBUTION |  | 420 | 0
TRACG002 | Pole Mounted | TRANSFORMER, 15 KVA, 14760/25565Y VOLT PRIMARY, 120/240 VOLT SECONDARY, SINGLE PHASE, CONVENTIONAL | EA | CENTRAL MOLONEY | PER JEA SPEC | Y | CENTRAL MOLONEY , PER JEA SPEC | [5 empty] | JEA OVERHEAD DISTRIBUTION |  | 420 | 0
TRACG002 | Pole Mounted | TRANSFORMER, 15 KVA, 14760/25565Y VOLT PRIMARY, 120/240 VOLT SECONDARY, SINGLE PHASE, CONVENTIONAL | EA | COOPER POWER SYSTEMS | PER JEA SPEC | Y | COOPER POWER SYSTEMS , PER JEA SPEC | [5 empty] | JEA OVERHEAD DISTRIBUTION |  | 420 | 0
TRACG002 | Pole Mounted | TRANSFORMER, 15 KVA, 14760/25565Y VOLT PRIMARY, 120/240 VOLT SECONDARY, SINGLE PHASE, CONVENTIONAL | EA | ERMCO TRANS | PER JEA SPEC | Y | ERMCO TRANS , PER JEA SPEC | [5 empty] | JEA OVERHEAD DISTRIBUTION |  | 420 | 0
TRACG002 | Pole Mounted | TRANSFORMER, 15 KVA, 14760/25565Y VOLT PRIMARY, 120/240 VOLT SECONDARY, SINGLE PHASE, CONVENTIONAL | EA | HOWARD | PER JEA SPEC | Y | HOWARD , PER JEA SPEC | [5 empty] | JEA OVERHEAD DISTRIBUTION |  | 420 | 0
TRACG002 | Pole Mounted | TRANSFORMER, 15 KVA, 14760/25565Y VOLT PRIMARY, 120/240 VOLT SECONDARY, SINGLE PHASE, CONVENTIONAL | EA | NATIONAL INDUST (ABB) | PER JEA SPEC | Y | NATIONAL INDUST (ABB) , PER JEA SPEC | [5 empty] | JEA OVERHEAD DISTRIBUTION |  | 420 | 0
TRACG002 | Pole Mounted | TRANSFORMER, 15 KVA, 14760/25565Y VOLT PRIMARY, 120/240 VOLT SECONDARY, SINGLE PHASE, CONVENTIONAL | EA | PROLEC (GE) | PER JEA SPEC | Y | PROLEC (GE) , PER JEA SPEC | [5 empty] | JEA OVERHEAD DISTRIBUTION |  | 420 | 0
TRACG002 | Pole Mounted | TRANSFORMER, 15 KVA, 14760/25565Y VOLT PRIMARY, 120/240 VOLT SECONDARY, SINGLE PHASE, CONVENTIONAL | EA |  |  |  | , | [5 empty] | JEA OVERHEAD DISTRIBUTION |  | 420 | 0
TRAMP009 | Single Phase | TRANSFORMER, 50 KVA, 25565Y/14760 VOLT PRIMARY, 240/120 VOLT SECONDARY, PADMOUNTED, SINGLE PHASE | EA | ABB | PER SPECIFICATION | Y | ABB , PER SPECIFICATION | [5 empty] | JEA UNDERGROUND DISTRIBUTION |  | 1300 | 0
TRAMP009 | Single Phase | TRANSFORMER, 50 KVA, 25565Y/14760 VOLT PRIMARY, 240/120 VOLT SECONDARY, PADMOUNTED, SINGLE PHASE | EA | CAM TRAN | PER JEA SPEC | Y | CAM TRAN , PER JEA SPEC | [5 empty] | JEA UNDERGROUND DISTRIBUTION |  | 1300 | 0
TRAMP009 | Single Phase | TRANSFORMER, 50 KVA, 25565Y/14760 VOLT PRIMARY, 240/120 VOLT SECONDARY, PADMOUNTED, SINGLE PHASE | EA | CARTE INTERNATIONAL | PER JEA SPEC | Y | CARTE INTERNATIONAL , PER JEA SPEC | [5 empty] | JEA UNDERGROUND DISTRIBUTION |  | 1300 | 0
TRAMP009 | Single Phase | TRANSFORMER, 50 KVA, 25565Y/14760 VOLT PRIMARY, 240/120 VOLT SECONDARY, PADMOUNTED, SINGLE PHASE | EA | CENTRAL MOLONEY | PER JEA SPEC | Y | CENTRAL MOLONEY , PER JEA SPEC | [5 empty] | JEA UNDERGROUND DISTRIBUTION |  | 1300 | 0
TRAMP009 | Single Phase | TRANSFORMER, 50 KVA, 25565Y/14760 VOLT PRIMARY, 240/120 VOLT SECONDARY, PADMOUNTED, SINGLE PHASE | EA | COOPER POWER SYSTEMS | PER JEA SPEC | Y | COOPER POWER SYSTEMS , PER JEA SPEC | [5 empty] | JEA UNDERGROUND DISTRIBUTION |  | 1300 | 0
TRAMP009 | Single Phase | TRANSFORMER, 50 KVA, 25565Y/14760 VOLT PRIMARY, 240/120 VOLT SECONDARY, PADMOUNTED, SINGLE PHASE | EA | ERMCO TRANS | PER JEA SPEC | Y | ERMCO TRANS , PER JEA SPEC | [5 empty] | JEA UNDERGROUND DISTRIBUTION |  | 1300 | 0
TRAMP009 | Single Phase | TRANSFORMER, 50 KVA, 25565Y/14760 VOLT PRIMARY, 240/120 VOLT SECONDARY, PADMOUNTED, SINGLE PHASE | EA | HOWARD | PER JEA SPEC | Y | HOWARD , PER JEA SPEC | [5 empty] | JEA UNDERGROUND DISTRIBUTION |  | 1300 | 0
TRAMP009 | Single Phase | TRANSFORMER, 50 KVA, 25565Y/14760 VOLT PRIMARY, 240/120 VOLT SECONDARY, PADMOUNTED, SINGLE PHASE | EA | INTERNATIONAL ELECTRIC CO | PER JEA SPEC | Y | INTERNATIONAL ELECTRIC CO , PER JEA SPEC | [5 empty] | JEA UNDERGROUND DISTRIBUTION |  | 1300 | 0
TRAMP009 | Single Phase | TRANSFORMER, 50 KVA, 25565Y/14760 VOLT PRIMARY, 240/120 VOLT SECONDARY, PADMOUNTED, SINGLE PHASE | EA | MGM TRANSFORMER COMPANY | PER SPECIFICATION | Y | MGM TRANSFORMER COMPANY , PER SPECIFICATION | [5 empty] | JEA UNDERGROUND DISTRIBUTION |  | 1300 | 0
TRAMP009 | Single Phase | TRANSFORMER, 50 KVA, 25565Y/14760 VOLT PRIMARY, 240/120 VOLT SECONDARY, PADMOUNTED, SINGLE PHASE | EA | PROLEC (GE) | PER JEA SPEC | Y | PROLEC (GE) , PER JEA SPEC | [5 empty] | JEA UNDERGROUND DISTRIBUTION |  | 1300 | 0
TRAMP009 | Single Phase | TRANSFORMER, 50 KVA, 25565Y/14760 VOLT PRIMARY, 240/120 VOLT SECONDARY, PADMOUNTED, SINGLE PHASE | EA |  |  |  | , | [5 empty] | JEA UNDERGROUND DISTRIBUTION |  | 1300 | 0
TRACG004 | Pole Mounted | TRANSFORMER, 50 KVA, 14760/25565Y VOLT PRIMARY, 120/240 VOLT SECONDARY, SINGLE PHASE, CONVENTIONAL | EA | CARTE INTERNATIONAL | PER JEA SPEC | Y | CARTE INTERNATIONAL , PER JEA SPEC | [5 empty] | JEA OVERHEAD DISTRIBUTION | 200 | 1400 | 0
TRACG004 | Pole Mounted | TRANSFORMER, 50 KVA, 14760/25565Y VOLT PRIMARY, 120/240 VOLT SECONDARY, SINGLE PHASE, CONVENTIONAL | EA | CENTRAL MOLONEY | PER JEA SPEC | Y | CENTRAL MOLONEY , PER JEA SPEC | [5 empty] | JEA OVERHEAD DISTRIBUTION | 200 | 1400 | 0
TRACG004 | Pole Mounted | TRANSFORMER, 50 KVA, 14760/25565Y VOLT PRIMARY, 120/240 VOLT SECONDARY, SINGLE PHASE, CONVENTIONAL | EA | COOPER POWER SYSTEMS | PER JEA SPEC | Y | COOPER POWER SYSTEMS , PER JEA SPEC | [5 empty] | JEA OVERHEAD DISTRIBUTION | 200 | 1400 | 0
TRACG004 | Pole Mounted | TRANSFORMER, 50 KVA, 14760/25565Y VOLT PRIMARY, 120/240 VOLT SECONDARY, SINGLE PHASE, CONVENTIONAL | EA | ERMCO TRANS | PER JEA SPEC | Y | ERMCO TRANS , PER JEA SPEC | [5 empty] | JEA OVERHEAD DISTRIBUTION | 200 | 1400 | 0
TRACG004 | Pole Mounted | TRANSFORMER, 50 KVA, 14760/25565Y VOLT PRIMARY, 120/240 VOLT SECONDARY, SINGLE PHASE, CONVENTIONAL | EA | HOWARD | PER JEA SPEC | Y | HOWARD , PER JEA SPEC | [5 empty] | JEA OVERHEAD DISTRIBUTION | 200 | 1400 | 0
TRACG004 | Pole Mounted | TRANSFORMER, 50 KVA, 14760/25565Y VOLT PRIMARY, 120/240 VOLT SECONDARY, SINGLE PHASE, CONVENTIONAL | EA | NATIONAL INDUST (ABB) | PER JEA SPEC | Y | NATIONAL INDUST (ABB) , PER JEA SPEC | [5 empty] | JEA OVERHEAD DISTRIBUTION | 200 | 1400 | 0
TRACG004 | Pole Mounted | TRANSFORMER, 50 KVA, 14760/25565Y VOLT PRIMARY, 120/240 VOLT SECONDARY, SINGLE PHASE, CONVENTIONAL | EA | PROLEC (GE) | PER JEA SPEC | Y | PROLEC (GE) , PER JEA SPEC | [5 empty] | JEA OVERHEAD DISTRIBUTION | 200 | 1400 | 0
TRACG004 | Pole Mounted | TRANSFORMER, 50 KVA, 14760/25565Y VOLT PRIMARY, 120/240 VOLT SECONDARY, SINGLE PHASE, CONVENTIONAL | EA |  |  |  | , | [5 empty] | JEA OVERHEAD DISTRIBUTION | 200 | 1400 | 0
TRAMP010 | Single Phase | TRANSFORMER, 75 KVA, 25565Y/14760 VOLT PRIMARY, 240/120 VOLT SECONDARY, PADMOUNTED, SINGLE PHASE | EA | ABB | PER SPECIFICATION | Y | ABB , PER SPECIFICATION | [5 empty] | JEA UNDERGROUND DISTRIBUTION | 200 | 1500 | 0
TRAMP010 | Single Phase | TRANSFORMER, 75 KVA, 25565Y/14760 VOLT PRIMARY, 240/120 VOLT SECONDARY, PADMOUNTED, SINGLE PHASE | EA | CAM TRAN | PER JEA SPEC | Y | CAM TRAN , PER JEA SPEC | [5 empty] | JEA UNDERGROUND DISTRIBUTION | 200 | 1500 | 0
TRAMP010 | Single Phase | TRANSFORMER, 75 KVA, 25565Y/14760 VOLT PRIMARY, 240/120 VOLT SECONDARY, PADMOUNTED, SINGLE PHASE | EA | CARTE INTERNATIONAL | PER JEA SPEC | Y | CARTE INTERNATIONAL , PER JEA SPEC | [5 empty] | JEA UNDERGROUND DISTRIBUTION | 200 | 1500 | 0
TRAMP010 | Single Phase | TRANSFORMER, 75 KVA, 25565Y/14760 VOLT PRIMARY, 240/120 VOLT SECONDARY, PADMOUNTED, SINGLE PHASE | EA | CENTRAL MOLONEY | PER JEA SPEC | Y | CENTRAL MOLONEY , PER JEA SPEC | [5 empty] | JEA UNDERGROUND DISTRIBUTION | 200 | 1500 | 0
TRAMP010 | Single Phase | TRANSFORMER, 75 KVA, 25565Y/14760 VOLT PRIMARY, 240/120 VOLT SECONDARY, PADMOUNTED, SINGLE PHASE | EA | COOPER POWER SYSTEMS | PER JEA SPEC | Y | COOPER POWER SYSTEMS , PER JEA SPEC | [5 empty] | JEA UNDERGROUND DISTRIBUTION | 200 | 1500 | 0
TRAMP010 | Single Phase | TRANSFORMER, 75 KVA, 25565Y/14760 VOLT PRIMARY, 240/120 VOLT SECONDARY, PADMOUNTED, SINGLE PHASE | EA | ERMCO TRANS | PER JEA SPEC | Y | ERMCO TRANS , PER JEA SPEC | [5 empty] | JEA UNDERGROUND DISTRIBUTION | 200 | 1500 | 0
TRAMP010 | Single Phase | TRANSFORMER, 75 KVA, 25565Y/14760 VOLT PRIMARY, 240/120 VOLT SECONDARY, PADMOUNTED, SINGLE PHASE | EA | HOWARD | PER JEA SPEC | Y | HOWARD , PER JEA SPEC | [5 empty] | JEA UNDERGROUND DISTRIBUTION | 200 | 1500 | 0
TRAMP010 | Single Phase | TRANSFORMER, 75 KVA, 25565Y/14760 VOLT PRIMARY, 240/120 VOLT SECONDARY, PADMOUNTED, SINGLE PHASE | EA | INTERNATIONAL ELECTRIC CO | PER JEA SPEC | Y | INTERNATIONAL ELECTRIC CO , PER JEA SPEC | [5 empty] | JEA UNDERGROUND DISTRIBUTION | 200 | 1500 | 0
TRAMP010 | Single Phase | TRANSFORMER, 75 KVA, 25565Y/14760 VOLT PRIMARY, 240/120 VOLT SECONDARY, PADMOUNTED, SINGLE PHASE | EA | MGM TRANSFORMER COMPANY | PER SPECIFICATION | Y | MGM TRANSFORMER COMPANY , PER SPECIFICATION | [5 empty] | JEA UNDERGROUND DISTRIBUTION | 200 | 1500 | 0
TRAMP010 | Single Phase | TRANSFORMER, 75 KVA, 25565Y/14760 VOLT PRIMARY, 240/120 VOLT SECONDARY, PADMOUNTED, SINGLE PHASE | EA | PROLEC (GE) | PER JEA SPEC | Y | PROLEC (GE) , PER JEA SPEC | [5 empty] | JEA UNDERGROUND DISTRIBUTION | 200 | 1500 | 0
TRAMP010 | Single Phase | TRANSFORMER, 75 KVA, 25565Y/14760 VOLT PRIMARY, 240/120 VOLT SECONDARY, PADMOUNTED, SINGLE PHASE | EA |  |  |  | , | [5 empty] | JEA UNDERGROUND DISTRIBUTION | 200 | 1500 | 0
TRACG003 | Pole Mounted | TRANSFORMER, 25 KVA, 14760/25565Y VOLT PRIMARY, 120/240 VOLT SECONDARY, SINGLE PHASE, CONVENTIONAL | EA | CARTE INTERNATIONAL | PER JEA SPEC | Y | CARTE INTERNATIONAL , PER JEA SPEC | [5 empty] | JEA OVERHEAD DISTRIBUTION | 200 | 3000 | 0
TRACG003 | Pole Mounted | TRANSFORMER, 25 KVA, 14760/25565Y VOLT PRIMARY, 120/240 VOLT SECONDARY, SINGLE PHASE, CONVENTIONAL | EA | CENTRAL MOLONEY | PER JEA SPEC | Y | CENTRAL MOLONEY , PER JEA SPEC | [5 empty] | JEA OVERHEAD DISTRIBUTION | 200 | 3000 | 0
TRACG003 | Pole Mounted | TRANSFORMER, 25 KVA, 14760/25565Y VOLT PRIMARY, 120/240 VOLT SECONDARY, SINGLE PHASE, CONVENTIONAL | EA | COOPER POWER SYSTEMS | PER JEA SPEC | Y | COOPER POWER SYSTEMS , PER JEA SPEC | [5 empty] | JEA OVERHEAD DISTRIBUTION | 200 | 3000 | 0
TRACG003 | Pole Mounted | TRANSFORMER, 25 KVA, 14760/25565Y VOLT PRIMARY, 120/240 VOLT SECONDARY, SINGLE PHASE, CONVENTIONAL | EA | ERMCO TRANS | PER JEA SPEC | Y | ERMCO TRANS , PER JEA SPEC | [5 empty] | JEA OVERHEAD DISTRIBUTION | 200 | 3000 | 0
TRACG003 | Pole Mounted | TRANSFORMER, 25 KVA, 14760/25565Y VOLT PRIMARY, 120/240 VOLT SECONDARY, SINGLE PHASE, CONVENTIONAL | EA | HOWARD | PER JEA SPEC | Y | HOWARD , PER JEA SPEC | [5 empty] | JEA OVERHEAD DISTRIBUTION | 200 | 3000 | 0
TRACG003 | Pole Mounted | TRANSFORMER, 25 KVA, 14760/25565Y VOLT PRIMARY, 120/240 VOLT SECONDARY, SINGLE PHASE, CONVENTIONAL | EA | NATIONAL INDUST (ABB) | PER JEA SPEC | Y | NATIONAL INDUST (ABB) , PER JEA SPEC | [5 empty] | JEA OVERHEAD DISTRIBUTION | 200 | 3000 | 0
TRACG003 | Pole Mounted | TRANSFORMER, 25 KVA, 14760/25565Y VOLT PRIMARY, 120/240 VOLT SECONDARY, SINGLE PHASE, CONVENTIONAL | EA | PROLEC (GE) | PER JEA SPEC | Y | PROLEC (GE) , PER JEA SPEC | [5 empty] | JEA OVERHEAD DISTRIBUTION | 200 | 3000 | 0
TRACG003 | Pole Mounted | TRANSFORMER, 25 KVA, 14760/25565Y VOLT PRIMARY, 120/240 VOLT SECONDARY, SINGLE PHASE, CONVENTIONAL | EA |  |  |  | , | [5 empty] | JEA OVERHEAD DISTRIBUTION | 200 | 3000 | 0
TRANS002 | 3 Phase - Large | TRANSFORMER, 750 KVA 13200 DELTA VOLT PRIMARY, 216Y/125 VOLT SECONDARY, THREE PHASE, NETWORK SUBWAY - JEA SPECIFICATION REQUIRED (SHIP TO: 2325 EMERSON ST., JAX., FL 32207) | EA | MGM TRANSFORMER COMPANY | PER SPECIFICATION | Y | MGM TRANSFORMER COMPANY , PER SPECIFICATION | [5 empty] | JEA UNDERGROUND DISTRIBUTION |  | 1 | 0
TRANS002 | 3 Phase - Large | TRANSFORMER, 750 KVA 13200 DELTA VOLT PRIMARY, 216Y/125 VOLT SECONDARY, THREE PHASE, NETWORK SUBWAY - JEA SPECIFICATION REQUIRED (SHIP TO: 2325 EMERSON ST., JAX., FL 32207) | EA | NATIONAL INDUST (ABB) | PER JEA SPEC | Y | NATIONAL INDUST (ABB) , PER JEA SPEC | [5 empty] | JEA UNDERGROUND DISTRIBUTION |  | 1 | 0
TRANS002 | 3 Phase - Large | TRANSFORMER, 750 KVA 13200 DELTA VOLT PRIMARY, 216Y/125 VOLT SECONDARY, THREE PHASE, NETWORK SUBWAY - JEA SPECIFICATION REQUIRED (SHIP TO: 2325 EMERSON ST., JAX., FL 32207) | EA | PROLEC (GE) | PER JEA SPEC | Y | PROLEC (GE) , PER JEA SPEC | [5 empty] | JEA UNDERGROUND DISTRIBUTION |  | 1 | 0